## Introduction
|  | Version: | 2 | 4603500%
***This calculator is used for estimating savings and incentives from the installation of prescriptive measures in the Small Business Direct Install and Building Tune-Up programs. The measure inputs used in this calculator will be reviewed by the Program in order to determine the final incentive amount.
Tab Summary
Introduction: | Basic information about this workbook
Methodology: | Maryland V11 TRM for each measure
Customer Information: | Input fields for project level information, required unless otherwise noted
Project Summary: | Incentive, savings, and financial summary
Lighting Fixtures: | Input lighting fixtures by type, model number, and relevant specifications
Lighting: | Lighting & Lighting Controls Measures
HVAC: | HVAC Equipment, HVAC Tune-Ups, Heat Pump Water Heaters, and more
Food Service | Commercial ENERGY STAR Kitchen Equipment
Refrigeration: | Commercial Refrigeration Equipment, Lighting, and Controls
Cost Breakdown: | Customer Cost Breakdown by measure (Printable)
Inspection Punchlist: | Inspection Punchlist by measure (Printable)
Field Legend |  | Tab Legend
Header or Column Name |  | Project Inputs Required
Example |  | Measure Inputs Required
Calculated Field |  | No Inputs Required
User Input
Glossary of Inputs
Unit Equipment Cost | Cost of the installed equipment
Unit Installation Cost | Non-equipment associated costs (labor, lifts, etc.)
DIY Measures
These measures are incentivized at 100% of equipment cost
Advanced Power Strips
Low Flow Faucet Aerators
Electric Water Heater Pipe Insulation
Beverage Vending Machine Controls
Suction Pipe Insulation for Walk-Ins
DIY Lighting

## Customer Information
Customer Information |  | Site Details
Account Number |  | Facility Type
Business Name |  | Other Facility Type
EA Number |  | Customer Entered Class
Project Name |  | Natural Gas Available
Business Address 1 |  | Facility Size Approx Sq Ft
Business City |  | Primary Heating Type
Business State |  | Primary Cooling Type | Electric
Business Zip Code |  | CR Network Partner |  |  | Version: | 2 | 4603500%
Contact Name 1 |  | Estimated Completion date
Contact Email 1 |  | Electric Utility Rate ($/kWh) |  | Status
Contact Name 2 (Optional) |  |  |  | Additional Inputs Required on Customer Information Tab
Contact Email 2 (Optional) |  | Contractor Details
Telephone 1 |  | Sales Representative Name
Telephone 2 |  | Sales Rep Telephone Number
Customer Rate Schedule |  | Additional Information (Optional)
County |  | Audit Date |  | Additional Notes
Customer Contact Address
Customer Contact City |  | CR Network Program
Customer Contact State |  | Building Tune-Up
Customer Contact Zip Code
Bonus Eligibility
2025 Tiered Bonus Eligible | No
2025 Closing Bonus Eligible: | No
2025 Summit Bonus Eligible: | No
2025 Incentive Boost Bonus Eligible: | No
*Please do not enable this bonus without explicit approval

## Project Summary
- - Building Tune-Up Project
[10 empty] | Version: | 2 | 4603500%
Subtotal Incentive | GNI Adder Incentive | Bonus Incentive | Total Incentive including all bonuses | Total Project Cost | % of Project Cost | % of Project Cost including customer bonuses | Total Cost to Customer |  | Average kWh Usage | Total kWh Savings | Total Summer kW Savings | Total Winter kW Savings | Total Fossil Fuel Savings (Therms/yr) | Lifetime GHG Emmissions Savings (MTCO2e)
0 | 0 | 0 | 0 | 0 | 0% | 0% | 0 |  |  | 0 | 0 | 0 | 0 | 0
Measure Name |  |  | Project Cost | Equipment Cost | Quantity | kWh | Summer kW | Winter kW | Fossil Fuel Savings (Therms/yr) | Lifetime GHG Emmissions Savings (MTCO2e) | Capped Incentive | Uncapped Incentive | Final Incentive
Lighting |  |  | 0 | 0 | 0 | 0 | 0 | 0 | 0 | 0 | 0 | 0 | 0
Lighting & Controls |  |  | 0 | 0 | 0 | 0 | 0 | 0 | 0 | 0 | 0 | 0 | 0
DIY Lighting |  |  | 0 | 0 | 0 | 0 | 0 | 0 | 0 | 0 | 0 | 0 | 0
HVAC |  |  | 0 | 0 | 0 | 0 | 0 | 0 | 0 | 0 | 0 | 0 | 0
HVAC Tune Up |  |  | 0 | 0 | 0 | 0 | 0 | 0 | 0 | 0 | 0 | 0 | 0
Refrigeration |  |  | 0 | 0 | 0 | 0 | 0 | 0 | 0 | 0 | 0 | 0 | 0
Food Service |  |  | 0 | 0 | 0 | 0 | 0 | 0 | 0 | 0 | 0 | 0 | 0
DIY Misc |  |  | 0 | 0 | 0 | 0 | 0 | 0 | 0 | 0 | 0 | 0 | 0
Electrification |  |  | 0 | 0 | 0 | 0 | 0 | 0 | 0 | 0 | 0 | 0 | 0
Subtotal: |  |  | 0 | 0 | 0 | 0 | 0 | 0 | 0 | 0 | 0 | 0 | $0.00 | 0
GNI Adder | [10 empty] | 100
Bonus | [10 empty] | 150
Total: | [10 empty] | 250
Financial Summary |  | Summary Table | [5 empty] | By the Numbers |  |  | Cost of Waiting |  |  |  | Summit Bonus | Tiered Bonus
|  | Project Cost: |  | 0 |  |  | 0 |  |  | 0 |  |  |  |  | 0 | 0
|  | Energy Savings (kWh) |  | 0 | [10 empty] | Boost Bonus
|  | Annual Utility Cost Savings: |  | 0 |  |  | Available Utility Incentive |  |  | Monthly |  |  |  |  | 0
|  | Available Utility Incentive: |  | 0 |  |  | 0 |  |  | 0
|  | Cost to Customer: |  | 0
|  | Return on Investment |  | 0% |  |  | Simple Payback (Years) |  |  | Annually
Financing Options |  | Interest |  | Monthly Savings |  | Term |  | Monthly Payment |  | Monthly Cash Flow
|  | 0% |  | 0 |  | 12 months
|  | 2.99% |  | 0 |  | 24 months
|  | 2.99% |  | 0 |  | 36 months
|  | 2.99% |  | 0 |  | 48 months
|  | 2.99% |  | 0 |  | 60 months
*Estimated monthly payment amounts are subject to credit approval
Additional Energy Savings and Incentive Opportunities |  | Custom |  | Retrocommissioning |  | Agriculture |  | Building Operator Training (BOT) |  | Contact Us |  | Financing
|  | Projects that do not meet the prescriptive criteria such as compressed air, process improvements, and more! |  | Save significant energy for your business and lower operating costs with comprehensive retro-commissioning and personalized support |  | Dairy Scroll Compressors, High Volume Low Speed Fans, VSDs on Dairy Pumps, and more! |  | Qualified personnel can receive discounts toward training and certification that focuses on reducing and conserving energy in buildings. |  | Reach out today to improve efficiency and boost your bottom line with Potomac Edison’s Energy Solutions for Business Program. EnergySaveMD@clearesult.com Call: 855-801-5803 |  | Interested in financing? See summary above or visit the link below for more details
Yes No
|  | Custom Incentives |  | RCx Incentives |  | Agriculture Incentives |  | BOT Incentives |  | Energy Advisor Services |  | Financing
Signature |  | Customer Name: |  |  |  | Customer Signature: |  |  |  | Date:

## Lighting Fixtures
[14 empty] | HIDE | HIDE
Efficient Lighting Fixtures
Reference ID Number | Fixture Type | DLC or Energy Star Category | Color Temperature (CCT) | Equipment Certification | Manufacturer Name | Model Number | Spec Sheet Wattage (Fixture/ Lamp Wattage) | Incentive Category List | Incentive Fixture Description | Unit Price per fixture or Unit Price per Single Lamp | Unit Installation Cost per fixture or Unit Installation Cost per Single Lamp | SBDI DIY Incentive Paid Per Unit | Verified Fixture | Measure CONCAT | Fixture Description Dropdown
Example | 2x4 LED Troffer | Indoor Luminaires | 4100 | DLC | RAB | EZPAN2X4-30YN/D10 | 32.5 | 4FT T5 LED | DIY - LED (1) 4' T5 Tube (Relamp) | 30 | 30 | 22 | Verified | 4FT T5 LED DIY - LED (1) 4' T5 Tube (Relamp) | TLED4T5
1
2
3
4
5
6
7
8
9
10
11
12
13
14
15
16
17
18
19
20
21
22
23
24
25
26
27
28
29
30
31
32
33
34
35
36
37
38
39
40
41
42
43
44
45
46
47
48
49
50
51
52
53
54
55
56
57
58
59
60
61
62
63
64
65
66
67
68
69
70
71
72
73
74
75
76
77
78
79
80
81
82
83
84
85
86
87
88
89
90
91
92
93
94
95
96
97
98
99
100
101
102
103
104
105
106
107
108
109
110
111
112
113
114
115
116
117
118
119
120
121
122
123
124
125
126
127
128
129
130
131
132
133
134
135
136
137
138
139
140
141
142
143
144
145
146
147
148
149
150
151
152
153
154
155
156
157
158
159
160
161
162
163
164
165
166
167
168
169
170
171
172
173
174
175
176
177
178
179
180
181
182
183
184
185
186
187
188
189
190
191
192
193
194
195
196
197
198
199
200
201
202
203
204
205
206
207
208
209
210
211
212
213
214
215
216
217
218
219
220
221
222
223
224
225
226
227
228
229
230
231
232
233
234
235
236
237
238
239
240
241
242
243
244
245
246
247
248
249
250
251
252
253
254
255
256
257
258
259
260
261
262
263
264
265
266
267
268
269
270
271
272
273
274
275
276
277
278
279
280
281
282
283
284
285
286
287
288
289
290
291
292
293
294
295
296
297
298
299
300
301
302
303
304
305
306
307
308
309
310
311
312
313
314
315
316
317
318
319
320
321
322
323
324
325
326
327
328
329
330
331
332
333
334
335
336
337
338
339
340
341
342
343
344
345
346
347
348
349
350
351
352
353
354
355
356
357
358
359
360
361
362
363
364
365
366
367
368
369
370
371
372
373
374
375
376
377
378
379
380
381
382
383
384
385
386
387
388
389
390
391
392
393
394
395
396
397
398
399
400
Existing Lighting Fixtures
# | Existing Fixture Type | Existing Lamp or Fixture Description | Wattage | Lamp Code | Fixture Code | EID
1 | PAR Incandescent | No Access | 0 | None | None | E1
2 | PAR Incandescent | PAR20: INCANDESCENT, (1) 50W LAMP | 50 | I50 | I50/1 | E3
3 | PAR Incandescent | PAR20: INCANDESCENT, (1) 75W LAMP | 75 | I75 | I75/1 | E4
4 | PAR Incandescent | PAR30: INCANDESCENT, (1) 50W LAMP | 50 | I50 | I50/1 | E5.1
5 | PAR Incandescent | PAR30: INCANDESCENT, (1) 75W LAMP | 75 | I75 | I75/1 | E7
6 | PAR Incandescent | PAR30: INCANDESCENT, (1) 75W LAMP (DIMMABLE) | 75 | I75 | I75/1 | E8
7 | PAR Incandescent | PAR30: INCANDESCENT, (1) 95W LAMP | 95 | I95 | I95/1 | E11
8 | PAR Incandescent | PAR30: INCANDESCENT, (1) 100W LAMP | 100 | I100 | I00/1 | E12
9 | PAR Incandescent | PAR30: INCANDESCENT, (1) 120W LAMP | 120 | I120 | I120/1 | E13
10 | PAR Incandescent | NF PAR38: COMPACT FLUORESCENT 23W LAMP | 23 | CFL23PAR38 | CFL23PAR38 | E14
11 | PAR Incandescent | PAR38: INCANDESCENT, (1) 65W LAMP (DIMMABLE) | 65 | I65 | I65/1 | E15
12 | PAR Incandescent | PAR38: INCANDESCENT, (1) 75W LAMP | 75 | I75 | I75/1 | E16
13 | PAR Incandescent | PAR38: INCANDESCENT, (1) 90W LAMP | 90 | I90 | I90/1 | E18
14 | PAR Incandescent | PAR38: INCANDESCENT, (1) 120W LAMP | 120 | I120 | I120/1 | E21
15 | PAR Incandescent | PAR38: INCANDESCENT, (1) 150W LAMP | 150 | I150 | I150/1 | E22
16 | R Lamps Incandescent | R20: INCANDESCENT, (1) 25W LAMP | 25 | R25 | R25/1 | E23
17 | R Lamps Incandescent | R20: INCANDESCENT, (1) 50W LAMP | 50 | R50 | R50/1 | E25
18 | R Lamps Incandescent | R20: INCANDESCENT, (1) 75W LAMP | 75 | R75 | R75/1 | E27
19 | R Lamps Incandescent | R30: INCANDESCENT, (1) 65W LAMP | 65 | R65 | R65/1 | E28
20 | R Lamps Incandescent | R40: INCANDESCENT, (1) 65W LAMP | 65 | R65 | R65/1 | E30
21 | R Lamps Incandescent | R40: INCANDESCENT, (1) 75W LAMP | 75 | R75 | R75/1 | E31
22 | R Lamps Incandescent | R40: INCANDESCENT, (1) 100W LAMP | 100 | R100 | R100/1 | E33.1
23 | R Lamps Incandescent | R40: INCANDESCENT, (1) 120W LAMP | 120 | R120 | R120/1 | E35
24 | R Lamps Incandescent | R40: INCANDESCENT, (1) 150W LAMP | 150 | R150 | R150 | E37
25 | A Lamps Incandescent | A-LMP: INCANDESCENT, (1) 40W LAMP | 40 | I40 | I40/1 | E40
26 | A Lamps Incandescent | A-LMP: INCANDESCENT, (1) 60W LAMP | 60 | I60 | I60/1 | E41
27 | A Lamps Incandescent | A-LMP: INCANDESCENT, (1) 75W LAMP | 75 | I75 | I75/1 | E42
28 | A Lamps Incandescent | A-LMP: INCANDESCENT, (1) 100W LAMP | 100 | I100 | I100/1 | E43
29 | A Lamps Incandescent | A-LMP: INCANDESCENT, (1) 150W LAMP | 150 | I150 | I150/1 | E44
30 | A Lamps Incandescent | A-LMP: INCANDESCENT, (1) 200W LAMP | 200 | I200 | I200/1 | E45
31 | A Lamps Incandescent | A-LMP: INCANDESCENT, (1) 250W LAMP | 250 | I250 | I250/1 | E46
32 | A Lamps Incandescent | NF: A-LMP: INCANDESCENT, (1) 300W LAMP | 300 | I300 | I300/1 | E47
33 | A Lamps Incandescent | NF: A-LMP: INCANDESCENT, (1) 400W LAMP | 400 | I400 | I400/1 | E48
34 | A Lamps Incandescent | NF: A-LMP: INCANDESCENT, (1) 500W LAMP | 500 | I500 | I500/1 | E49
35 | MR16 Lamps Incandescent | MR16: 20W MR16 Halogen | 20 | MRH20 | MRH20 | E49.9
36 | MR16 Lamps Incandescent | MR16: 35W MR16 Halogen | 35 | MRH35 | MRH35 | E50
37 | MR16 Lamps Incandescent | MR16: 50W MR16 Halogen | 50 | MRH50 | MRH50 | E51
38 | Globes Incandescent | GLB: INCANDESCENT, (1) 25W LAMP | 25 | I25 | I25/1 | E54
39 | Globes Incandescent | GLB: INCANDESCENT, (1) 40W LAMP | 40 | I40 | I40/1 | E55
40 | Globes Incandescent | GLB: INCANDESCENT, (1) 60W LAMP | 60 | I60 | I60/1 | E57
41 | Flame Tip Incandescent | FT: INCANDESCENT, (1) 25W LAMP Candelabra Base | 25 | I25 | I25/1 | E58
42 | Flame Tip Incandescent | FT: INCANDESCENT, (1) 25W LAMP - Medium Base | 25 | I25 | I25/1 | E59
43 | Flame Tip Incandescent | FT: INCANDESCENT, (1) 40W LAMP | 40 | I40 | I40/1 | E60
44 | Flame Tip Incandescent | FT: INCANDESCENT, (1) 60W LAMP | 60 | I60 | I60/1 | E62
45 | 2' T12 Fixture | FLUORESCENT, (1) 24", T12 20W STD LAMP, Mag-ES | 22.1 | F20T12 | F21SE | E63
46 | 2' T12 Fixture | FLUORESCENT, (1) 24", T12 20W STD LAMP, Mag-STD | 23.8 | F20T12 | F21SS | E64
47 | 2' T12 Fixture | FLUORESCENT, (1) 24", T12 35W HO LAMP, Mag-STD | 52.7 | F24T12/HO | F21HS | E65
48 | 2' T12 Fixture | FLUORESCENT, (2) 24", T12 34W U-TUBE, ES LAMP, Mag-STD | 69.7 | FU40T12/ES | FU2ES | E68
49 | 2' T12 Fixture | FLUORESCENT, (2) 24", T12 40W U-TUBE, STD LAMP, Mag-STD | 81.6 | FU40T12 | FU2SS | E70
50 | 2' T12 Fixture | FLUORESCENT, (2) 24", T12 20W STD LAMP, Mag-STD | 47.6 | F20T12 | F22SS | E72
51 | 2' T12 Fixture | FLUORESCENT, (2) 24", T12 35W HO LAMP, Mag-STD | 76.5 | F24T12/HO | F22SHS | E73
52 | 2' T12 Fixture | FLUORESCENT, (3) 24", T12 20W STD LAMP, Mag-STD | 71.4 | F20T12 | F23SS | E76
53 | 2' T12 Fixture | FLUORESCENT, (4) 24", T12 20W STD LAMP, Mag-STD | 95.2 | F20T12 | F24SS | E78
54 | 3' T12 Fixture | FLUORESCENT, (1) 36", T12 30W STD LAMP, Mag-STD | 39.1 | F30T12 | F31SS | E80
55 | 3' T12 Fixture | FLUORESCENT, (2) 36", T12 25W ES LAMP, Mag-STD | 62.05 | F30T12/ES | F32ES | E82
56 | 3' T12 Fixture | FLUORESCENT, (2) 36", T12 30W STD LAMP, Mag-STD | 68.85 | F30T12 | F32SS | E83
57 | 3' T12 Fixture | FLUORESCENT, (3) 36", T12 25W ES LAMP, Mag-STD | 97.75 | F30T12/ES | F33ES | E85
58 | 3' T12 Fixture | FLUORESCENT, (3) 36", T12 30W STD LAMP, Mag-STD | 107.95 | F30T12 | F33SS | E87
59 | 3' T12 Fixture | FLUORESCENT, (4) 36", T12 30W STD LAMP, Mag-STD | 137.7 | F30T12 | F34SS | E89
60 | 4' T5 Fixture | Fluorescent, (1) 48", STD 54W HO T5 lamp | 59 | F41GHL | F48T5/HO | E911
61 | 4' T5 Fixture | Fluorescent, (2) 48", STD 28W T5 lamp | 63 | F42GL | F48T5 | E912
62 | 4' T5 Fixture | Fluorescent, (2) 48", STD 54W HO T5 lamp | 117 | F42GHL | F48T5/HO | E912
63 | 4' T5 Fixture | Fluorescent, (3) 48", STD 54W HO T5 lamp | 177 | F43GHL | F48T5/HO | E913
64 | 4' T5 Fixture | Fluorescent, (4) 48", STD 54W HO T5 lamp | 234 | F44GHL | F48T5/HO | E914
65 | 4' T5 Fixture | Fluorescent, (5) 48", STD 54W HO T5 lamp | 294 | F45GHL | F48T5/HO | E915
66 | 4' T5 Fixture | Fluorescent, (6) 48", STD 54W HO T5 lamp | 351 | F46GHL | F48T5/HO | E916
67 | 4' T12 Fixture | FLUORESCENT, (1) 48", T12 34W ES LAMP MAG-STD | 42.5 | F40T12/ES | F41ES | E92
68 | 4' T12 Fixture | FLUORESCENT, (1) 48", T12 40W STD LAMP MAG-STD | 48.45 | F40T12 | F41SS | E97
69 | 4' T12 Fixture | FLUORESCENT, (1) 48", T12 55W ES HO LAMP MAG-STD | 68 | F48T12/HO/ES | F41EHS | E99
70 | 4' T12 Fixture | FLUORESCENT, (1) 48", T12 60W STD HO LAMP MAG-STD | 72.25 | F48T12/HO | F41SHS | E100
71 | 4' T12 Fixture | FLUORESCENT, (2) 48", T12 34W ES LAMP MAG-STD | 68 | F40T12/ES | F42ES | E102
72 | 4' T12 Fixture | FLUORESCENT, (2) 48", T12 40W STD LAMP MAG-STD | 79.9 | F40T12 | F42SS | E107
73 | 4' T12 Fixture | FLUORESCENT, (3) 48", T12 34W ES LAMP MAG-STD | 110.5 | F40T12/ES | F43ES | E112
74 | 4' T12 Fixture | FLUORESCENT, (3) 48", T12 40W STD LAMP MAG-STD | 128.35 | F40T12 | F43SS | E117
75 | 4' T12 Fixture | FLUORESCENT, (3) 48", T12 60W STD HO LAMP MAG-STD | 195.5 | F48T12/HO | F43SHS | E119
76 | 4' T12 Fixture | FLUORESCENT, (4) 48", T12 34W ES LAMP MAG-STD | 136 | F40T12/ES | F44ES | E121
77 | 4' T12 Fixture | FLUORESCENT, (4) 48", T12 40W STD LAMP MAG-STD | 159.8 | F40T12 | F44SS | E126
78 | 4' T12 Fixture | FLUORESCENT, (4) 48", T12 55W ES HO LAMP MAG-STD | 229.5 | F48T12/HO/ES | F44EHS | E128
79 | 4' T12 Fixture | FLUORESCENT, (4) 48", T12 60W STD HO LAMP MAG-STD | 246.5 | F48T12/HO | F44SHS | E129
80 | 4' T12 Fixture | FLUORESCENT, (6) 48", T12 34W ES LAMP, Mag-STD | 200.6 | F40T12/ES | F46ES | E131
81 | 4' T12 Fixture | FLUORESCENT, (6) 48", T12 40W STD LAMP, Mag-STD | 239.7 | F40T12 | F46SS | E133
82 | 4' T12 Fixture | FLUORESCENT, (6) 48", T12 34W ES LAMP | 216 | F40T12/ES | F46EE | E134
83 | 4' T12 Fixture | FLUORESCENT, (8) 48", T12 34W ES LAMP | 244.8 | F40T12/ES | F48EE | E135
84 | 6' T12 Fixture | FLUORESCENT, (1) 72", T12 85W STD HO LAMP, Mag-STD | 102 | F72T12/HO | F61SHS | E184
85 | 6' T12 Fixture | FLUORESCENT, (2) 72", T12 55W STD LAMP | 103.7 | F72T12 | F62SE | E186
86 | 6' T12 Fixture | FLUORESCENT, (2) 72", T12 85W STD HO LAMP, Mag-STD | 187 | F72T12/HO | F62SHS | E188
87 | 6' T12 Fixture | FLUORESCENT, (4) 72", T12 55W STD LAMP | 207.4 | F72T12 | F64SS | E192
88 | 8' T12 Fixture | FLUORESCENT, (1) 96", T12 60W ES LAMP MAG-STD | 70.55 | F96T12/ES | F81ES | E196
89 | 8' T12 Fixture | FLUORESCENT, (1) 96", T12 75W STD LAMP MAG-STD | 85 | F96T12 | F81SS | E199
90 | 8' T12 Fixture | FLUORESCENT, (1) 96", T12 95W ES HO LAMP MAG-STD | 106.25 | F96T12/HO/ES | F81EHS | E202
91 | 8' T12 Fixture | FLUORESCENT, (1) 96", T12 110W STD HO LAMP MAG-STD | 123.25 | F96T12/HO | F81SHS | E204
92 | 8' T12 Fixture | FLUORESCENT, (2) 96", T12 60W ES LAMP MAG-STD | 117.3 | F96T12/ES | F82ES | E209
93 | 8' T12 Fixture | FLUORESCENT, (2) 96", T12 75W STD LAMP MAG-STD | 147.05 | F96T12 | F82SS | E212
94 | 8' T12 Fixture | FLUORESCENT, (2) 96", T12 95W ES HO LAMP MAG-STD | 192.95 | F96T12/HO/ES | F82EHS | E215
95 | 8' T12 Fixture | FLUORESCENT, (2) 96", T12 110W STD HO LAMP MAG-STD | 218.45 | F96T12/HO | F82SHS | E218
96 | 8' T12 Fixture | FLUORESCENT, (3) 96", T12 60W ES LAMP MAG-STD | 187.85 | F96T12/ES | F83ES | E223
97 | 8' T12 Fixture | FLUORESCENT, (3) 96", T12 75W STD LAMP MAG-STD | 232.05 | F96T12 | F83SS | E226
98 | 8' T12 Fixture | FLUORESCENT, (3) 96", T12 95W ES HO LAMP MAG-STD | 299.2 | F96T12/HO/ES | F83EHS | E227
99 | 8' T12 Fixture | FLUORESCENT, (3) 96", T12 110W STD HO LAMP MAG-STD | 333.2 | F96T12/HO | F83SHS | E228
100 | 8' T12 Fixture | FLUORESCENT, (3) 96", T12 185W ES VHO LAMP MAG-STD | 501.5 | F96T12/VHO/ES | F83EVS | E229
101 | 8' T12 Fixture | FLUORESCENT, (4) 48" Tandem T12 40W STD LAMP MAG-STD | 159.8 | F40T12 | F42SS/T4 | E230
102 | 8' T12 Fixture | FLUORESCENT, (4) 48" Tandem T12 34W STD LAMP MAG-STD | 136 | F40T12/ES | F42SS/T4 | E231
103 | 8' T12 Fixture | FLUORESCENT, (4) 96", T12 60W ES LAMP MAG-STD | 234.6 | F96T12/ES | F84ES | E232
104 | 8' T12 Fixture | FLUORESCENT, (4) 96", T12 75W STD LAMP MAG-STD | 294.1 | F96T12 | F84SS | E234
105 | 8' T12 Fixture | FLUORESCENT, (4) 96", T12 95W ES HO LAMP MAG-STD | 385.9 | F96T12/HO/ES | F84EHS | E237
106 | 8' T12 Fixture | FLUORESCENT, (4) 96", T12 110W STD HO LAMP MAG-STD | 436.9 | F96T12/HO | F84SHS | E240
107 | 8' T12 Fixture | FLUORESCENT, (4) 96", T12 185W ES VHO LAMP MAG-STD | 663 | F96T12/VHO/ES | F84EVS | E243
108 | 8' T12 Fixture | FLUORESCENT, (4) 96", T12 215W STD VHO LAMP MAG-STD | 765 | F96T12/VHO | F84SVS | E244
109 | 8' T12 Fixture | FLUORESCENT, (6) 96", T12 95W ES HO LAMP, Mag-STD | 612.85 | F96T12/HO/ES | F86EHS | E245
110 | 2' T8 Fixture | Compact Fluorescent, Biax, (1) 40W lamp | 46 | CFT40W | CFT40/1-BX | 40
111 | 2' T8 Fixture | Compact Fluorescent, Biax, (2) 40W lamp | 72 | CFT40W | CFT40/2-BX | 80
112 | 2' T8 Fixture | Compact Fluorescent, Biax, (3) 40W lamp | 102 | CFT40W | CFT40/3-BX | 120
113 | 2' T8 Fixture | Compact Fluorescent, Biax, (4) 40W lamp | 144 | CFT40W | CFT40/4-BX | 160
114 | 2' T8 Fixture | Fluorescent, (1) U-Tube, T-8 32w lamp, NLO Instant Start ballast | 32 | FU31T8/6 | FU1ILL | 32
115 | 2' T8 Fixture | Fluorescent, (1) U-Tube, T-8 32w lamp | 32 | FU31T8/6 | FU1LL | 64
116 | 2' T8 Fixture | Fluorescent, (2) U-Tube, T-8 32w lamp, NLO Instant Start Ballast | 59 | FU31T8/6 | FU2ILL | 32
117 | 2' T8 Fixture | Fluorescent, (1) 24", T-8 17w lamp, Instant Start Ballast, NLO (BF: .85-.95) | 20 | F17T8 | F21ILL | E363
118 | 2' T8 Fixture | Fluorescent, (2) 24", T-8 17w lamp, Instant Start Ballast, NLO (BF: .85-.95) | 33 | F17T8 | F22ILL | E364
119 | 2' T8 Fixture | Fluorescent, (3) 24", T-8 17w lamp, Instant Start Ballast, NLO (BF: .85-.95) | 47 | F17T8 | F23ILL | E366
120 | 2' T8 Fixture | Fluorescent, (4) 24", T-8 17w lamp, Instant Start Ballast, NLO (BF: .85-.95) | 61 | F17T8 | F24ILL | E369
121 | 3' T8 Fixture | Fluorescent, (1) 36", T-8 25w lamp, Instant Start Ballast, NLO (BF: .85-.95) | 26 | F25T8 | F31ILL | E371
122 | 3' T8 Fixture | Fluorescent, (2) 36", T-8 25w lamp, Instant Start Ballast, NLO (BF: .85-.95) | 46 | F25T8 | F32ILL | E371
123 | 3' T8 Fixture | Fluorescent, (3) 36", T-8 25w lamp, Instant Start Ballast, NLO (BF: .85-.95) | 67 | F25T8 | F33ILL | E371
124 | 3' T8 Fixture | Fluorescent, (4) 36", T-8 25w lamp, Instant Start Ballast, NLO (BF: .85-.95) | 87 | F25T8 | F34ILL | E373
125 | 4' T8 Fixture | Fluorescent, (1) 48" , T-8 lamp, 32w Instant Start Ballast, NLO (BF: .85-.95) | 31 | F32T8 | F41ILL | E375
126 | 4' T8 Fixture | Fluorescent, (1) 48", Super T-8 28w lamp, Instant Start Ballast, NLO (BF: .85-.95) | 26 | F28T8 | F41SSILL | E376
127 | 4' T8 Fixture | Fluorescent, (2) 48", T-8 32w lamp, Instant Start Ballast, NLO (BF: .85-.95) | 59 | F32T8 | F42ILL | E383
128 | 4' T8 Fixture | Fluorescent, (2) 48", Super T-8 28w lamp, Instant Start Ballast, NLO (BF: .85-.95) | 48 | F28T8 | F42SSILL | E384
129 | 4' T8 Fixture | Fluorescent, (3) 48", T-8 32w lamp, Instant Start Ballast, NLO (BF: .85-.95) | 89 | F32T8 | F43ILL | E392
130 | 4' T8 Fixture | Fluorescent, (3) 48", Super T-8 28w lamp, Instant Start Ballast, NLO (BF: .85-.95) | 72 | F28T8 | F43SSILL | E393
131 | 4' T8 Fixture | Fluorescent, (4) 48", T-8 32w lamp, Instant Start Ballast, NLO (BF: .85-.95) | 112 | F32T8 | None | E401
132 | 4' T8 Fixture | Fluorescent, (4) 48", Super T-8 28w lamp, Instant Start Ballast, NLO (BF: .85-.95) | 96 | F28T8 | None | E402
133 | 4' T8 Fixture | Fluorescent, (4) 48", Super T-8 28w lamp, Instant Start Ballast, HLO (BF:.96-4.4) | 131 | F28T8 | None | E404
134 | 4' T8 Fixture | Fluorescent, (6) 48", T-8 32w lamp, Instant Start Ballast, NLO (BF: .85-.95) | 175 | F32T8 | None | E408
135 | 4' T8 Fixture | Fluorescent, (6) 48", T-8 32w lamp, HLO (BF:.96-4.4) | 222 | F32T8 | None | E410
136 | 6' T8 Fixture | Fluorescent, (1) 72" 46W T8 lamp ISB NLO (BF:.85-.95) | 45 | F72T8 | F61ILL | E412
137 | 6' T8 Fixture | Fluorescent, (2) 72" 46W T8 lamp ISB NLO (BF:.85-.95) | 88 | F72T8 | F62ILL | E413
138 | 6' T8 Fixture | Fluorescent, (3) 72" 46W T8 lamp ISB NLO (BF:.85-.95) | 133 | F72T8 | F63ILL | E414
139 | 6' T8 Fixture | Fluorescent, (4) 72" 46W T8 lamp ISB NLO (BF:.85-.95) | 166 | F72T8 | F64ILL | E415
140 | 8' T8 Fixture | Fluorescent, (1) 96" 59W T8 lamp ISB NLO (BF:.85-.95) | 58 | F96T8 | F81ILL | E417
141 | 8' T8 Fixture | Flourescent (4) 48" Tandem T8 32W NLO | 118 | F32T8 | F42ILL/T4 | 0
142 | 8' T8 Fixture | Fluorescent, (4) 48" Tandem Super T-8 28w lamp, NLO | 96 | F28T8 | F42SSILL/T4 | 0
143 | 8' T8 Fixture | Fluorescent, (2) 96" 59W T8 lamp ISB NLO (BF:.85-.95) | 109 | F96T8 | F82ILL | E420
144 | 8' T8 Fixture | Fluorescent, (2) 96" 86W HO T8 lamp ISB NLO (BF:.85-.95) | 160 | F86T8 | F82ILL/2 | 0
145 | 8' T8 Fixture | Fluorescent, (3) 96" 59W T8 lamp w/2 ISB NLO (BF:.85-.95) | 167 | F96T8 | F83ILL | E423
146 | 8' T8 Fixture | Fluorescent, (4) 96" 59W T8 lamp w/2 ISB NLO (BF:.85-.95) | 219 | F96T8 | F84ILL | E425
147 | HID Fixtures | 100W Halogen | 100 | H100 | H100/1 | 0
148 | HID Fixtures | 300W Halogen | 300 | H300 | H300/1 | 0
149 | HID Fixtures | 500W Halogen | 500 | 0 | 0 | 0
150 | HID Fixtures | METAL HALIDE, (1) 50W LAMP | 72 | MH50 | MH50/1 | E296
151 | HID Fixtures | METAL HALIDE, (1) 70W LAMP | 95 | MH70 | MH70/1 | E297
152 | HID Fixtures | METAL HALIDE, (1) 100W LAMP | 128 | MH100 | MH100/1 | E298
153 | HID Fixtures | METAL HALIDE, (1) 150W LAMP | 190 | MH150 | MH150/1 | E299
154 | HID Fixtures | METAL HALIDE, (1) 175W LAMP | 215 | MH175 | MH175/1 | E300
155 | HID Fixtures | METAL HALIDE, (1) 250W LAMP | 295 | MH250 | MH250/1 | E300
156 | HID Fixtures | PULSE START METAL HALIDE, (1) 200W LAMP | 219 | MHPS320 | MHPS/LR/320/1 | E300.9
157 | HID Fixtures | PULSE START METAL HALIDE, (1) 320W LAMP | 349 | MHPS320 | MHPS/LR/320/1 | E301
158 | HID Fixtures | METAL HALIDE, (1) 400W LAMP | 458 | MH400 | MH400/1 | E302
159 | HID Fixtures | METAL HALIDE, (1) 1000W LAMP | 1095 | MH1000 | MH1000/2 | E303
160 | HID Fixtures | HIGH PRESSURE SODIUM, (1) 100W LAMP | 138 | HPS100 | HPS100/1 | E308
161 | HID Fixtures | HIGH PRESSURE SODIUM, (1) 250W LAMP | 295 | HPS250 | HPS250/1 | E309
162 | HID Fixtures | HIGH PRESSURE SODIUM, (1) 400W LAMP | 465 | HPS400 | HPS400/1 | E310
163 | HID Fixtures | Stadium Lighting, (1) 1500W Lamp | 1500 | SL1500 | SL1500/1 | 0
164 | Circline Fluorescent Fixtures | Fluorescent, (1) 22W 8" circular lamp, RS ballast | 26 | FC8T9 | FC8/1 | E311
165 | Circline Fluorescent Fixtures | Fluorescent, Circlite, (1) 22W/32W lamp, preheat ballast | 58 | FC22/32T9 | FC22/32/1 | E312
166 | Circline Fluorescent Fixtures | Fluorescent, Circline, (1) 32W lamp, preheat ballast | 40 | FC12T9 | FC32/1 | E313
167 | Circline Fluorescent Fixtures | Fluorescent, Circlite, (1) 32W/40W lamp, preheat ballast | 80 | FC32/40T9 | FC32/40/1 | E314
168 | EXIT SIGNS | EXIT INCANDESCENT, (2) 10W LAMP | 20 | I10 | EI10/2 | E315
169 | EXIT SIGNS | EXIT INCANDESCENT, (2) 15W LAMP | 30 | I15 | EI15/2 | E316
170 | EXIT SIGNS | EXIT INCANDESCENT, (2) 20W LAMP | 40 | I20 | EI20/2 | E317
171 | EXIT SIGNS | EXIT INCANDESCENT, (2) 25W LAMP | 50 | I25 | EI25/2 | E318
172 | LED Refrigeration Case | Refrig Case - 2' T8 17w | 20 | REF2 | REF2-T8-17 | E320
173 | LED Refrigeration Case | Refrig Case - 2' T12 20w | 23.8 | REF2 | REF2-T12-20 | E321
174 | LED Refrigeration Case | Refrig Case - 3' T12 30w | 39.1 | REF3 | REF3-T12-30 | E322
175 | LED Refrigeration Case | Refrig Case - 4' T8 32w | 39 | REF4 | REF4-T8-32 | E323
176 | LED Refrigeration Case | Refrig Case - 4' T12 34w | 42.5 | REF4 | REF4-T12-34 | E324
177 | LED Refrigeration Case | Refrig Case - 4' T12 40w | 48.45 | REF4 | REF4-T12-40 | E325
178 | LED Refrigeration Case | Refrig Case - 4' HO T12 60w | 72.25 | REF4 | REF4-HOT12-60 | E326
179 | LED Refrigeration Case | Refrig Case - 4' HO T8 60w | 84 | REF4 | F48T8HO | E327
180 | LED Refrigeration Case | Refrig Case - 4' VHO T12 116w | 110.5 | REF4 | F48T12VHO | E328
181 | LED Refrigeration Case | Refrig Case - 4' VHO T10 116w | 130 | REF4 | F48T10VHO | E329
182 | LED Refrigeration Case | Refrig Case - 5' T12 50w | 53.55 | REF5 | REF5-T12-50 | E330
183 | LED Refrigeration Case | Refrig Case - 5' T12 HO 75w | 78.2 | REF5 | REF5-T12-75 | E331
184 | LED Refrigeration Case | Refrig Case - 5' T8 40w | 45 | REF5 | F40T8 | E332
185 | LED Refrigeration Case | Refrig Case - 5' T8 58w | 55 | REF5 | F58T8 | E333
186 | LED Refrigeration Case | Refrig Case - 5' T8 HO 55w | 70 | REF5 | F60T8HO | E334
187 | LED Refrigeration Case | Refrig Case - 5' T12 VHO 135w | 119 | REF5 | F60T12VHO | E335
188 | LED Refrigeration Case | Refrig Case - 5' T10 VHO 135w | 140 | REF5 | F60T10VHO | E336
189 | LED Refrigeration Case | Refrig Case - 6' T12 60w | 51 | REF6 | REF6-T12-60 | E337
190 | LED Refrigeration Case | Refrig Case - 6' T12 HO 65w | 76.5 | REF6 | REF6-T12-65 | E338
191 | LED Refrigeration Case | Refrig Case - 6' HO T12 85w | 102 | REF6 | REF6-T12-85 | E339
192 | LED Refrigeration Case | Refrig Case - 6' T8 70w | 65 | REF6 | F70T8 | E340
193 | LED Refrigeration Case | Refrig Case - 6' HO T8 65w | 81 | REF6 | F72T8HO | E341
194 | LED Refrigeration Case | Refrig Case - 6' VHO T12 168w | 147.05 | REF6 | F72T12VHO | E342
195 | LED Refrigeration Case | Refrig Case - 6' VHO T10 168w | 173 | REF6 | F72T10VHO | E343
196 | LED Refrigeration Case | Refrig Case - 7' HO T12 100w | 110.5 | REF7 | REF7-T12-100 | E344
197 | LED Refrigeration Case | Refrig Case - 8' HO T12 85w | 102 | REF8 | REF8-T12-85 | E345
198 | LED Refrigeration Case | Refrig Case - 8' HO T12 110w | 123.25 | REF8 | REF8-T12-110 | E346
199 | LED Refrigeration Case | Refrig Case - 8' VHO T12 215w | 192.95 | REF8 | F96T12VHO | E347
200 | LED Refrigeration Case | Refrig Case - 8' VHO T10 215w | 227 | REF8 | F96T10VHO | E348
201 | LED Refrigeration Case | Fluorescent, (1) 48", 40w STD lamp Mag-ES Ballast | 50 | 0 | F41SE | E3481
202 | LED Refrigeration Case | Fluorescent, (2) 48", 40w STD lamp Mag-ES Ballast | 86 | 0 | F42SE | E3482
203 | LED Refrigeration Case | Fluorescent, (1) 48", 32w T-8 lamp, Instant Start Ballast, NLO (BF: .85-.95) | 31 | 0 | F41ILL | E3483
204 | LED Refrigeration Case | Fluorescent, (2) 48", 32w T-8 lamp, Instant Start Ballast, NLO (BF: .85-.95) | 59 | 0 | F42ILL | E3484
205 | Plug-In CFLs | Compact Fluorescent, quad, (1) 26W lamp (2-Pin Vertical) | 27 | CFQ26W | CFQ26/1-L | E427
206 | Plug-In CFLs | Compact Fluorescent, quad, (1) 26W lamp (2-Pin Horizontal) | 27 | CFQ26W | CFQ26/1-L | E428
207 | Plug-In CFLs | Compact Fluorescent, quad, (2) 26W lamp, (2-Pin Vertical) | 50 | CFQ26W | CFQ26/2-L | E429
208 | Plug-In CFLs | Compact Fluorescent, quad, (2) 26W lamp, (2-Pin Horizontal) | 50 | CFQ26W | CFQ26/2-L | E430
209 | Plug-In CFLs | Compact Fluorescent, quad, (1) 26W lamp, (4-Pin Horizontal) | 27 | CFQ26W | CFQ26/1-L | E431
210 | Plug-In CFLs | Compact Fluorescent, quad, (1) 26W lamp, (4-Pin Vertical) | 27 | CFQ26W | CFQ26/1-L | E432
211 | Plug-In CFLs | Compact Fluorescent, quad, (2) 26W lamp, (4-Pin Horizontal) | 50 | CFQ26W | CFQ26/2-L | E433
212 | Plug-In CFLs | Compact Fluorescent, quad, (2) 26W lamp, (4-Pin Vertical) | 50 | CFQ26W | CFQ26/2-L | E434
213 | Plug-In CFLs | Compact Fluorescent, (1) 32W lamp (4-Pin Horizontal) | 34 | CFM32W | CFT32/1-L | E439
214 | Plug-In CFLs | Compact Fluorescent, (1) 32W lamp (4-Pin Vertical) | 34 | CFM32W | CFT32/1-L | E440
215 | Plug-In CFLs | Compact Fluorescent, (2) 32W lamp (4-Pin Horizontal) | 62 | CFM32W | CFT32/1-L | E441
216 | Plug-In CFLs | Compact Fluorescent, (2) 32W lamp (4-Pin Vertical) | 62 | CFM32W | CFT32/1-L | E442
217 | Plug-In CFLs | Compact Fluorescent, (1) 42W lamp (4-Pin Horizontal) | 48 | CF42W | CF42/1-L | E447
218 | Plug-In CFLs | Compact Fluorescent, (1) 42W lamp (4-Pin Vertical) | 48 | CF42W | CF42/1-L | E448
219 | Plug-In CFLs | Compact Fluorescent, (2) 42W lamp (4-Pin Vertical) | 100 | CF42W | CF42/2-L | E449
220 | Plug-In CFLs | Compact Fluorescent, (2) 42W lamp (4-Pin Horizontal) | 100 | CF42W | CF42/2-L | E450
221 | Plug-In CFLs | Compact Fluorescent, quad, (1) 17W lamp | 17 | 0 | CFQ17/1 | 0
222 | Plug-In CFLs | Compact Fluorescent, quad, (1) 20W lamp | 20 | 0 | CFQ20/1 | 0
223 | Plug-In CFLs | Compact Fluorescent, quad, (1) 25W lamp | 25 | 0 | CFQ25/1 | 0
224 | Plug-In CFLs | Compact Fluorescent, quad, (1) 9W lamp | 9 | 0 | CFQ9/1 | 0
225 | Plug-In CFLs | Compact Fluorescent, spiral, (1) 9W lamp | 9 | 0 | CFS9/1 | 0
226 | Plug-In CFLs | Compact Fluorescent, spiral, (1) 11W lamp | 11 | 0 | CFS11/1 | 0
227 | Plug-In CFLs | Compact Fluorescent, spiral, (1) 13W lamp | 13 | 0 | CFS13/1 | 0
228 | Plug-In CFLs | Compact Fluorescent, spiral, (1) 20W lamp | 20 | 0 | CFS20/1 | 0
229 | Plug-In CFLs | Compact Fluorescent, spiral, (1) 23W lamp | 23 | 0 | CFS23/1 | 0
230 | Plug-In CFLs | Compact Fluorescent, quad, (2) 13W lamp | 26 | 0 | CFQ13/2 | 0
231 | Plug-In CFLs | Compact Fluorescent, quad, (2) 17W lamp | 34 | 0 | CFQ17/2 | 0
232 | Plug-In CFLs | Compact Fluorescent, quad, (2) 20W lamp | 40 | 0 | CFQ20/2 | 0
233 | Plug-In CFLs | Compact Fluorescent, quad, (2) 22W lamp | 44 | 0 | CFQ22/2 | 0
234 | Plug-In CFLs | Compact Fluorescent, (3) 18W lamp | 56 | 0 | CF18/3-L | 0
235 | Plug-In CFLs | Compact Fluorescent, (3) 26W lamp | 88 | 0 | CF26/3-L | 0
236 | Plug-In CFLs | Compact Fluorescent, (3) 32W lamp | 96 | 0 | CF32/3-L | 0
237 | Plug-In CFLs | Compact Fluorescent, quad, (3) 13W lamp | 39 | 0 | CFQ13/3 | 0
238 | Plug-In CFLs | Compact Fluorescent, quad, (3) 22W lamp | 66 | 0 | CFQ22/3 | 0
239 | LEDs | LED, (1) 24", T12 1-5W | 5 | L24T12 | L21T12 | E1800
240 | LEDs | LED, (1) 24", T12 6-10W | 10 | L24T12 | L21T12 | E1801
241 | LEDs | LED, (1) 24", T12 11-15W | 15 | L24T12 | L21T12 | E1802
242 | LEDs | LED, (1) 24", T12 16-20W | 20 | L24T12 | L21T12 | E1803
243 | LEDs | LED, (1) 24", T12 21-25W | 25 | L24T12 | L21T12 | E1804
244 | LEDs | LED, (1) 24", T12 26-30W | 30 | L24T12 | L21T12 | E1805
245 | LEDs | LED, (1) 24", T12 31-35W | 35 | L24T12 | L21T12 | E1806
246 | LEDs | LED, (1) 24", T12 36-40W | 40 | L24T12 | L21T12 | E1807
247 | LEDs | LED, (1) 24", T12 41-45W | 45 | L24T12 | L21T12 | E1808
248 | LEDs | LED, (1) 24", T12 46-50W | 50 | L24T12 | L21T12 | E1809
249 | LEDs | LED, (1) 24", T12 51-55W | 55 | L24T12 | L21T12 | E1810
250 | LEDs | LED, (1) 24", T12 56-60W | 60 | L24T12 | L21T12 | E1811
251 | LEDs | LED, (1) 24", T12 61-65W | 65 | L24T12 | L21T12 | E1812
252 | LEDs | LED, (1) 24", T12 66-70W | 70 | L24T12 | L21T12 | E1813
253 | LEDs | LED, (1) 24", T12 71-75W | 75 | L24T12 | L21T12 | E1814
254 | LEDs | LED, (1) 24", T12 76-80W | 80 | L24T12 | L21T12 | E1815
255 | LEDs | LED, (1) 24", T12 81-85W | 85 | L24T12 | L21T12 | E1816
256 | LEDs | LED, (1) 24", T12 86-90W | 90 | L24T12 | L21T12 | E1817
257 | LEDs | LED, (1) 24", T12 91-95W | 95 | L24T12 | L21T12 | E1818
258 | LEDs | LED, (1) 24", T12 96-100W | 100 | L24T12 | L21T12 | E1819
259 | LEDs | LED, (1) 24", T12 101-105W | 105 | L24T12 | L21T12 | E1820
260 | LEDs | LED, (1) 24", T12 106-110W | 110 | L24T12 | L21T12 | E1821
261 | LEDs | LED, (1) 24", T12 111-115W | 115 | L24T12 | L21T12 | E1822
262 | LEDs | LED, (1) 24", T12 116-120W | 120 | L24T12 | L21T12 | E1823
263 | LEDs | LED, (1) 24", T12 121-125W | 125 | L24T12 | L21T12 | E1824
264 | LEDs | LED, (1) 24", T12 126-130W | 130 | L24T12 | L21T12 | E1825
265 | LEDs | LED, (1) 24", T12 131-135W | 135 | L24T12 | L21T12 | E1826
266 | LEDs | LED, (1) 24", T12 136-140W | 140 | L24T12 | L21T12 | E1827
267 | LEDs | LED, (1) 24", T12 141-145W | 145 | L24T12 | L21T12 | E1828
268 | LEDs | LED, (1) 24", T12 146-150W | 150 | L24T12 | L21T12 | E1829
269 | LEDs | LED, (1) 24", T12 151-155W | 155 | L24T12 | L21T12 | E1830
270 | LEDs | LED, (1) 24", T12 156-160W | 160 | L24T12 | L21T12 | E1831
271 | LEDs | LED, (1) 24", T12 161-165W | 165 | L24T12 | L21T12 | E1832
272 | LEDs | LED, (1) 24", T12 166-170W | 170 | L24T12 | L21T12 | E1833
273 | LEDs | LED, (1) 24", T12 171-175W | 175 | L24T12 | L21T12 | E1834
274 | LEDs | LED, (1) 24", T12 176-180W | 180 | L24T12 | L21T12 | E1835
275 | LEDs | LED, (1) 24", T12 181-185W | 185 | L24T12 | L21T12 | E1836
276 | LEDs | LED, (1) 24", T12 186-190W | 190 | L24T12 | L21T12 | E1837
277 | LEDs | LED, (1) 24", T12 191-195W | 195 | L24T12 | L21T12 | E1838
278 | LEDs | LED, (1) 24", T12 196-200W | 200 | L24T12 | L21T12 | E1839
279 | LEDs | LED, (1) 24", T12 201-205W | 205 | L24T12 | L21T12 | E1840
280 | LEDs | LED, (1) 24", T12 206-210W | 210 | L24T12 | L21T12 | E1841
281 | LEDs | LED, (1) 24", T12 211-215W | 215 | L24T12 | L21T12 | E1842
282 | LEDs | LED, (1) 24", T12 216-220W | 220 | L24T12 | L21T12 | E1843
283 | LEDs | LED, (1) 24", T12 221-225W | 225 | L24T12 | L21T12 | E1844
284 | LEDs | LED, (1) 24", T12 226-230W | 230 | L24T12 | L21T12 | E1845
285 | LEDs | LED, (1) 24", T12 231-235W | 235 | L24T12 | L21T12 | E1846
286 | LEDs | LED, (1) 24", T12 236-240W | 240 | L24T12 | L21T12 | E1847
287 | LEDs | LED, (1) 24", T12 241-245W | 245 | L24T12 | L21T12 | E1848
288 | LEDs | LED, (1) 24", T12 246-250W | 250 | L24T12 | L21T12 | E1849
289 | LEDs | LED, (2) 24", T12 1-5W | 10 | L24T12 | L22T12 | E1850
290 | LEDs | LED, (2) 24", T12 6-10W | 20 | L24T12 | L22T12 | E1851
291 | LEDs | LED, (2) 24", T12 11-15W | 30 | L24T12 | L22T12 | E1852
292 | LEDs | LED, (2) 24", T12 16-20W | 40 | L24T12 | L22T12 | E1853
293 | LEDs | LED, (2) 24", T12 21-25W | 50 | L24T12 | L22T12 | E1854
294 | LEDs | LED, (2) 24", T12 26-30W | 60 | L24T12 | L22T12 | E1855
295 | LEDs | LED, (2) 24", T12 31-35W | 70 | L24T12 | L22T12 | E1856
296 | LEDs | LED, (2) 24", T12 36-40W | 80 | L24T12 | L22T12 | E1857
297 | LEDs | LED, (2) 24", T12 41-45W | 90 | L24T12 | L22T12 | E1858
298 | LEDs | LED, (2) 24", T12 46-50W | 100 | L24T12 | L22T12 | E1859
299 | LEDs | LED, (2) 24", T12 51-55W | 110 | L24T12 | L22T12 | E1860
300 | LEDs | LED, (2) 24", T12 56-60W | 120 | L24T12 | L22T12 | E1861
301 | LEDs | LED, (2) 24", T12 61-65W | 130 | L24T12 | L22T12 | E1862
302 | LEDs | LED, (2) 24", T12 66-70W | 140 | L24T12 | L22T12 | E1863
303 | LEDs | LED, (2) 24", T12 71-75W | 150 | L24T12 | L22T12 | E1864
304 | LEDs | LED, (2) 24", T12 76-80W | 160 | L24T12 | L22T12 | E1865
305 | LEDs | LED, (2) 24", T12 81-85W | 170 | L24T12 | L22T12 | E1866
306 | LEDs | LED, (2) 24", T12 86-90W | 180 | L24T12 | L22T12 | E1867
307 | LEDs | LED, (2) 24", T12 91-95W | 190 | L24T12 | L22T12 | E1868
308 | LEDs | LED, (2) 24", T12 96-100W | 200 | L24T12 | L22T12 | E1869
309 | LEDs | LED, (2) 24", T12 101-105W | 210 | L24T12 | L22T12 | E1870
310 | LEDs | LED, (2) 24", T12 106-110W | 220 | L24T12 | L22T12 | E1871
311 | LEDs | LED, (2) 24", T12 111-115W | 230 | L24T12 | L22T12 | E1872
312 | LEDs | LED, (2) 24", T12 116-120W | 240 | L24T12 | L22T12 | E1873
313 | LEDs | LED, (2) 24", T12 121-125W | 250 | L24T12 | L22T12 | E1874
314 | LEDs | LED, (2) 24", T12 126-130W | 260 | L24T12 | L22T12 | E1875
315 | LEDs | LED, (2) 24", T12 131-135W | 270 | L24T12 | L22T12 | E1876
316 | LEDs | LED, (2) 24", T12 136-140W | 280 | L24T12 | L22T12 | E1877
317 | LEDs | LED, (2) 24", T12 141-145W | 290 | L24T12 | L22T12 | E1878
318 | LEDs | LED, (2) 24", T12 146-150W | 300 | L24T12 | L22T12 | E1879
319 | LEDs | LED, (2) 24", T12 151-155W | 310 | L24T12 | L22T12 | E1880
320 | LEDs | LED, (2) 24", T12 156-160W | 320 | L24T12 | L22T12 | E1881
321 | LEDs | LED, (2) 24", T12 161-165W | 330 | L24T12 | L22T12 | E1882
322 | LEDs | LED, (2) 24", T12 166-170W | 340 | L24T12 | L22T12 | E1883
323 | LEDs | LED, (2) 24", T12 171-175W | 350 | L24T12 | L22T12 | E1884
324 | LEDs | LED, (2) 24", T12 176-180W | 360 | L24T12 | L22T12 | E1885
325 | LEDs | LED, (2) 24", T12 181-185W | 370 | L24T12 | L22T12 | E1886
326 | LEDs | LED, (2) 24", T12 186-190W | 380 | L24T12 | L22T12 | E1887
327 | LEDs | LED, (2) 24", T12 191-195W | 390 | L24T12 | L22T12 | E1888
328 | LEDs | LED, (2) 24", T12 196-200W | 400 | L24T12 | L22T12 | E1889
329 | LEDs | LED, (2) 24", T12 201-205W | 410 | L24T12 | L22T12 | E1890
330 | LEDs | LED, (2) 24", T12 206-210W | 420 | L24T12 | L22T12 | E1891
331 | LEDs | LED, (2) 24", T12 211-215W | 430 | L24T12 | L22T12 | E1892
332 | LEDs | LED, (2) 24", T12 216-220W | 440 | L24T12 | L22T12 | E1893
333 | LEDs | LED, (2) 24", T12 221-225W | 450 | L24T12 | L22T12 | E1894
334 | LEDs | LED, (2) 24", T12 226-230W | 460 | L24T12 | L22T12 | E1895
335 | LEDs | LED, (2) 24", T12 231-235W | 470 | L24T12 | L22T12 | E1896
336 | LEDs | LED, (2) 24", T12 236-240W | 480 | L24T12 | L22T12 | E1897
337 | LEDs | LED, (2) 24", T12 241-245W | 490 | L24T12 | L22T12 | E1898
338 | LEDs | LED, (2) 24", T12 246-250W | 500 | L24T12 | L22T12 | E1899
339 | LEDs | LED, (3) 24", T12 1-5W | 15 | L24T12 | L23T12 | E1900
340 | LEDs | LED, (3) 24", T12 6-10W | 30 | L24T12 | L23T12 | E1901
341 | LEDs | LED, (3) 24", T12 11-15W | 45 | L24T12 | L23T12 | E1902
342 | LEDs | LED, (3) 24", T12 16-20W | 60 | L24T12 | L23T12 | E1903
343 | LEDs | LED, (3) 24", T12 21-25W | 75 | L24T12 | L23T12 | E1904
344 | LEDs | LED, (3) 24", T12 26-30W | 90 | L24T12 | L23T12 | E1905
345 | LEDs | LED, (3) 24", T12 31-35W | 105 | L24T12 | L23T12 | E1906
346 | LEDs | LED, (3) 24", T12 36-40W | 120 | L24T12 | L23T12 | E1907
347 | LEDs | LED, (3) 24", T12 41-45W | 135 | L24T12 | L23T12 | E1908
348 | LEDs | LED, (3) 24", T12 46-50W | 150 | L24T12 | L23T12 | E1909
349 | LEDs | LED, (3) 24", T12 51-55W | 165 | L24T12 | L23T12 | E1910
350 | LEDs | LED, (3) 24", T12 56-60W | 180 | L24T12 | L23T12 | E1911
351 | LEDs | LED, (3) 24", T12 61-65W | 195 | L24T12 | L23T12 | E1912
352 | LEDs | LED, (3) 24", T12 66-70W | 210 | L24T12 | L23T12 | E1913
353 | LEDs | LED, (3) 24", T12 71-75W | 225 | L24T12 | L23T12 | E1914
354 | LEDs | LED, (3) 24", T12 76-80W | 240 | L24T12 | L23T12 | E1915
355 | LEDs | LED, (3) 24", T12 81-85W | 255 | L24T12 | L23T12 | E1916
356 | LEDs | LED, (3) 24", T12 86-90W | 270 | L24T12 | L23T12 | E1917
357 | LEDs | LED, (3) 24", T12 91-95W | 285 | L24T12 | L23T12 | E1918
358 | LEDs | LED, (3) 24", T12 96-100W | 300 | L24T12 | L23T12 | E1919
359 | LEDs | LED, (3) 24", T12 101-105W | 315 | L24T12 | L23T12 | E1920
360 | LEDs | LED, (3) 24", T12 106-110W | 330 | L24T12 | L23T12 | E1921
361 | LEDs | LED, (3) 24", T12 111-115W | 345 | L24T12 | L23T12 | E1922
362 | LEDs | LED, (3) 24", T12 116-120W | 360 | L24T12 | L23T12 | E1923
363 | LEDs | LED, (3) 24", T12 121-125W | 375 | L24T12 | L23T12 | E1924
364 | LEDs | LED, (3) 24", T12 126-130W | 390 | L24T12 | L23T12 | E1925
365 | LEDs | LED, (3) 24", T12 131-135W | 405 | L24T12 | L23T12 | E1926
366 | LEDs | LED, (3) 24", T12 136-140W | 420 | L24T12 | L23T12 | E1927
367 | LEDs | LED, (3) 24", T12 141-145W | 435 | L24T12 | L23T12 | E1928
368 | LEDs | LED, (3) 24", T12 146-150W | 450 | L24T12 | L23T12 | E1929
369 | LEDs | LED, (3) 24", T12 151-155W | 465 | L24T12 | L23T12 | E1930
370 | LEDs | LED, (3) 24", T12 156-160W | 480 | L24T12 | L23T12 | E1931
371 | LEDs | LED, (3) 24", T12 161-165W | 495 | L24T12 | L23T12 | E1932
372 | LEDs | LED, (3) 24", T12 166-170W | 510 | L24T12 | L23T12 | E1933
373 | LEDs | LED, (3) 24", T12 171-175W | 525 | L24T12 | L23T12 | E1934
374 | LEDs | LED, (3) 24", T12 176-180W | 540 | L24T12 | L23T12 | E1935
375 | LEDs | LED, (3) 24", T12 181-185W | 555 | L24T12 | L23T12 | E1936
376 | LEDs | LED, (3) 24", T12 186-190W | 570 | L24T12 | L23T12 | E1937
377 | LEDs | LED, (3) 24", T12 191-195W | 585 | L24T12 | L23T12 | E1938
378 | LEDs | LED, (3) 24", T12 196-200W | 600 | L24T12 | L23T12 | E1939
379 | LEDs | LED, (3) 24", T12 201-205W | 615 | L24T12 | L23T12 | E1940
380 | LEDs | LED, (3) 24", T12 206-210W | 630 | L24T12 | L23T12 | E1941
381 | LEDs | LED, (3) 24", T12 211-215W | 645 | L24T12 | L23T12 | E1942
382 | LEDs | LED, (3) 24", T12 216-220W | 660 | L24T12 | L23T12 | E1943
383 | LEDs | LED, (3) 24", T12 221-225W | 675 | L24T12 | L23T12 | E1944
384 | LEDs | LED, (3) 24", T12 226-230W | 690 | L24T12 | L23T12 | E1945
385 | LEDs | LED, (3) 24", T12 231-235W | 705 | L24T12 | L23T12 | E1946
386 | LEDs | LED, (3) 24", T12 236-240W | 720 | L24T12 | L23T12 | E1947
387 | LEDs | LED, (3) 24", T12 241-245W | 735 | L24T12 | L23T12 | E1948
388 | LEDs | LED, (3) 24", T12 246-250W | 750 | L24T12 | L23T12 | E1949
389 | LEDs | LED, (4) 24", T12 1-5W | 20 | L24T12 | L24T12 | E1950
390 | LEDs | LED, (4) 24", T12 6-10W | 40 | L24T12 | L24T12 | E1951
391 | LEDs | LED, (4) 24", T12 11-15W | 60 | L24T12 | L24T12 | E1952
392 | LEDs | LED, (4) 24", T12 16-20W | 80 | L24T12 | L24T12 | E1953
393 | LEDs | LED, (4) 24", T12 21-25W | 100 | L24T12 | L24T12 | E1954
394 | LEDs | LED, (4) 24", T12 26-30W | 120 | L24T12 | L24T12 | E1955
395 | LEDs | LED, (4) 24", T12 31-35W | 140 | L24T12 | L24T12 | E1956
396 | LEDs | LED, (4) 24", T12 36-40W | 160 | L24T12 | L24T12 | E1957
397 | LEDs | LED, (4) 24", T12 41-45W | 180 | L24T12 | L24T12 | E1958
398 | LEDs | LED, (4) 24", T12 46-50W | 200 | L24T12 | L24T12 | E1959
399 | LEDs | LED, (4) 24", T12 51-55W | 220 | L24T12 | L24T12 | E1960
400 | LEDs | LED, (4) 24", T12 56-60W | 240 | L24T12 | L24T12 | E1961
401 | LEDs | LED, (4) 24", T12 61-65W | 260 | L24T12 | L24T12 | E1962
402 | LEDs | LED, (4) 24", T12 66-70W | 280 | L24T12 | L24T12 | E1963
403 | LEDs | LED, (4) 24", T12 71-75W | 300 | L24T12 | L24T12 | E1964
404 | LEDs | LED, (4) 24", T12 76-80W | 320 | L24T12 | L24T12 | E1965
405 | LEDs | LED, (4) 24", T12 81-85W | 340 | L24T12 | L24T12 | E1966
406 | LEDs | LED, (4) 24", T12 86-90W | 360 | L24T12 | L24T12 | E1967
407 | LEDs | LED, (4) 24", T12 91-95W | 380 | L24T12 | L24T12 | E1968
408 | LEDs | LED, (4) 24", T12 96-100W | 400 | L24T12 | L24T12 | E1969
409 | LEDs | LED, (4) 24", T12 101-105W | 420 | L24T12 | L24T12 | E1970
410 | LEDs | LED, (4) 24", T12 106-110W | 440 | L24T12 | L24T12 | E1971
411 | LEDs | LED, (4) 24", T12 111-115W | 460 | L24T12 | L24T12 | E1972
412 | LEDs | LED, (4) 24", T12 116-120W | 480 | L24T12 | L24T12 | E1973
413 | LEDs | LED, (4) 24", T12 121-125W | 500 | L24T12 | L24T12 | E1974
414 | LEDs | LED, (4) 24", T12 126-130W | 520 | L24T12 | L24T12 | E1975
415 | LEDs | LED, (4) 24", T12 131-135W | 540 | L24T12 | L24T12 | E1976
416 | LEDs | LED, (4) 24", T12 136-140W | 560 | L24T12 | L24T12 | E1977
417 | LEDs | LED, (4) 24", T12 141-145W | 580 | L24T12 | L24T12 | E1978
418 | LEDs | LED, (4) 24", T12 146-150W | 600 | L24T12 | L24T12 | E1979
419 | LEDs | LED, (4) 24", T12 151-155W | 620 | L24T12 | L24T12 | E1980
420 | LEDs | LED, (4) 24", T12 156-160W | 640 | L24T12 | L24T12 | E1981
421 | LEDs | LED, (4) 24", T12 161-165W | 660 | L24T12 | L24T12 | E1982
422 | LEDs | LED, (4) 24", T12 166-170W | 680 | L24T12 | L24T12 | E1983
423 | LEDs | LED, (4) 24", T12 171-175W | 700 | L24T12 | L24T12 | E1984
424 | LEDs | LED, (4) 24", T12 176-180W | 720 | L24T12 | L24T12 | E1985
425 | LEDs | LED, (4) 24", T12 181-185W | 740 | L24T12 | L24T12 | E1986
426 | LEDs | LED, (4) 24", T12 186-190W | 760 | L24T12 | L24T12 | E1987
427 | LEDs | LED, (4) 24", T12 191-195W | 780 | L24T12 | L24T12 | E1988
428 | LEDs | LED, (4) 24", T12 196-200W | 800 | L24T12 | L24T12 | E1989
429 | LEDs | LED, (4) 24", T12 201-205W | 820 | L24T12 | L24T12 | E1990
430 | LEDs | LED, (4) 24", T12 206-210W | 840 | L24T12 | L24T12 | E1991
431 | LEDs | LED, (4) 24", T12 211-215W | 860 | L24T12 | L24T12 | E1992
432 | LEDs | LED, (4) 24", T12 216-220W | 880 | L24T12 | L24T12 | E1993
433 | LEDs | LED, (4) 24", T12 221-225W | 900 | L24T12 | L24T12 | E1994
434 | LEDs | LED, (4) 24", T12 226-230W | 920 | L24T12 | L24T12 | E1995
435 | LEDs | LED, (4) 24", T12 231-235W | 940 | L24T12 | L24T12 | E1996
436 | LEDs | LED, (4) 24", T12 236-240W | 960 | L24T12 | L24T12 | E1997
437 | LEDs | LED, (4) 24", T12 241-245W | 980 | L24T12 | L24T12 | E1998
438 | LEDs | LED, (4) 24", T12 246-250W | 1000 | L24T12 | L24T12 | E1999
439 | LEDs | LED, (2) 24", T12 1-5W U-TUBE | 10 | LU24T12 | LU22T12 | E2000
440 | LEDs | LED, (2) 24", T12 6-10W U-TUBE | 20 | LU24T12 | LU22T12 | E2001
441 | LEDs | LED, (2) 24", T12 11-15W U-TUBE | 30 | LU24T12 | LU22T12 | E2002
442 | LEDs | LED, (2) 24", T12 16-20W U-TUBE | 40 | LU24T12 | LU22T12 | E2003
443 | LEDs | LED, (2) 24", T12 21-25W U-TUBE | 50 | LU24T12 | LU22T12 | E2004
444 | LEDs | LED, (2) 24", T12 26-30W U-TUBE | 60 | LU24T12 | LU22T12 | E2005
445 | LEDs | LED, (2) 24", T12 31-35W U-TUBE | 70 | LU24T12 | LU22T12 | E2006
446 | LEDs | LED, (2) 24", T12 36-40W U-TUBE | 80 | LU24T12 | LU22T12 | E2007
447 | LEDs | LED, (2) 24", T12 41-45W U-TUBE | 90 | LU24T12 | LU22T12 | E2008
448 | LEDs | LED, (2) 24", T12 46-50W U-TUBE | 100 | LU24T12 | LU22T12 | E2009
449 | LEDs | LED, (2) 24", T12 51-55W U-TUBE | 110 | LU24T12 | LU22T12 | E2010
450 | LEDs | LED, (2) 24", T12 56-60W U-TUBE | 120 | LU24T12 | LU22T12 | E2011
451 | LEDs | LED, (2) 24", T12 61-65W U-TUBE | 130 | LU24T12 | LU22T12 | E2012
452 | LEDs | LED, (2) 24", T12 66-70W U-TUBE | 140 | LU24T12 | LU22T12 | E2013
453 | LEDs | LED, (2) 24", T12 71-75W U-TUBE | 150 | LU24T12 | LU22T12 | E2014
454 | LEDs | LED, (2) 24", T12 76-80W U-TUBE | 160 | LU24T12 | LU22T12 | E2015
455 | LEDs | LED, (2) 24", T12 81-85W U-TUBE | 170 | LU24T12 | LU22T12 | E2016
456 | LEDs | LED, (2) 24", T12 86-90W U-TUBE | 180 | LU24T12 | LU22T12 | E2017
457 | LEDs | LED, (2) 24", T12 91-95W U-TUBE | 190 | LU24T12 | LU22T12 | E2018
458 | LEDs | LED, (2) 24", T12 96-100W U-TUBE | 200 | LU24T12 | LU22T12 | E2019
459 | LEDs | LED, (2) 24", T12 101-105W U-TUBE | 210 | LU24T12 | LU22T12 | E2020
460 | LEDs | LED, (2) 24", T12 106-110W U-TUBE | 220 | LU24T12 | LU22T12 | E2021
461 | LEDs | LED, (2) 24", T12 111-115W U-TUBE | 230 | LU24T12 | LU22T12 | E2022
462 | LEDs | LED, (2) 24", T12 116-120W U-TUBE | 240 | LU24T12 | LU22T12 | E2023
463 | LEDs | LED, (2) 24", T12 121-125W U-TUBE | 250 | LU24T12 | LU22T12 | E2024
464 | LEDs | LED, (2) 24", T12 126-130W U-TUBE | 260 | LU24T12 | LU22T12 | E2025
465 | LEDs | LED, (2) 24", T12 131-135W U-TUBE | 270 | LU24T12 | LU22T12 | E2026
466 | LEDs | LED, (2) 24", T12 136-140W U-TUBE | 280 | LU24T12 | LU22T12 | E2027
467 | LEDs | LED, (2) 24", T12 141-145W U-TUBE | 290 | LU24T12 | LU22T12 | E2028
468 | LEDs | LED, (2) 24", T12 146-150W U-TUBE | 300 | LU24T12 | LU22T12 | E2029
469 | LEDs | LED, (2) 24", T12 151-155W U-TUBE | 310 | LU24T12 | LU22T12 | E2030
470 | LEDs | LED, (2) 24", T12 156-160W U-TUBE | 320 | LU24T12 | LU22T12 | E2031
471 | LEDs | LED, (2) 24", T12 161-165W U-TUBE | 330 | LU24T12 | LU22T12 | E2032
472 | LEDs | LED, (2) 24", T12 166-170W U-TUBE | 340 | LU24T12 | LU22T12 | E2033
473 | LEDs | LED, (2) 24", T12 171-175W U-TUBE | 350 | LU24T12 | LU22T12 | E2034
474 | LEDs | LED, (2) 24", T12 176-180W U-TUBE | 360 | LU24T12 | LU22T12 | E2035
475 | LEDs | LED, (2) 24", T12 181-185W U-TUBE | 370 | LU24T12 | LU22T12 | E2036
476 | LEDs | LED, (2) 24", T12 186-190W U-TUBE | 380 | LU24T12 | LU22T12 | E2037
477 | LEDs | LED, (2) 24", T12 191-195W U-TUBE | 390 | LU24T12 | LU22T12 | E2038
478 | LEDs | LED, (2) 24", T12 196-200W U-TUBE | 400 | LU24T12 | LU22T12 | E2039
479 | LEDs | LED, (2) 24", T12 201-205W U-TUBE | 410 | LU24T12 | LU22T12 | E2040
480 | LEDs | LED, (2) 24", T12 206-210W U-TUBE | 420 | LU24T12 | LU22T12 | E2041
481 | LEDs | LED, (2) 24", T12 211-215W U-TUBE | 430 | LU24T12 | LU22T12 | E2042
482 | LEDs | LED, (2) 24", T12 216-220W U-TUBE | 440 | LU24T12 | LU22T12 | E2043
483 | LEDs | LED, (2) 24", T12 221-225W U-TUBE | 450 | LU24T12 | LU22T12 | E2044
484 | LEDs | LED, (2) 24", T12 226-230W U-TUBE | 460 | LU24T12 | LU22T12 | E2045
485 | LEDs | LED, (2) 24", T12 231-235W U-TUBE | 470 | LU24T12 | LU22T12 | E2046
486 | LEDs | LED, (2) 24", T12 236-240W U-TUBE | 480 | LU24T12 | LU22T12 | E2047
487 | LEDs | LED, (2) 24", T12 241-245W U-TUBE | 490 | LU24T12 | LU22T12 | E2048
488 | LEDs | LED, (2) 24", T12 246-250W U-TUBE | 500 | LU24T12 | LU22T12 | E2049
489 | LEDs | LED, (1) 36", T12 1-5W | 5 | L36T12 | L31T12 | E2050
490 | LEDs | LED, (1) 36", T12 6-10W | 10 | L36T12 | L31T12 | E2051
491 | LEDs | LED, (1) 36", T12 11-15W | 15 | L36T12 | L31T12 | E2052
492 | LEDs | LED, (1) 36", T12 16-20W | 20 | L36T12 | L31T12 | E2053
493 | LEDs | LED, (1) 36", T12 21-25W | 25 | L36T12 | L31T12 | E2054
494 | LEDs | LED, (1) 36", T12 26-30W | 30 | L36T12 | L31T12 | E2055
495 | LEDs | LED, (1) 36", T12 31-35W | 35 | L36T12 | L31T12 | E2056
496 | LEDs | LED, (1) 36", T12 36-40W | 40 | L36T12 | L31T12 | E2057
497 | LEDs | LED, (1) 36", T12 41-45W | 45 | L36T12 | L31T12 | E2058
498 | LEDs | LED, (1) 36", T12 46-50W | 50 | L36T12 | L31T12 | E2059
499 | LEDs | LED, (1) 36", T12 51-55W | 55 | L36T12 | L31T12 | E2060
500 | LEDs | LED, (1) 36", T12 56-60W | 60 | L36T12 | L31T12 | E2061
501 | LEDs | LED, (1) 36", T12 61-65W | 65 | L36T12 | L31T12 | E2062
502 | LEDs | LED, (1) 36", T12 66-70W | 70 | L36T12 | L31T12 | E2063
503 | LEDs | LED, (1) 36", T12 71-75W | 75 | L36T12 | L31T12 | E2064
504 | LEDs | LED, (1) 36", T12 76-80W | 80 | L36T12 | L31T12 | E2065
505 | LEDs | LED, (1) 36", T12 81-85W | 85 | L36T12 | L31T12 | E2066
506 | LEDs | LED, (1) 36", T12 86-90W | 90 | L36T12 | L31T12 | E2067
507 | LEDs | LED, (1) 36", T12 91-95W | 95 | L36T12 | L31T12 | E2068
508 | LEDs | LED, (1) 36", T12 96-100W | 100 | L36T12 | L31T12 | E2069
509 | LEDs | LED, (1) 36", T12 101-105W | 105 | L36T12 | L31T12 | E2070
510 | LEDs | LED, (1) 36", T12 106-110W | 110 | L36T12 | L31T12 | E2071
511 | LEDs | LED, (1) 36", T12 111-115W | 115 | L36T12 | L31T12 | E2072
512 | LEDs | LED, (1) 36", T12 116-120W | 120 | L36T12 | L31T12 | E2073
513 | LEDs | LED, (1) 36", T12 121-125W | 125 | L36T12 | L31T12 | E2074
514 | LEDs | LED, (1) 36", T12 126-130W | 130 | L36T12 | L31T12 | E2075
515 | LEDs | LED, (1) 36", T12 131-135W | 135 | L36T12 | L31T12 | E2076
516 | LEDs | LED, (1) 36", T12 136-140W | 140 | L36T12 | L31T12 | E2077
517 | LEDs | LED, (1) 36", T12 141-145W | 145 | L36T12 | L31T12 | E2078
518 | LEDs | LED, (1) 36", T12 146-150W | 150 | L36T12 | L31T12 | E2079
519 | LEDs | LED, (1) 36", T12 151-155W | 155 | L36T12 | L31T12 | E2080
520 | LEDs | LED, (1) 36", T12 156-160W | 160 | L36T12 | L31T12 | E2081
521 | LEDs | LED, (1) 36", T12 161-165W | 165 | L36T12 | L31T12 | E2082
522 | LEDs | LED, (1) 36", T12 166-170W | 170 | L36T12 | L31T12 | E2083
523 | LEDs | LED, (1) 36", T12 171-175W | 175 | L36T12 | L31T12 | E2084
524 | LEDs | LED, (1) 36", T12 176-180W | 180 | L36T12 | L31T12 | E2085
525 | LEDs | LED, (1) 36", T12 181-185W | 185 | L36T12 | L31T12 | E2086
526 | LEDs | LED, (1) 36", T12 186-190W | 190 | L36T12 | L31T12 | E2087
527 | LEDs | LED, (1) 36", T12 191-195W | 195 | L36T12 | L31T12 | E2088
528 | LEDs | LED, (1) 36", T12 196-200W | 200 | L36T12 | L31T12 | E2089
529 | LEDs | LED, (1) 36", T12 201-205W | 205 | L36T12 | L31T12 | E2090
530 | LEDs | LED, (1) 36", T12 206-210W | 210 | L36T12 | L31T12 | E2091
531 | LEDs | LED, (1) 36", T12 211-215W | 215 | L36T12 | L31T12 | E2092
532 | LEDs | LED, (1) 36", T12 216-220W | 220 | L36T12 | L31T12 | E2093
533 | LEDs | LED, (1) 36", T12 221-225W | 225 | L36T12 | L31T12 | E2094
534 | LEDs | LED, (1) 36", T12 226-230W | 230 | L36T12 | L31T12 | E2095
535 | LEDs | LED, (1) 36", T12 231-235W | 235 | L36T12 | L31T12 | E2096
536 | LEDs | LED, (1) 36", T12 236-240W | 240 | L36T12 | L31T12 | E2097
537 | LEDs | LED, (1) 36", T12 241-245W | 245 | L36T12 | L31T12 | E2098
538 | LEDs | LED, (1) 36", T12 246-250W | 250 | L36T12 | L31T12 | E2099
539 | LEDs | LED, (2) 36", T12 1-5W | 10 | L36T12 | L32T12 | E2100
540 | LEDs | LED, (2) 36", T12 6-10W | 20 | L36T12 | L32T12 | E2101
541 | LEDs | LED, (2) 36", T12 11-15W | 30 | L36T12 | L32T12 | E2102
542 | LEDs | LED, (2) 36", T12 16-20W | 40 | L36T12 | L32T12 | E2103
543 | LEDs | LED, (2) 36", T12 21-25W | 50 | L36T12 | L32T12 | E2104
544 | LEDs | LED, (2) 36", T12 26-30W | 60 | L36T12 | L32T12 | E2105
545 | LEDs | LED, (2) 36", T12 31-35W | 70 | L36T12 | L32T12 | E2106
546 | LEDs | LED, (2) 36", T12 36-40W | 80 | L36T12 | L32T12 | E2107
547 | LEDs | LED, (2) 36", T12 41-45W | 90 | L36T12 | L32T12 | E2108
548 | LEDs | LED, (2) 36", T12 46-50W | 100 | L36T12 | L32T12 | E2109
549 | LEDs | LED, (2) 36", T12 51-55W | 110 | L36T12 | L32T12 | E2110
550 | LEDs | LED, (2) 36", T12 56-60W | 120 | L36T12 | L32T12 | E2111
551 | LEDs | LED, (2) 36", T12 61-65W | 130 | L36T12 | L32T12 | E2112
552 | LEDs | LED, (2) 36", T12 66-70W | 140 | L36T12 | L32T12 | E2113
553 | LEDs | LED, (2) 36", T12 71-75W | 150 | L36T12 | L32T12 | E2114
554 | LEDs | LED, (2) 36", T12 76-80W | 160 | L36T12 | L32T12 | E2115
555 | LEDs | LED, (2) 36", T12 81-85W | 170 | L36T12 | L32T12 | E2116
556 | LEDs | LED, (2) 36", T12 86-90W | 180 | L36T12 | L32T12 | E2117
557 | LEDs | LED, (2) 36", T12 91-95W | 190 | L36T12 | L32T12 | E2118
558 | LEDs | LED, (2) 36", T12 96-100W | 200 | L36T12 | L32T12 | E2119
559 | LEDs | LED, (2) 36", T12 101-105W | 210 | L36T12 | L32T12 | E2120
560 | LEDs | LED, (2) 36", T12 106-110W | 220 | L36T12 | L32T12 | E2121
561 | LEDs | LED, (2) 36", T12 111-115W | 230 | L36T12 | L32T12 | E2122
562 | LEDs | LED, (2) 36", T12 116-120W | 240 | L36T12 | L32T12 | E2123
563 | LEDs | LED, (2) 36", T12 121-125W | 250 | L36T12 | L32T12 | E2124
564 | LEDs | LED, (2) 36", T12 126-130W | 260 | L36T12 | L32T12 | E2125
565 | LEDs | LED, (2) 36", T12 131-135W | 270 | L36T12 | L32T12 | E2126
566 | LEDs | LED, (2) 36", T12 136-140W | 280 | L36T12 | L32T12 | E2127
567 | LEDs | LED, (2) 36", T12 141-145W | 290 | L36T12 | L32T12 | E2128
568 | LEDs | LED, (2) 36", T12 146-150W | 300 | L36T12 | L32T12 | E2129
569 | LEDs | LED, (2) 36", T12 151-155W | 310 | L36T12 | L32T12 | E2130
570 | LEDs | LED, (2) 36", T12 156-160W | 320 | L36T12 | L32T12 | E2131
571 | LEDs | LED, (2) 36", T12 161-165W | 330 | L36T12 | L32T12 | E2132
572 | LEDs | LED, (2) 36", T12 166-170W | 340 | L36T12 | L32T12 | E2133
573 | LEDs | LED, (2) 36", T12 171-175W | 350 | L36T12 | L32T12 | E2134
574 | LEDs | LED, (2) 36", T12 176-180W | 360 | L36T12 | L32T12 | E2135
575 | LEDs | LED, (2) 36", T12 181-185W | 370 | L36T12 | L32T12 | E2136
576 | LEDs | LED, (2) 36", T12 186-190W | 380 | L36T12 | L32T12 | E2137
577 | LEDs | LED, (2) 36", T12 191-195W | 390 | L36T12 | L32T12 | E2138
578 | LEDs | LED, (2) 36", T12 196-200W | 400 | L36T12 | L32T12 | E2139
579 | LEDs | LED, (2) 36", T12 201-205W | 410 | L36T12 | L32T12 | E2140
580 | LEDs | LED, (2) 36", T12 206-210W | 420 | L36T12 | L32T12 | E2141
581 | LEDs | LED, (2) 36", T12 211-215W | 430 | L36T12 | L32T12 | E2142
582 | LEDs | LED, (2) 36", T12 216-220W | 440 | L36T12 | L32T12 | E2143
583 | LEDs | LED, (2) 36", T12 221-225W | 450 | L36T12 | L32T12 | E2144
584 | LEDs | LED, (2) 36", T12 226-230W | 460 | L36T12 | L32T12 | E2145
585 | LEDs | LED, (2) 36", T12 231-235W | 470 | L36T12 | L32T12 | E2146
586 | LEDs | LED, (2) 36", T12 236-240W | 480 | L36T12 | L32T12 | E2147
587 | LEDs | LED, (2) 36", T12 241-245W | 490 | L36T12 | L32T12 | E2148
588 | LEDs | LED, (2) 36", T12 246-250W | 500 | L36T12 | L32T12 | E2149
589 | LEDs | LED, (3) 36", T12 1-5W | 15 | L36T12 | L33T12 | E2150
590 | LEDs | LED, (3) 36", T12 6-10W | 30 | L36T12 | L33T12 | E2151
591 | LEDs | LED, (3) 36", T12 11-15W | 45 | L36T12 | L33T12 | E2152
592 | LEDs | LED, (3) 36", T12 16-20W | 60 | L36T12 | L33T12 | E2153
593 | LEDs | LED, (3) 36", T12 21-25W | 75 | L36T12 | L33T12 | E2154
594 | LEDs | LED, (3) 36", T12 26-30W | 90 | L36T12 | L33T12 | E2155
595 | LEDs | LED, (3) 36", T12 31-35W | 105 | L36T12 | L33T12 | E2156
596 | LEDs | LED, (3) 36", T12 36-40W | 120 | L36T12 | L33T12 | E2157
597 | LEDs | LED, (3) 36", T12 41-45W | 135 | L36T12 | L33T12 | E2158
598 | LEDs | LED, (3) 36", T12 46-50W | 150 | L36T12 | L33T12 | E2159
599 | LEDs | LED, (3) 36", T12 51-55W | 165 | L36T12 | L33T12 | E2160
600 | LEDs | LED, (3) 36", T12 56-60W | 180 | L36T12 | L33T12 | E2161
601 | LEDs | LED, (3) 36", T12 61-65W | 195 | L36T12 | L33T12 | E2162
602 | LEDs | LED, (3) 36", T12 66-70W | 210 | L36T12 | L33T12 | E2163
603 | LEDs | LED, (3) 36", T12 71-75W | 225 | L36T12 | L33T12 | E2164
604 | LEDs | LED, (3) 36", T12 76-80W | 240 | L36T12 | L33T12 | E2165
605 | LEDs | LED, (3) 36", T12 81-85W | 255 | L36T12 | L33T12 | E2166
606 | LEDs | LED, (3) 36", T12 86-90W | 270 | L36T12 | L33T12 | E2167
607 | LEDs | LED, (3) 36", T12 91-95W | 285 | L36T12 | L33T12 | E2168
608 | LEDs | LED, (3) 36", T12 96-100W | 300 | L36T12 | L33T12 | E2169
609 | LEDs | LED, (3) 36", T12 101-105W | 315 | L36T12 | L33T12 | E2170
610 | LEDs | LED, (3) 36", T12 106-110W | 330 | L36T12 | L33T12 | E2171
611 | LEDs | LED, (3) 36", T12 111-115W | 345 | L36T12 | L33T12 | E2172
612 | LEDs | LED, (3) 36", T12 116-120W | 360 | L36T12 | L33T12 | E2173
613 | LEDs | LED, (3) 36", T12 121-125W | 375 | L36T12 | L33T12 | E2174
614 | LEDs | LED, (3) 36", T12 126-130W | 390 | L36T12 | L33T12 | E2175
615 | LEDs | LED, (3) 36", T12 131-135W | 405 | L36T12 | L33T12 | E2176
616 | LEDs | LED, (3) 36", T12 136-140W | 420 | L36T12 | L33T12 | E2177
617 | LEDs | LED, (3) 36", T12 141-145W | 435 | L36T12 | L33T12 | E2178
618 | LEDs | LED, (3) 36", T12 146-150W | 450 | L36T12 | L33T12 | E2179
619 | LEDs | LED, (3) 36", T12 151-155W | 465 | L36T12 | L33T12 | E2180
620 | LEDs | LED, (3) 36", T12 156-160W | 480 | L36T12 | L33T12 | E2181
621 | LEDs | LED, (3) 36", T12 161-165W | 495 | L36T12 | L33T12 | E2182
622 | LEDs | LED, (3) 36", T12 166-170W | 510 | L36T12 | L33T12 | E2183
623 | LEDs | LED, (3) 36", T12 171-175W | 525 | L36T12 | L33T12 | E2184
624 | LEDs | LED, (3) 36", T12 176-180W | 540 | L36T12 | L33T12 | E2185
625 | LEDs | LED, (3) 36", T12 181-185W | 555 | L36T12 | L33T12 | E2186
626 | LEDs | LED, (3) 36", T12 186-190W | 570 | L36T12 | L33T12 | E2187
627 | LEDs | LED, (3) 36", T12 191-195W | 585 | L36T12 | L33T12 | E2188
628 | LEDs | LED, (3) 36", T12 196-200W | 600 | L36T12 | L33T12 | E2189
629 | LEDs | LED, (3) 36", T12 201-205W | 615 | L36T12 | L33T12 | E2190
630 | LEDs | LED, (3) 36", T12 206-210W | 630 | L36T12 | L33T12 | E2191
631 | LEDs | LED, (3) 36", T12 211-215W | 645 | L36T12 | L33T12 | E2192
632 | LEDs | LED, (3) 36", T12 216-220W | 660 | L36T12 | L33T12 | E2193
633 | LEDs | LED, (3) 36", T12 221-225W | 675 | L36T12 | L33T12 | E2194
634 | LEDs | LED, (3) 36", T12 226-230W | 690 | L36T12 | L33T12 | E2195
635 | LEDs | LED, (3) 36", T12 231-235W | 705 | L36T12 | L33T12 | E2196
636 | LEDs | LED, (3) 36", T12 236-240W | 720 | L36T12 | L33T12 | E2197
637 | LEDs | LED, (3) 36", T12 241-245W | 735 | L36T12 | L33T12 | E2198
638 | LEDs | LED, (3) 36", T12 246-250W | 750 | L36T12 | L33T12 | E2199
639 | LEDs | LED, (4) 36", T12 1-5W | 20 | L36T12 | L34T12 | E2200
640 | LEDs | LED, (4) 36", T12 6-10W | 40 | L36T12 | L34T12 | E2201
641 | LEDs | LED, (4) 36", T12 11-15W | 60 | L36T12 | L34T12 | E2202
642 | LEDs | LED, (4) 36", T12 16-20W | 80 | L36T12 | L34T12 | E2203
643 | LEDs | LED, (4) 36", T12 21-25W | 100 | L36T12 | L34T12 | E2204
644 | LEDs | LED, (4) 36", T12 26-30W | 120 | L36T12 | L34T12 | E2205
645 | LEDs | LED, (4) 36", T12 31-35W | 140 | L36T12 | L34T12 | E2206
646 | LEDs | LED, (4) 36", T12 36-40W | 160 | L36T12 | L34T12 | E2207
647 | LEDs | LED, (4) 36", T12 41-45W | 180 | L36T12 | L34T12 | E2208
648 | LEDs | LED, (4) 36", T12 46-50W | 200 | L36T12 | L34T12 | E2209
649 | LEDs | LED, (4) 36", T12 51-55W | 220 | L36T12 | L34T12 | E2210
650 | LEDs | LED, (4) 36", T12 56-60W | 240 | L36T12 | L34T12 | E2211
651 | LEDs | LED, (4) 36", T12 61-65W | 260 | L36T12 | L34T12 | E2212
652 | LEDs | LED, (4) 36", T12 66-70W | 280 | L36T12 | L34T12 | E2213
653 | LEDs | LED, (4) 36", T12 71-75W | 300 | L36T12 | L34T12 | E2214
654 | LEDs | LED, (4) 36", T12 76-80W | 320 | L36T12 | L34T12 | E2215
655 | LEDs | LED, (4) 36", T12 81-85W | 340 | L36T12 | L34T12 | E2216
656 | LEDs | LED, (4) 36", T12 86-90W | 360 | L36T12 | L34T12 | E2217
657 | LEDs | LED, (4) 36", T12 91-95W | 380 | L36T12 | L34T12 | E2218
658 | LEDs | LED, (4) 36", T12 96-100W | 400 | L36T12 | L34T12 | E2219
659 | LEDs | LED, (4) 36", T12 101-105W | 420 | L36T12 | L34T12 | E2220
660 | LEDs | LED, (4) 36", T12 106-110W | 440 | L36T12 | L34T12 | E2221
661 | LEDs | LED, (4) 36", T12 111-115W | 460 | L36T12 | L34T12 | E2222
662 | LEDs | LED, (4) 36", T12 116-120W | 480 | L36T12 | L34T12 | E2223
663 | LEDs | LED, (4) 36", T12 121-125W | 500 | L36T12 | L34T12 | E2224
664 | LEDs | LED, (4) 36", T12 126-130W | 520 | L36T12 | L34T12 | E2225
665 | LEDs | LED, (4) 36", T12 131-135W | 540 | L36T12 | L34T12 | E2226
666 | LEDs | LED, (4) 36", T12 136-140W | 560 | L36T12 | L34T12 | E2227
667 | LEDs | LED, (4) 36", T12 141-145W | 580 | L36T12 | L34T12 | E2228
668 | LEDs | LED, (4) 36", T12 146-150W | 600 | L36T12 | L34T12 | E2229
669 | LEDs | LED, (4) 36", T12 151-155W | 620 | L36T12 | L34T12 | E2230
670 | LEDs | LED, (4) 36", T12 156-160W | 640 | L36T12 | L34T12 | E2231
671 | LEDs | LED, (4) 36", T12 161-165W | 660 | L36T12 | L34T12 | E2232
672 | LEDs | LED, (4) 36", T12 166-170W | 680 | L36T12 | L34T12 | E2233
673 | LEDs | LED, (4) 36", T12 171-175W | 700 | L36T12 | L34T12 | E2234
674 | LEDs | LED, (4) 36", T12 176-180W | 720 | L36T12 | L34T12 | E2235
675 | LEDs | LED, (4) 36", T12 181-185W | 740 | L36T12 | L34T12 | E2236
676 | LEDs | LED, (4) 36", T12 186-190W | 760 | L36T12 | L34T12 | E2237
677 | LEDs | LED, (4) 36", T12 191-195W | 780 | L36T12 | L34T12 | E2238
678 | LEDs | LED, (4) 36", T12 196-200W | 800 | L36T12 | L34T12 | E2239
679 | LEDs | LED, (4) 36", T12 201-205W | 820 | L36T12 | L34T12 | E2240
680 | LEDs | LED, (4) 36", T12 206-210W | 840 | L36T12 | L34T12 | E2241
681 | LEDs | LED, (4) 36", T12 211-215W | 860 | L36T12 | L34T12 | E2242
682 | LEDs | LED, (4) 36", T12 216-220W | 880 | L36T12 | L34T12 | E2243
683 | LEDs | LED, (4) 36", T12 221-225W | 900 | L36T12 | L34T12 | E2244
684 | LEDs | LED, (4) 36", T12 226-230W | 920 | L36T12 | L34T12 | E2245
685 | LEDs | LED, (4) 36", T12 231-235W | 940 | L36T12 | L34T12 | E2246
686 | LEDs | LED, (4) 36", T12 236-240W | 960 | L36T12 | L34T12 | E2247
687 | LEDs | LED, (4) 36", T12 241-245W | 980 | L36T12 | L34T12 | E2248
688 | LEDs | LED, (4) 36", T12 246-250W | 1000 | L36T12 | L34T12 | E2249
689 | LEDs | LED, (1) 48", T12 1-5W | 5 | L48T12 | L41T12 | E2250
690 | LEDs | LED, (1) 48", T12 6-10W | 10 | L48T12 | L41T12 | E2251
691 | LEDs | LED, (1) 48", T12 11-15W | 15 | L48T12 | L41T12 | E2252
692 | LEDs | LED, (1) 48", T12 16-20W | 20 | L48T12 | L41T12 | E2253
693 | LEDs | LED, (1) 48", T12 21-25W | 25 | L48T12 | L41T12 | E2254
694 | LEDs | LED, (1) 48", T12 26-30W | 30 | L48T12 | L41T12 | E2255
695 | LEDs | LED, (1) 48", T12 31-35W | 35 | L48T12 | L41T12 | E2256
696 | LEDs | LED, (1) 48", T12 36-40W | 40 | L48T12 | L41T12 | E2257
697 | LEDs | LED, (1) 48", T12 41-45W | 45 | L48T12 | L41T12 | E2258
698 | LEDs | LED, (1) 48", T12 46-50W | 50 | L48T12 | L41T12 | E2259
699 | LEDs | LED, (1) 48", T12 51-55W | 55 | L48T12 | L41T12 | E2260
700 | LEDs | LED, (1) 48", T12 56-60W | 60 | L48T12 | L41T12 | E2261
701 | LEDs | LED, (1) 48", T12 61-65W | 65 | L48T12 | L41T12 | E2262
702 | LEDs | LED, (1) 48", T12 66-70W | 70 | L48T12 | L41T12 | E2263
703 | LEDs | LED, (1) 48", T12 71-75W | 75 | L48T12 | L41T12 | E2264
704 | LEDs | LED, (1) 48", T12 76-80W | 80 | L48T12 | L41T12 | E2265
705 | LEDs | LED, (1) 48", T12 81-85W | 85 | L48T12 | L41T12 | E2266
706 | LEDs | LED, (1) 48", T12 86-90W | 90 | L48T12 | L41T12 | E2267
707 | LEDs | LED, (1) 48", T12 91-95W | 95 | L48T12 | L41T12 | E2268
708 | LEDs | LED, (1) 48", T12 96-100W | 100 | L48T12 | L41T12 | E2269
709 | LEDs | LED, (1) 48", T12 101-105W | 105 | L48T12 | L41T12 | E2270
710 | LEDs | LED, (1) 48", T12 106-110W | 110 | L48T12 | L41T12 | E2271
711 | LEDs | LED, (1) 48", T12 111-115W | 115 | L48T12 | L41T12 | E2272
712 | LEDs | LED, (1) 48", T12 116-120W | 120 | L48T12 | L41T12 | E2273
713 | LEDs | LED, (1) 48", T12 121-125W | 125 | L48T12 | L41T12 | E2274
714 | LEDs | LED, (1) 48", T12 126-130W | 130 | L48T12 | L41T12 | E2275
715 | LEDs | LED, (1) 48", T12 131-135W | 135 | L48T12 | L41T12 | E2276
716 | LEDs | LED, (1) 48", T12 136-140W | 140 | L48T12 | L41T12 | E2277
717 | LEDs | LED, (1) 48", T12 141-145W | 145 | L48T12 | L41T12 | E2278
718 | LEDs | LED, (1) 48", T12 146-150W | 150 | L48T12 | L41T12 | E2279
719 | LEDs | LED, (1) 48", T12 151-155W | 155 | L48T12 | L41T12 | E2280
720 | LEDs | LED, (1) 48", T12 156-160W | 160 | L48T12 | L41T12 | E2281
721 | LEDs | LED, (1) 48", T12 161-165W | 165 | L48T12 | L41T12 | E2282
722 | LEDs | LED, (1) 48", T12 166-170W | 170 | L48T12 | L41T12 | E2283
723 | LEDs | LED, (1) 48", T12 171-175W | 175 | L48T12 | L41T12 | E2284
724 | LEDs | LED, (1) 48", T12 176-180W | 180 | L48T12 | L41T12 | E2285
725 | LEDs | LED, (1) 48", T12 181-185W | 185 | L48T12 | L41T12 | E2286
726 | LEDs | LED, (1) 48", T12 186-190W | 190 | L48T12 | L41T12 | E2287
727 | LEDs | LED, (1) 48", T12 191-195W | 195 | L48T12 | L41T12 | E2288
728 | LEDs | LED, (1) 48", T12 196-200W | 200 | L48T12 | L41T12 | E2289
729 | LEDs | LED, (1) 48", T12 201-205W | 205 | L48T12 | L41T12 | E2290
730 | LEDs | LED, (1) 48", T12 206-210W | 210 | L48T12 | L41T12 | E2291
731 | LEDs | LED, (1) 48", T12 211-215W | 215 | L48T12 | L41T12 | E2292
732 | LEDs | LED, (1) 48", T12 216-220W | 220 | L48T12 | L41T12 | E2293
733 | LEDs | LED, (1) 48", T12 221-225W | 225 | L48T12 | L41T12 | E2294
734 | LEDs | LED, (1) 48", T12 226-230W | 230 | L48T12 | L41T12 | E2295
735 | LEDs | LED, (1) 48", T12 231-235W | 235 | L48T12 | L41T12 | E2296
736 | LEDs | LED, (1) 48", T12 236-240W | 240 | L48T12 | L41T12 | E2297
737 | LEDs | LED, (1) 48", T12 241-245W | 245 | L48T12 | L41T12 | E2298
738 | LEDs | LED, (1) 48", T12 246-250W | 250 | L48T12 | L41T12 | E2299
739 | LEDs | LED, (2) 48", T12 1-5W | 10 | L48T12 | L42T12 | E2300
740 | LEDs | LED, (2) 48", T12 6-10W | 20 | L48T12 | L42T12 | E2301
741 | LEDs | LED, (2) 48", T12 11-15W | 30 | L48T12 | L42T12 | E2302
742 | LEDs | LED, (2) 48", T12 16-20W | 40 | L48T12 | L42T12 | E2303
743 | LEDs | LED, (2) 48", T12 21-25W | 50 | L48T12 | L42T12 | E2304
744 | LEDs | LED, (2) 48", T12 26-30W | 60 | L48T12 | L42T12 | E2305
745 | LEDs | LED, (2) 48", T12 31-35W | 70 | L48T12 | L42T12 | E2306
746 | LEDs | LED, (2) 48", T12 36-40W | 80 | L48T12 | L42T12 | E2307
747 | LEDs | LED, (2) 48", T12 41-45W | 90 | L48T12 | L42T12 | E2308
748 | LEDs | LED, (2) 48", T12 46-50W | 100 | L48T12 | L42T12 | E2309
749 | LEDs | LED, (2) 48", T12 51-55W | 110 | L48T12 | L42T12 | E2310
750 | LEDs | LED, (2) 48", T12 56-60W | 120 | L48T12 | L42T12 | E2311
751 | LEDs | LED, (2) 48", T12 61-65W | 130 | L48T12 | L42T12 | E2312
752 | LEDs | LED, (2) 48", T12 66-70W | 140 | L48T12 | L42T12 | E2313
753 | LEDs | LED, (2) 48", T12 71-75W | 150 | L48T12 | L42T12 | E2314
754 | LEDs | LED, (2) 48", T12 76-80W | 160 | L48T12 | L42T12 | E2315
755 | LEDs | LED, (2) 48", T12 81-85W | 170 | L48T12 | L42T12 | E2316
756 | LEDs | LED, (2) 48", T12 86-90W | 180 | L48T12 | L42T12 | E2317
757 | LEDs | LED, (2) 48", T12 91-95W | 190 | L48T12 | L42T12 | E2318
758 | LEDs | LED, (2) 48", T12 96-100W | 200 | L48T12 | L42T12 | E2319
759 | LEDs | LED, (2) 48", T12 101-105W | 210 | L48T12 | L42T12 | E2320
760 | LEDs | LED, (2) 48", T12 106-110W | 220 | L48T12 | L42T12 | E2321
761 | LEDs | LED, (2) 48", T12 111-115W | 230 | L48T12 | L42T12 | E2322
762 | LEDs | LED, (2) 48", T12 116-120W | 240 | L48T12 | L42T12 | E2323
763 | LEDs | LED, (2) 48", T12 121-125W | 250 | L48T12 | L42T12 | E2324
764 | LEDs | LED, (2) 48", T12 126-130W | 260 | L48T12 | L42T12 | E2325
765 | LEDs | LED, (2) 48", T12 131-135W | 270 | L48T12 | L42T12 | E2326
766 | LEDs | LED, (2) 48", T12 136-140W | 280 | L48T12 | L42T12 | E2327
767 | LEDs | LED, (2) 48", T12 141-145W | 290 | L48T12 | L42T12 | E2328
768 | LEDs | LED, (2) 48", T12 146-150W | 300 | L48T12 | L42T12 | E2329
769 | LEDs | LED, (2) 48", T12 151-155W | 310 | L48T12 | L42T12 | E2330
770 | LEDs | LED, (2) 48", T12 156-160W | 320 | L48T12 | L42T12 | E2331
771 | LEDs | LED, (2) 48", T12 161-165W | 330 | L48T12 | L42T12 | E2332
772 | LEDs | LED, (2) 48", T12 166-170W | 340 | L48T12 | L42T12 | E2333
773 | LEDs | LED, (2) 48", T12 171-175W | 350 | L48T12 | L42T12 | E2334
774 | LEDs | LED, (2) 48", T12 176-180W | 360 | L48T12 | L42T12 | E2335
775 | LEDs | LED, (2) 48", T12 181-185W | 370 | L48T12 | L42T12 | E2336
776 | LEDs | LED, (2) 48", T12 186-190W | 380 | L48T12 | L42T12 | E2337
777 | LEDs | LED, (2) 48", T12 191-195W | 390 | L48T12 | L42T12 | E2338
778 | LEDs | LED, (2) 48", T12 196-200W | 400 | L48T12 | L42T12 | E2339
779 | LEDs | LED, (2) 48", T12 201-205W | 410 | L48T12 | L42T12 | E2340
780 | LEDs | LED, (2) 48", T12 206-210W | 420 | L48T12 | L42T12 | E2341
781 | LEDs | LED, (2) 48", T12 211-215W | 430 | L48T12 | L42T12 | E2342
782 | LEDs | LED, (2) 48", T12 216-220W | 440 | L48T12 | L42T12 | E2343
783 | LEDs | LED, (2) 48", T12 221-225W | 450 | L48T12 | L42T12 | E2344
784 | LEDs | LED, (2) 48", T12 226-230W | 460 | L48T12 | L42T12 | E2345
785 | LEDs | LED, (2) 48", T12 231-235W | 470 | L48T12 | L42T12 | E2346
786 | LEDs | LED, (2) 48", T12 236-240W | 480 | L48T12 | L42T12 | E2347
787 | LEDs | LED, (2) 48", T12 241-245W | 490 | L48T12 | L42T12 | E2348
788 | LEDs | LED, (2) 48", T12 246-250W | 500 | L48T12 | L42T12 | E2349
789 | LEDs | LED, (3) 48", T12 1-5W | 15 | L48T12 | L43T12 | E2350
790 | LEDs | LED, (3) 48", T12 6-10W | 30 | L48T12 | L43T12 | E2351
791 | LEDs | LED, (3) 48", T12 11-15W | 45 | L48T12 | L43T12 | E2352
792 | LEDs | LED, (3) 48", T12 16-20W | 60 | L48T12 | L43T12 | E2353
793 | LEDs | LED, (3) 48", T12 21-25W | 75 | L48T12 | L43T12 | E2354
794 | LEDs | LED, (3) 48", T12 26-30W | 90 | L48T12 | L43T12 | E2355
795 | LEDs | LED, (3) 48", T12 31-35W | 105 | L48T12 | L43T12 | E2356
796 | LEDs | LED, (3) 48", T12 36-40W | 120 | L48T12 | L43T12 | E2357
797 | LEDs | LED, (3) 48", T12 41-45W | 135 | L48T12 | L43T12 | E2358
798 | LEDs | LED, (3) 48", T12 46-50W | 150 | L48T12 | L43T12 | E2359
799 | LEDs | LED, (3) 48", T12 51-55W | 165 | L48T12 | L43T12 | E2360
800 | LEDs | LED, (3) 48", T12 56-60W | 180 | L48T12 | L43T12 | E2361
801 | LEDs | LED, (3) 48", T12 61-65W | 195 | L48T12 | L43T12 | E2362
802 | LEDs | LED, (3) 48", T12 66-70W | 210 | L48T12 | L43T12 | E2363
803 | LEDs | LED, (3) 48", T12 71-75W | 225 | L48T12 | L43T12 | E2364
804 | LEDs | LED, (3) 48", T12 76-80W | 240 | L48T12 | L43T12 | E2365
805 | LEDs | LED, (3) 48", T12 81-85W | 255 | L48T12 | L43T12 | E2366
806 | LEDs | LED, (3) 48", T12 86-90W | 270 | L48T12 | L43T12 | E2367
807 | LEDs | LED, (3) 48", T12 91-95W | 285 | L48T12 | L43T12 | E2368
808 | LEDs | LED, (3) 48", T12 96-100W | 300 | L48T12 | L43T12 | E2369
809 | LEDs | LED, (3) 48", T12 101-105W | 315 | L48T12 | L43T12 | E2370
810 | LEDs | LED, (3) 48", T12 106-110W | 330 | L48T12 | L43T12 | E2371
811 | LEDs | LED, (3) 48", T12 111-115W | 345 | L48T12 | L43T12 | E2372
812 | LEDs | LED, (3) 48", T12 116-120W | 360 | L48T12 | L43T12 | E2373
813 | LEDs | LED, (3) 48", T12 121-125W | 375 | L48T12 | L43T12 | E2374
814 | LEDs | LED, (3) 48", T12 126-130W | 390 | L48T12 | L43T12 | E2375
815 | LEDs | LED, (3) 48", T12 131-135W | 405 | L48T12 | L43T12 | E2376
816 | LEDs | LED, (3) 48", T12 136-140W | 420 | L48T12 | L43T12 | E2377
817 | LEDs | LED, (3) 48", T12 141-145W | 435 | L48T12 | L43T12 | E2378
818 | LEDs | LED, (3) 48", T12 146-150W | 450 | L48T12 | L43T12 | E2379
819 | LEDs | LED, (3) 48", T12 151-155W | 465 | L48T12 | L43T12 | E2380
820 | LEDs | LED, (3) 48", T12 156-160W | 480 | L48T12 | L43T12 | E2381
821 | LEDs | LED, (3) 48", T12 161-165W | 495 | L48T12 | L43T12 | E2382
822 | LEDs | LED, (3) 48", T12 166-170W | 510 | L48T12 | L43T12 | E2383
823 | LEDs | LED, (3) 48", T12 171-175W | 525 | L48T12 | L43T12 | E2384
824 | LEDs | LED, (3) 48", T12 176-180W | 540 | L48T12 | L43T12 | E2385
825 | LEDs | LED, (3) 48", T12 181-185W | 555 | L48T12 | L43T12 | E2386
826 | LEDs | LED, (3) 48", T12 186-190W | 570 | L48T12 | L43T12 | E2387
827 | LEDs | LED, (3) 48", T12 191-195W | 585 | L48T12 | L43T12 | E2388
828 | LEDs | LED, (3) 48", T12 196-200W | 600 | L48T12 | L43T12 | E2389
829 | LEDs | LED, (3) 48", T12 201-205W | 615 | L48T12 | L43T12 | E2390
830 | LEDs | LED, (3) 48", T12 206-210W | 630 | L48T12 | L43T12 | E2391
831 | LEDs | LED, (3) 48", T12 211-215W | 645 | L48T12 | L43T12 | E2392
832 | LEDs | LED, (3) 48", T12 216-220W | 660 | L48T12 | L43T12 | E2393
833 | LEDs | LED, (3) 48", T12 221-225W | 675 | L48T12 | L43T12 | E2394
834 | LEDs | LED, (3) 48", T12 226-230W | 690 | L48T12 | L43T12 | E2395
835 | LEDs | LED, (3) 48", T12 231-235W | 705 | L48T12 | L43T12 | E2396
836 | LEDs | LED, (3) 48", T12 236-240W | 720 | L48T12 | L43T12 | E2397
837 | LEDs | LED, (3) 48", T12 241-245W | 735 | L48T12 | L43T12 | E2398
838 | LEDs | LED, (3) 48", T12 246-250W | 750 | L48T12 | L43T12 | E2399
839 | LEDs | LED, (4) 48", T12 1-5W | 20 | L48T12 | L44T12 | E2400
840 | LEDs | LED, (4) 48", T12 6-10W | 40 | L48T12 | L44T12 | E2401
841 | LEDs | LED, (4) 48", T12 11-15W | 60 | L48T12 | L44T12 | E2402
842 | LEDs | LED, (4) 48", T12 16-20W | 80 | L48T12 | L44T12 | E2403
843 | LEDs | LED, (4) 48", T12 21-25W | 100 | L48T12 | L44T12 | E2404
844 | LEDs | LED, (4) 48", T12 26-30W | 120 | L48T12 | L44T12 | E2405
845 | LEDs | LED, (4) 48", T12 31-35W | 140 | L48T12 | L44T12 | E2406
846 | LEDs | LED, (4) 48", T12 36-40W | 160 | L48T12 | L44T12 | E2407
847 | LEDs | LED, (4) 48", T12 41-45W | 180 | L48T12 | L44T12 | E2408
848 | LEDs | LED, (4) 48", T12 46-50W | 200 | L48T12 | L44T12 | E2409
849 | LEDs | LED, (4) 48", T12 51-55W | 220 | L48T12 | L44T12 | E2410
850 | LEDs | LED, (4) 48", T12 56-60W | 240 | L48T12 | L44T12 | E2411
851 | LEDs | LED, (4) 48", T12 61-65W | 260 | L48T12 | L44T12 | E2412
852 | LEDs | LED, (4) 48", T12 66-70W | 280 | L48T12 | L44T12 | E2413
853 | LEDs | LED, (4) 48", T12 71-75W | 300 | L48T12 | L44T12 | E2414
854 | LEDs | LED, (4) 48", T12 76-80W | 320 | L48T12 | L44T12 | E2415
855 | LEDs | LED, (4) 48", T12 81-85W | 340 | L48T12 | L44T12 | E2416
856 | LEDs | LED, (4) 48", T12 86-90W | 360 | L48T12 | L44T12 | E2417
857 | LEDs | LED, (4) 48", T12 91-95W | 380 | L48T12 | L44T12 | E2418
858 | LEDs | LED, (4) 48", T12 96-100W | 400 | L48T12 | L44T12 | E2419
859 | LEDs | LED, (4) 48", T12 101-105W | 420 | L48T12 | L44T12 | E2420
860 | LEDs | LED, (4) 48", T12 106-110W | 440 | L48T12 | L44T12 | E2421
861 | LEDs | LED, (4) 48", T12 111-115W | 460 | L48T12 | L44T12 | E2422
862 | LEDs | LED, (4) 48", T12 116-120W | 480 | L48T12 | L44T12 | E2423
863 | LEDs | LED, (4) 48", T12 121-125W | 500 | L48T12 | L44T12 | E2424
864 | LEDs | LED, (4) 48", T12 126-130W | 520 | L48T12 | L44T12 | E2425
865 | LEDs | LED, (4) 48", T12 131-135W | 540 | L48T12 | L44T12 | E2426
866 | LEDs | LED, (4) 48", T12 136-140W | 560 | L48T12 | L44T12 | E2427
867 | LEDs | LED, (4) 48", T12 141-145W | 580 | L48T12 | L44T12 | E2428
868 | LEDs | LED, (4) 48", T12 146-150W | 600 | L48T12 | L44T12 | E2429
869 | LEDs | LED, (4) 48", T12 151-155W | 620 | L48T12 | L44T12 | E2430
870 | LEDs | LED, (4) 48", T12 156-160W | 640 | L48T12 | L44T12 | E2431
871 | LEDs | LED, (4) 48", T12 161-165W | 660 | L48T12 | L44T12 | E2432
872 | LEDs | LED, (4) 48", T12 166-170W | 680 | L48T12 | L44T12 | E2433
873 | LEDs | LED, (4) 48", T12 171-175W | 700 | L48T12 | L44T12 | E2434
874 | LEDs | LED, (4) 48", T12 176-180W | 720 | L48T12 | L44T12 | E2435
875 | LEDs | LED, (4) 48", T12 181-185W | 740 | L48T12 | L44T12 | E2436
876 | LEDs | LED, (4) 48", T12 186-190W | 760 | L48T12 | L44T12 | E2437
877 | LEDs | LED, (4) 48", T12 191-195W | 780 | L48T12 | L44T12 | E2438
878 | LEDs | LED, (4) 48", T12 196-200W | 800 | L48T12 | L44T12 | E2439
879 | LEDs | LED, (4) 48", T12 201-205W | 820 | L48T12 | L44T12 | E2440
880 | LEDs | LED, (4) 48", T12 206-210W | 840 | L48T12 | L44T12 | E2441
881 | LEDs | LED, (4) 48", T12 211-215W | 860 | L48T12 | L44T12 | E2442
882 | LEDs | LED, (4) 48", T12 216-220W | 880 | L48T12 | L44T12 | E2443
883 | LEDs | LED, (4) 48", T12 221-225W | 900 | L48T12 | L44T12 | E2444
884 | LEDs | LED, (4) 48", T12 226-230W | 920 | L48T12 | L44T12 | E2445
885 | LEDs | LED, (4) 48", T12 231-235W | 940 | L48T12 | L44T12 | E2446
886 | LEDs | LED, (4) 48", T12 236-240W | 960 | L48T12 | L44T12 | E2447
887 | LEDs | LED, (4) 48", T12 241-245W | 980 | L48T12 | L44T12 | E2448
888 | LEDs | LED, (4) 48", T12 246-250W | 1000 | L48T12 | L44T12 | E2449
889 | LEDs | LED, (6) 48", T12 1-5W | 30 | L48T12 | L46T12 | E2450
890 | LEDs | LED, (6) 48", T12 6-10W | 60 | L48T12 | L46T12 | E2451
891 | LEDs | LED, (6) 48", T12 11-15W | 90 | L48T12 | L46T12 | E2452
892 | LEDs | LED, (6) 48", T12 16-20W | 120 | L48T12 | L46T12 | E2453
893 | LEDs | LED, (6) 48", T12 21-25W | 150 | L48T12 | L46T12 | E2454
894 | LEDs | LED, (6) 48", T12 26-30W | 180 | L48T12 | L46T12 | E2455
895 | LEDs | LED, (6) 48", T12 31-35W | 210 | L48T12 | L46T12 | E2456
896 | LEDs | LED, (6) 48", T12 36-40W | 240 | L48T12 | L46T12 | E2457
897 | LEDs | LED, (6) 48", T12 41-45W | 270 | L48T12 | L46T12 | E2458
898 | LEDs | LED, (6) 48", T12 46-50W | 300 | L48T12 | L46T12 | E2459
899 | LEDs | LED, (6) 48", T12 51-55W | 330 | L48T12 | L46T12 | E2460
900 | LEDs | LED, (6) 48", T12 56-60W | 360 | L48T12 | L46T12 | E2461
901 | LEDs | LED, (6) 48", T12 61-65W | 390 | L48T12 | L46T12 | E2462
902 | LEDs | LED, (6) 48", T12 66-70W | 420 | L48T12 | L46T12 | E2463
903 | LEDs | LED, (6) 48", T12 71-75W | 450 | L48T12 | L46T12 | E2464
904 | LEDs | LED, (6) 48", T12 76-80W | 480 | L48T12 | L46T12 | E2465
905 | LEDs | LED, (6) 48", T12 81-85W | 510 | L48T12 | L46T12 | E2466
906 | LEDs | LED, (6) 48", T12 86-90W | 540 | L48T12 | L46T12 | E2467
907 | LEDs | LED, (6) 48", T12 91-95W | 570 | L48T12 | L46T12 | E2468
908 | LEDs | LED, (6) 48", T12 96-100W | 600 | L48T12 | L46T12 | E2469
909 | LEDs | LED, (6) 48", T12 101-105W | 630 | L48T12 | L46T12 | E2470
910 | LEDs | LED, (6) 48", T12 106-110W | 660 | L48T12 | L46T12 | E2471
911 | LEDs | LED, (6) 48", T12 111-115W | 690 | L48T12 | L46T12 | E2472
912 | LEDs | LED, (6) 48", T12 116-120W | 720 | L48T12 | L46T12 | E2473
913 | LEDs | LED, (6) 48", T12 121-125W | 750 | L48T12 | L46T12 | E2474
914 | LEDs | LED, (6) 48", T12 126-130W | 780 | L48T12 | L46T12 | E2475
915 | LEDs | LED, (6) 48", T12 131-135W | 810 | L48T12 | L46T12 | E2476
916 | LEDs | LED, (6) 48", T12 136-140W | 840 | L48T12 | L46T12 | E2477
917 | LEDs | LED, (6) 48", T12 141-145W | 870 | L48T12 | L46T12 | E2478
918 | LEDs | LED, (6) 48", T12 146-150W | 900 | L48T12 | L46T12 | E2479
919 | LEDs | LED, (6) 48", T12 151-155W | 930 | L48T12 | L46T12 | E2480
920 | LEDs | LED, (6) 48", T12 156-160W | 960 | L48T12 | L46T12 | E2481
921 | LEDs | LED, (6) 48", T12 161-165W | 990 | L48T12 | L46T12 | E2482
922 | LEDs | LED, (6) 48", T12 166-170W | 1020 | L48T12 | L46T12 | E2483
923 | LEDs | LED, (6) 48", T12 171-175W | 1050 | L48T12 | L46T12 | E2484
924 | LEDs | LED, (6) 48", T12 176-180W | 1080 | L48T12 | L46T12 | E2485
925 | LEDs | LED, (6) 48", T12 181-185W | 1110 | L48T12 | L46T12 | E2486
926 | LEDs | LED, (6) 48", T12 186-190W | 1140 | L48T12 | L46T12 | E2487
927 | LEDs | LED, (6) 48", T12 191-195W | 1170 | L48T12 | L46T12 | E2488
928 | LEDs | LED, (6) 48", T12 196-200W | 1200 | L48T12 | L46T12 | E2489
929 | LEDs | LED, (6) 48", T12 201-205W | 1230 | L48T12 | L46T12 | E2490
930 | LEDs | LED, (6) 48", T12 206-210W | 1260 | L48T12 | L46T12 | E2491
931 | LEDs | LED, (6) 48", T12 211-215W | 1290 | L48T12 | L46T12 | E2492
932 | LEDs | LED, (6) 48", T12 216-220W | 1320 | L48T12 | L46T12 | E2493
933 | LEDs | LED, (6) 48", T12 221-225W | 1350 | L48T12 | L46T12 | E2494
934 | LEDs | LED, (6) 48", T12 226-230W | 1380 | L48T12 | L46T12 | E2495
935 | LEDs | LED, (6) 48", T12 231-235W | 1410 | L48T12 | L46T12 | E2496
936 | LEDs | LED, (6) 48", T12 236-240W | 1440 | L48T12 | L46T12 | E2497
937 | LEDs | LED, (6) 48", T12 241-245W | 1470 | L48T12 | L46T12 | E2498
938 | LEDs | LED, (6) 48", T12 246-250W | 1500 | L48T12 | L46T12 | E2499
939 | LEDs | LED, (8) 48", T12 1-5W | 40 | L48T12 | L48T12 | E2500
940 | LEDs | LED, (8) 48", T12 6-10W | 80 | L48T12 | L48T12 | E2501
941 | LEDs | LED, (8) 48", T12 11-15W | 120 | L48T12 | L48T12 | E2502
942 | LEDs | LED, (8) 48", T12 16-20W | 160 | L48T12 | L48T12 | E2503
943 | LEDs | LED, (8) 48", T12 21-25W | 200 | L48T12 | L48T12 | E2504
944 | LEDs | LED, (8) 48", T12 26-30W | 240 | L48T12 | L48T12 | E2505
945 | LEDs | LED, (8) 48", T12 31-35W | 280 | L48T12 | L48T12 | E2506
946 | LEDs | LED, (8) 48", T12 36-40W | 320 | L48T12 | L48T12 | E2507
947 | LEDs | LED, (8) 48", T12 41-45W | 360 | L48T12 | L48T12 | E2508
948 | LEDs | LED, (8) 48", T12 46-50W | 400 | L48T12 | L48T12 | E2509
949 | LEDs | LED, (8) 48", T12 51-55W | 440 | L48T12 | L48T12 | E2510
950 | LEDs | LED, (8) 48", T12 56-60W | 480 | L48T12 | L48T12 | E2511
951 | LEDs | LED, (8) 48", T12 61-65W | 520 | L48T12 | L48T12 | E2512
952 | LEDs | LED, (8) 48", T12 66-70W | 560 | L48T12 | L48T12 | E2513
953 | LEDs | LED, (8) 48", T12 71-75W | 600 | L48T12 | L48T12 | E2514
954 | LEDs | LED, (8) 48", T12 76-80W | 640 | L48T12 | L48T12 | E2515
955 | LEDs | LED, (8) 48", T12 81-85W | 680 | L48T12 | L48T12 | E2516
956 | LEDs | LED, (8) 48", T12 86-90W | 720 | L48T12 | L48T12 | E2517
957 | LEDs | LED, (8) 48", T12 91-95W | 760 | L48T12 | L48T12 | E2518
958 | LEDs | LED, (8) 48", T12 96-100W | 800 | L48T12 | L48T12 | E2519
959 | LEDs | LED, (8) 48", T12 101-105W | 840 | L48T12 | L48T12 | E2520
960 | LEDs | LED, (8) 48", T12 106-110W | 880 | L48T12 | L48T12 | E2521
961 | LEDs | LED, (8) 48", T12 111-115W | 920 | L48T12 | L48T12 | E2522
962 | LEDs | LED, (8) 48", T12 116-120W | 960 | L48T12 | L48T12 | E2523
963 | LEDs | LED, (8) 48", T12 121-125W | 1000 | L48T12 | L48T12 | E2524
964 | LEDs | LED, (8) 48", T12 126-130W | 1040 | L48T12 | L48T12 | E2525
965 | LEDs | LED, (8) 48", T12 131-135W | 1080 | L48T12 | L48T12 | E2526
966 | LEDs | LED, (8) 48", T12 136-140W | 1120 | L48T12 | L48T12 | E2527
967 | LEDs | LED, (8) 48", T12 141-145W | 1160 | L48T12 | L48T12 | E2528
968 | LEDs | LED, (8) 48", T12 146-150W | 1200 | L48T12 | L48T12 | E2529
969 | LEDs | LED, (8) 48", T12 151-155W | 1240 | L48T12 | L48T12 | E2530
970 | LEDs | LED, (8) 48", T12 156-160W | 1280 | L48T12 | L48T12 | E2531
971 | LEDs | LED, (8) 48", T12 161-165W | 1320 | L48T12 | L48T12 | E2532
972 | LEDs | LED, (8) 48", T12 166-170W | 1360 | L48T12 | L48T12 | E2533
973 | LEDs | LED, (8) 48", T12 171-175W | 1400 | L48T12 | L48T12 | E2534
974 | LEDs | LED, (8) 48", T12 176-180W | 1440 | L48T12 | L48T12 | E2535
975 | LEDs | LED, (8) 48", T12 181-185W | 1480 | L48T12 | L48T12 | E2536
976 | LEDs | LED, (8) 48", T12 186-190W | 1520 | L48T12 | L48T12 | E2537
977 | LEDs | LED, (8) 48", T12 191-195W | 1560 | L48T12 | L48T12 | E2538
978 | LEDs | LED, (8) 48", T12 196-200W | 1600 | L48T12 | L48T12 | E2539
979 | LEDs | LED, (8) 48", T12 201-205W | 1640 | L48T12 | L48T12 | E2540
980 | LEDs | LED, (8) 48", T12 206-210W | 1680 | L48T12 | L48T12 | E2541
981 | LEDs | LED, (8) 48", T12 211-215W | 1720 | L48T12 | L48T12 | E2542
982 | LEDs | LED, (8) 48", T12 216-220W | 1760 | L48T12 | L48T12 | E2543
983 | LEDs | LED, (8) 48", T12 221-225W | 1800 | L48T12 | L48T12 | E2544
984 | LEDs | LED, (8) 48", T12 226-230W | 1840 | L48T12 | L48T12 | E2545
985 | LEDs | LED, (8) 48", T12 231-235W | 1880 | L48T12 | L48T12 | E2546
986 | LEDs | LED, (8) 48", T12 236-240W | 1920 | L48T12 | L48T12 | E2547
987 | LEDs | LED, (8) 48", T12 241-245W | 1960 | L48T12 | L48T12 | E2548
988 | LEDs | LED, (8) 48", T12 246-250W | 2000 | L48T12 | L48T12 | E2549
989 | LEDs | LED, (1) 48", T5 1-5W | 5 | L48T5 | L41T5 | E2550
990 | LEDs | LED, (1) 48", T5 6-10W | 10 | L48T5 | L41T5 | E2551
991 | LEDs | LED, (1) 48", T5 11-15W | 15 | L48T5 | L41T5 | E2552
992 | LEDs | LED, (1) 48", T5 16-20W | 20 | L48T5 | L41T5 | E2553
993 | LEDs | LED, (1) 48", T5 21-25W | 25 | L48T5 | L41T5 | E2554
994 | LEDs | LED, (1) 48", T5 26-30W | 30 | L48T5 | L41T5 | E2555
995 | LEDs | LED, (1) 48", T5 31-35W | 35 | L48T5 | L41T5 | E2556
996 | LEDs | LED, (1) 48", T5 36-40W | 40 | L48T5 | L41T5 | E2557
997 | LEDs | LED, (1) 48", T5 41-45W | 45 | L48T5 | L41T5 | E2558
998 | LEDs | LED, (1) 48", T5 46-50W | 50 | L48T5 | L41T5 | E2559
999 | LEDs | LED, (1) 48", T5 51-55W | 55 | L48T5 | L41T5 | E2560
1000 | LEDs | LED, (1) 48", T5 56-60W | 60 | L48T5 | L41T5 | E2561
1001 | LEDs | LED, (1) 48", T5 61-65W | 65 | L48T5 | L41T5 | E2562
1002 | LEDs | LED, (1) 48", T5 66-70W | 70 | L48T5 | L41T5 | E2563
1003 | LEDs | LED, (1) 48", T5 71-75W | 75 | L48T5 | L41T5 | E2564
1004 | LEDs | LED, (1) 48", T5 76-80W | 80 | L48T5 | L41T5 | E2565
1005 | LEDs | LED, (1) 48", T5 81-85W | 85 | L48T5 | L41T5 | E2566
1006 | LEDs | LED, (1) 48", T5 86-90W | 90 | L48T5 | L41T5 | E2567
1007 | LEDs | LED, (1) 48", T5 91-95W | 95 | L48T5 | L41T5 | E2568
1008 | LEDs | LED, (1) 48", T5 96-100W | 100 | L48T5 | L41T5 | E2569
1009 | LEDs | LED, (1) 48", T5 101-105W | 105 | L48T5 | L41T5 | E2570
1010 | LEDs | LED, (1) 48", T5 106-110W | 110 | L48T5 | L41T5 | E2571
1011 | LEDs | LED, (1) 48", T5 111-115W | 115 | L48T5 | L41T5 | E2572
1012 | LEDs | LED, (1) 48", T5 116-120W | 120 | L48T5 | L41T5 | E2573
1013 | LEDs | LED, (1) 48", T5 121-125W | 125 | L48T5 | L41T5 | E2574
1014 | LEDs | LED, (1) 48", T5 126-130W | 130 | L48T5 | L41T5 | E2575
1015 | LEDs | LED, (1) 48", T5 131-135W | 135 | L48T5 | L41T5 | E2576
1016 | LEDs | LED, (1) 48", T5 136-140W | 140 | L48T5 | L41T5 | E2577
1017 | LEDs | LED, (1) 48", T5 141-145W | 145 | L48T5 | L41T5 | E2578
1018 | LEDs | LED, (1) 48", T5 146-150W | 150 | L48T5 | L41T5 | E2579
1019 | LEDs | LED, (1) 48", T5 151-155W | 155 | L48T5 | L41T5 | E2580
1020 | LEDs | LED, (1) 48", T5 156-160W | 160 | L48T5 | L41T5 | E2581
1021 | LEDs | LED, (1) 48", T5 161-165W | 165 | L48T5 | L41T5 | E2582
1022 | LEDs | LED, (1) 48", T5 166-170W | 170 | L48T5 | L41T5 | E2583
1023 | LEDs | LED, (1) 48", T5 171-175W | 175 | L48T5 | L41T5 | E2584
1024 | LEDs | LED, (1) 48", T5 176-180W | 180 | L48T5 | L41T5 | E2585
1025 | LEDs | LED, (1) 48", T5 181-185W | 185 | L48T5 | L41T5 | E2586
1026 | LEDs | LED, (1) 48", T5 186-190W | 190 | L48T5 | L41T5 | E2587
1027 | LEDs | LED, (1) 48", T5 191-195W | 195 | L48T5 | L41T5 | E2588
1028 | LEDs | LED, (1) 48", T5 196-200W | 200 | L48T5 | L41T5 | E2589
1029 | LEDs | LED, (1) 48", T5 201-205W | 205 | L48T5 | L41T5 | E2590
1030 | LEDs | LED, (1) 48", T5 206-210W | 210 | L48T5 | L41T5 | E2591
1031 | LEDs | LED, (1) 48", T5 211-215W | 215 | L48T5 | L41T5 | E2592
1032 | LEDs | LED, (1) 48", T5 216-220W | 220 | L48T5 | L41T5 | E2593
1033 | LEDs | LED, (1) 48", T5 221-225W | 225 | L48T5 | L41T5 | E2594
1034 | LEDs | LED, (1) 48", T5 226-230W | 230 | L48T5 | L41T5 | E2595
1035 | LEDs | LED, (1) 48", T5 231-235W | 235 | L48T5 | L41T5 | E2596
1036 | LEDs | LED, (1) 48", T5 236-240W | 240 | L48T5 | L41T5 | E2597
1037 | LEDs | LED, (1) 48", T5 241-245W | 245 | L48T5 | L41T5 | E2598
1038 | LEDs | LED, (1) 48", T5 246-250W | 250 | L48T5 | L41T5 | E2599
1039 | LEDs | LED, (2) 48", T5 1-5W | 10 | L48T5 | L42T5 | E2600
1040 | LEDs | LED, (2) 48", T5 6-10W | 20 | L48T5 | L42T5 | E2601
1041 | LEDs | LED, (2) 48", T5 11-15W | 30 | L48T5 | L42T5 | E2602
1042 | LEDs | LED, (2) 48", T5 16-20W | 40 | L48T5 | L42T5 | E2603
1043 | LEDs | LED, (2) 48", T5 21-25W | 50 | L48T5 | L42T5 | E2604
1044 | LEDs | LED, (2) 48", T5 26-30W | 60 | L48T5 | L42T5 | E2605
1045 | LEDs | LED, (2) 48", T5 31-35W | 70 | L48T5 | L42T5 | E2606
1046 | LEDs | LED, (2) 48", T5 36-40W | 80 | L48T5 | L42T5 | E2607
1047 | LEDs | LED, (2) 48", T5 41-45W | 90 | L48T5 | L42T5 | E2608
1048 | LEDs | LED, (2) 48", T5 46-50W | 100 | L48T5 | L42T5 | E2609
1049 | LEDs | LED, (2) 48", T5 51-55W | 110 | L48T5 | L42T5 | E2610
1050 | LEDs | LED, (2) 48", T5 56-60W | 120 | L48T5 | L42T5 | E2611
1051 | LEDs | LED, (2) 48", T5 61-65W | 130 | L48T5 | L42T5 | E2612
1052 | LEDs | LED, (2) 48", T5 66-70W | 140 | L48T5 | L42T5 | E2613
1053 | LEDs | LED, (2) 48", T5 71-75W | 150 | L48T5 | L42T5 | E2614
1054 | LEDs | LED, (2) 48", T5 76-80W | 160 | L48T5 | L42T5 | E2615
1055 | LEDs | LED, (2) 48", T5 81-85W | 170 | L48T5 | L42T5 | E2616
1056 | LEDs | LED, (2) 48", T5 86-90W | 180 | L48T5 | L42T5 | E2617
1057 | LEDs | LED, (2) 48", T5 91-95W | 190 | L48T5 | L42T5 | E2618
1058 | LEDs | LED, (2) 48", T5 96-100W | 200 | L48T5 | L42T5 | E2619
1059 | LEDs | LED, (2) 48", T5 101-105W | 210 | L48T5 | L42T5 | E2620
1060 | LEDs | LED, (2) 48", T5 106-110W | 220 | L48T5 | L42T5 | E2621
1061 | LEDs | LED, (2) 48", T5 111-115W | 230 | L48T5 | L42T5 | E2622
1062 | LEDs | LED, (2) 48", T5 116-120W | 240 | L48T5 | L42T5 | E2623
1063 | LEDs | LED, (2) 48", T5 121-125W | 250 | L48T5 | L42T5 | E2624
1064 | LEDs | LED, (2) 48", T5 126-130W | 260 | L48T5 | L42T5 | E2625
1065 | LEDs | LED, (2) 48", T5 131-135W | 270 | L48T5 | L42T5 | E2626
1066 | LEDs | LED, (2) 48", T5 136-140W | 280 | L48T5 | L42T5 | E2627
1067 | LEDs | LED, (2) 48", T5 141-145W | 290 | L48T5 | L42T5 | E2628
1068 | LEDs | LED, (2) 48", T5 146-150W | 300 | L48T5 | L42T5 | E2629
1069 | LEDs | LED, (2) 48", T5 151-155W | 310 | L48T5 | L42T5 | E2630
1070 | LEDs | LED, (2) 48", T5 156-160W | 320 | L48T5 | L42T5 | E2631
1071 | LEDs | LED, (2) 48", T5 161-165W | 330 | L48T5 | L42T5 | E2632
1072 | LEDs | LED, (2) 48", T5 166-170W | 340 | L48T5 | L42T5 | E2633
1073 | LEDs | LED, (2) 48", T5 171-175W | 350 | L48T5 | L42T5 | E2634
1074 | LEDs | LED, (2) 48", T5 176-180W | 360 | L48T5 | L42T5 | E2635
1075 | LEDs | LED, (2) 48", T5 181-185W | 370 | L48T5 | L42T5 | E2636
1076 | LEDs | LED, (2) 48", T5 186-190W | 380 | L48T5 | L42T5 | E2637
1077 | LEDs | LED, (2) 48", T5 191-195W | 390 | L48T5 | L42T5 | E2638
1078 | LEDs | LED, (2) 48", T5 196-200W | 400 | L48T5 | L42T5 | E2639
1079 | LEDs | LED, (2) 48", T5 201-205W | 410 | L48T5 | L42T5 | E2640
1080 | LEDs | LED, (2) 48", T5 206-210W | 420 | L48T5 | L42T5 | E2641
1081 | LEDs | LED, (2) 48", T5 211-215W | 430 | L48T5 | L42T5 | E2642
1082 | LEDs | LED, (2) 48", T5 216-220W | 440 | L48T5 | L42T5 | E2643
1083 | LEDs | LED, (2) 48", T5 221-225W | 450 | L48T5 | L42T5 | E2644
1084 | LEDs | LED, (2) 48", T5 226-230W | 460 | L48T5 | L42T5 | E2645
1085 | LEDs | LED, (2) 48", T5 231-235W | 470 | L48T5 | L42T5 | E2646
1086 | LEDs | LED, (2) 48", T5 236-240W | 480 | L48T5 | L42T5 | E2647
1087 | LEDs | LED, (2) 48", T5 241-245W | 490 | L48T5 | L42T5 | E2648
1088 | LEDs | LED, (2) 48", T5 246-250W | 500 | L48T5 | L42T5 | E2649
1089 | LEDs | LED, (3) 48", T5 1-5W | 15 | L48T5 | L43T5 | E2650
1090 | LEDs | LED, (3) 48", T5 6-10W | 30 | L48T5 | L43T5 | E2651
1091 | LEDs | LED, (3) 48", T5 11-15W | 45 | L48T5 | L43T5 | E2652
1092 | LEDs | LED, (3) 48", T5 16-20W | 60 | L48T5 | L43T5 | E2653
1093 | LEDs | LED, (3) 48", T5 21-25W | 75 | L48T5 | L43T5 | E2654
1094 | LEDs | LED, (3) 48", T5 26-30W | 90 | L48T5 | L43T5 | E2655
1095 | LEDs | LED, (3) 48", T5 31-35W | 105 | L48T5 | L43T5 | E2656
1096 | LEDs | LED, (3) 48", T5 36-40W | 120 | L48T5 | L43T5 | E2657
1097 | LEDs | LED, (3) 48", T5 41-45W | 135 | L48T5 | L43T5 | E2658
1098 | LEDs | LED, (3) 48", T5 46-50W | 150 | L48T5 | L43T5 | E2659
1099 | LEDs | LED, (3) 48", T5 51-55W | 165 | L48T5 | L43T5 | E2660
1100 | LEDs | LED, (3) 48", T5 56-60W | 180 | L48T5 | L43T5 | E2661
1101 | LEDs | LED, (3) 48", T5 61-65W | 195 | L48T5 | L43T5 | E2662
1102 | LEDs | LED, (3) 48", T5 66-70W | 210 | L48T5 | L43T5 | E2663
1103 | LEDs | LED, (3) 48", T5 71-75W | 225 | L48T5 | L43T5 | E2664
1104 | LEDs | LED, (3) 48", T5 76-80W | 240 | L48T5 | L43T5 | E2665
1105 | LEDs | LED, (3) 48", T5 81-85W | 255 | L48T5 | L43T5 | E2666
1106 | LEDs | LED, (3) 48", T5 86-90W | 270 | L48T5 | L43T5 | E2667
1107 | LEDs | LED, (3) 48", T5 91-95W | 285 | L48T5 | L43T5 | E2668
1108 | LEDs | LED, (3) 48", T5 96-100W | 300 | L48T5 | L43T5 | E2669
1109 | LEDs | LED, (3) 48", T5 101-105W | 315 | L48T5 | L43T5 | E2670
1110 | LEDs | LED, (3) 48", T5 106-110W | 330 | L48T5 | L43T5 | E2671
1111 | LEDs | LED, (3) 48", T5 111-115W | 345 | L48T5 | L43T5 | E2672
1112 | LEDs | LED, (3) 48", T5 116-120W | 360 | L48T5 | L43T5 | E2673
1113 | LEDs | LED, (3) 48", T5 121-125W | 375 | L48T5 | L43T5 | E2674
1114 | LEDs | LED, (3) 48", T5 126-130W | 390 | L48T5 | L43T5 | E2675
1115 | LEDs | LED, (3) 48", T5 131-135W | 405 | L48T5 | L43T5 | E2676
1116 | LEDs | LED, (3) 48", T5 136-140W | 420 | L48T5 | L43T5 | E2677
1117 | LEDs | LED, (3) 48", T5 141-145W | 435 | L48T5 | L43T5 | E2678
1118 | LEDs | LED, (3) 48", T5 146-150W | 450 | L48T5 | L43T5 | E2679
1119 | LEDs | LED, (3) 48", T5 151-155W | 465 | L48T5 | L43T5 | E2680
1120 | LEDs | LED, (3) 48", T5 156-160W | 480 | L48T5 | L43T5 | E2681
1121 | LEDs | LED, (3) 48", T5 161-165W | 495 | L48T5 | L43T5 | E2682
1122 | LEDs | LED, (3) 48", T5 166-170W | 510 | L48T5 | L43T5 | E2683
1123 | LEDs | LED, (3) 48", T5 171-175W | 525 | L48T5 | L43T5 | E2684
1124 | LEDs | LED, (3) 48", T5 176-180W | 540 | L48T5 | L43T5 | E2685
1125 | LEDs | LED, (3) 48", T5 181-185W | 555 | L48T5 | L43T5 | E2686
1126 | LEDs | LED, (3) 48", T5 186-190W | 570 | L48T5 | L43T5 | E2687
1127 | LEDs | LED, (3) 48", T5 191-195W | 585 | L48T5 | L43T5 | E2688
1128 | LEDs | LED, (3) 48", T5 196-200W | 600 | L48T5 | L43T5 | E2689
1129 | LEDs | LED, (3) 48", T5 201-205W | 615 | L48T5 | L43T5 | E2690
1130 | LEDs | LED, (3) 48", T5 206-210W | 630 | L48T5 | L43T5 | E2691
1131 | LEDs | LED, (3) 48", T5 211-215W | 645 | L48T5 | L43T5 | E2692
1132 | LEDs | LED, (3) 48", T5 216-220W | 660 | L48T5 | L43T5 | E2693
1133 | LEDs | LED, (3) 48", T5 221-225W | 675 | L48T5 | L43T5 | E2694
1134 | LEDs | LED, (3) 48", T5 226-230W | 690 | L48T5 | L43T5 | E2695
1135 | LEDs | LED, (3) 48", T5 231-235W | 705 | L48T5 | L43T5 | E2696
1136 | LEDs | LED, (3) 48", T5 236-240W | 720 | L48T5 | L43T5 | E2697
1137 | LEDs | LED, (3) 48", T5 241-245W | 735 | L48T5 | L43T5 | E2698
1138 | LEDs | LED, (3) 48", T5 246-250W | 750 | L48T5 | L43T5 | E2699
1139 | LEDs | LED, (4) 48", T5 1-5W | 20 | L48T5 | L44T5 | E2700
1140 | LEDs | LED, (4) 48", T5 6-10W | 40 | L48T5 | L44T5 | E2701
1141 | LEDs | LED, (4) 48", T5 11-15W | 60 | L48T5 | L44T5 | E2702
1142 | LEDs | LED, (4) 48", T5 16-20W | 80 | L48T5 | L44T5 | E2703
1143 | LEDs | LED, (4) 48", T5 21-25W | 100 | L48T5 | L44T5 | E2704
1144 | LEDs | LED, (4) 48", T5 26-30W | 120 | L48T5 | L44T5 | E2705
1145 | LEDs | LED, (4) 48", T5 31-35W | 140 | L48T5 | L44T5 | E2706
1146 | LEDs | LED, (4) 48", T5 36-40W | 160 | L48T5 | L44T5 | E2707
1147 | LEDs | LED, (4) 48", T5 41-45W | 180 | L48T5 | L44T5 | E2708
1148 | LEDs | LED, (4) 48", T5 46-50W | 200 | L48T5 | L44T5 | E2709
1149 | LEDs | LED, (4) 48", T5 51-55W | 220 | L48T5 | L44T5 | E2710
1150 | LEDs | LED, (4) 48", T5 56-60W | 240 | L48T5 | L44T5 | E2711
1151 | LEDs | LED, (4) 48", T5 61-65W | 260 | L48T5 | L44T5 | E2712
1152 | LEDs | LED, (4) 48", T5 66-70W | 280 | L48T5 | L44T5 | E2713
1153 | LEDs | LED, (4) 48", T5 71-75W | 300 | L48T5 | L44T5 | E2714
1154 | LEDs | LED, (4) 48", T5 76-80W | 320 | L48T5 | L44T5 | E2715
1155 | LEDs | LED, (4) 48", T5 81-85W | 340 | L48T5 | L44T5 | E2716
1156 | LEDs | LED, (4) 48", T5 86-90W | 360 | L48T5 | L44T5 | E2717
1157 | LEDs | LED, (4) 48", T5 91-95W | 380 | L48T5 | L44T5 | E2718
1158 | LEDs | LED, (4) 48", T5 96-100W | 400 | L48T5 | L44T5 | E2719
1159 | LEDs | LED, (4) 48", T5 101-105W | 420 | L48T5 | L44T5 | E2720
1160 | LEDs | LED, (4) 48", T5 106-110W | 440 | L48T5 | L44T5 | E2721
1161 | LEDs | LED, (4) 48", T5 111-115W | 460 | L48T5 | L44T5 | E2722
1162 | LEDs | LED, (4) 48", T5 116-120W | 480 | L48T5 | L44T5 | E2723
1163 | LEDs | LED, (4) 48", T5 121-125W | 500 | L48T5 | L44T5 | E2724
1164 | LEDs | LED, (4) 48", T5 126-130W | 520 | L48T5 | L44T5 | E2725
1165 | LEDs | LED, (4) 48", T5 131-135W | 540 | L48T5 | L44T5 | E2726
1166 | LEDs | LED, (4) 48", T5 136-140W | 560 | L48T5 | L44T5 | E2727
1167 | LEDs | LED, (4) 48", T5 141-145W | 580 | L48T5 | L44T5 | E2728
1168 | LEDs | LED, (4) 48", T5 146-150W | 600 | L48T5 | L44T5 | E2729
1169 | LEDs | LED, (4) 48", T5 151-155W | 620 | L48T5 | L44T5 | E2730
1170 | LEDs | LED, (4) 48", T5 156-160W | 640 | L48T5 | L44T5 | E2731
1171 | LEDs | LED, (4) 48", T5 161-165W | 660 | L48T5 | L44T5 | E2732
1172 | LEDs | LED, (4) 48", T5 166-170W | 680 | L48T5 | L44T5 | E2733
1173 | LEDs | LED, (4) 48", T5 171-175W | 700 | L48T5 | L44T5 | E2734
1174 | LEDs | LED, (4) 48", T5 176-180W | 720 | L48T5 | L44T5 | E2735
1175 | LEDs | LED, (4) 48", T5 181-185W | 740 | L48T5 | L44T5 | E2736
1176 | LEDs | LED, (4) 48", T5 186-190W | 760 | L48T5 | L44T5 | E2737
1177 | LEDs | LED, (4) 48", T5 191-195W | 780 | L48T5 | L44T5 | E2738
1178 | LEDs | LED, (4) 48", T5 196-200W | 800 | L48T5 | L44T5 | E2739
1179 | LEDs | LED, (4) 48", T5 201-205W | 820 | L48T5 | L44T5 | E2740
1180 | LEDs | LED, (4) 48", T5 206-210W | 840 | L48T5 | L44T5 | E2741
1181 | LEDs | LED, (4) 48", T5 211-215W | 860 | L48T5 | L44T5 | E2742
1182 | LEDs | LED, (4) 48", T5 216-220W | 880 | L48T5 | L44T5 | E2743
1183 | LEDs | LED, (4) 48", T5 221-225W | 900 | L48T5 | L44T5 | E2744
1184 | LEDs | LED, (4) 48", T5 226-230W | 920 | L48T5 | L44T5 | E2745
1185 | LEDs | LED, (4) 48", T5 231-235W | 940 | L48T5 | L44T5 | E2746
1186 | LEDs | LED, (4) 48", T5 236-240W | 960 | L48T5 | L44T5 | E2747
1187 | LEDs | LED, (4) 48", T5 241-245W | 980 | L48T5 | L44T5 | E2748
1188 | LEDs | LED, (4) 48", T5 246-250W | 1000 | L48T5 | L44T5 | E2749
1189 | LEDs | LED, (5) 48", T5 1-5W | 25 | L48T5 | L45T5 | E2750
1190 | LEDs | LED, (5) 48", T5 6-10W | 50 | L48T5 | L45T5 | E2751
1191 | LEDs | LED, (5) 48", T5 11-15W | 75 | L48T5 | L45T5 | E2752
1192 | LEDs | LED, (5) 48", T5 16-20W | 100 | L48T5 | L45T5 | E2753
1193 | LEDs | LED, (5) 48", T5 21-25W | 125 | L48T5 | L45T5 | E2754
1194 | LEDs | LED, (5) 48", T5 26-30W | 150 | L48T5 | L45T5 | E2755
1195 | LEDs | LED, (5) 48", T5 31-35W | 175 | L48T5 | L45T5 | E2756
1196 | LEDs | LED, (5) 48", T5 36-40W | 200 | L48T5 | L45T5 | E2757
1197 | LEDs | LED, (5) 48", T5 41-45W | 225 | L48T5 | L45T5 | E2758
1198 | LEDs | LED, (5) 48", T5 46-50W | 250 | L48T5 | L45T5 | E2759
1199 | LEDs | LED, (5) 48", T5 51-55W | 275 | L48T5 | L45T5 | E2760
1200 | LEDs | LED, (5) 48", T5 56-60W | 300 | L48T5 | L45T5 | E2761
1201 | LEDs | LED, (5) 48", T5 61-65W | 325 | L48T5 | L45T5 | E2762
1202 | LEDs | LED, (5) 48", T5 66-70W | 350 | L48T5 | L45T5 | E2763
1203 | LEDs | LED, (5) 48", T5 71-75W | 375 | L48T5 | L45T5 | E2764
1204 | LEDs | LED, (5) 48", T5 76-80W | 400 | L48T5 | L45T5 | E2765
1205 | LEDs | LED, (5) 48", T5 81-85W | 425 | L48T5 | L45T5 | E2766
1206 | LEDs | LED, (5) 48", T5 86-90W | 450 | L48T5 | L45T5 | E2767
1207 | LEDs | LED, (5) 48", T5 91-95W | 475 | L48T5 | L45T5 | E2768
1208 | LEDs | LED, (5) 48", T5 96-100W | 500 | L48T5 | L45T5 | E2769
1209 | LEDs | LED, (5) 48", T5 101-105W | 525 | L48T5 | L45T5 | E2770
1210 | LEDs | LED, (5) 48", T5 106-110W | 550 | L48T5 | L45T5 | E2771
1211 | LEDs | LED, (5) 48", T5 111-115W | 575 | L48T5 | L45T5 | E2772
1212 | LEDs | LED, (5) 48", T5 116-120W | 600 | L48T5 | L45T5 | E2773
1213 | LEDs | LED, (5) 48", T5 121-125W | 625 | L48T5 | L45T5 | E2774
1214 | LEDs | LED, (5) 48", T5 126-130W | 650 | L48T5 | L45T5 | E2775
1215 | LEDs | LED, (5) 48", T5 131-135W | 675 | L48T5 | L45T5 | E2776
1216 | LEDs | LED, (5) 48", T5 136-140W | 700 | L48T5 | L45T5 | E2777
1217 | LEDs | LED, (5) 48", T5 141-145W | 725 | L48T5 | L45T5 | E2778
1218 | LEDs | LED, (5) 48", T5 146-150W | 750 | L48T5 | L45T5 | E2779
1219 | LEDs | LED, (5) 48", T5 151-155W | 775 | L48T5 | L45T5 | E2780
1220 | LEDs | LED, (5) 48", T5 156-160W | 800 | L48T5 | L45T5 | E2781
1221 | LEDs | LED, (5) 48", T5 161-165W | 825 | L48T5 | L45T5 | E2782
1222 | LEDs | LED, (5) 48", T5 166-170W | 850 | L48T5 | L45T5 | E2783
1223 | LEDs | LED, (5) 48", T5 171-175W | 875 | L48T5 | L45T5 | E2784
1224 | LEDs | LED, (5) 48", T5 176-180W | 900 | L48T5 | L45T5 | E2785
1225 | LEDs | LED, (5) 48", T5 181-185W | 925 | L48T5 | L45T5 | E2786
1226 | LEDs | LED, (5) 48", T5 186-190W | 950 | L48T5 | L45T5 | E2787
1227 | LEDs | LED, (5) 48", T5 191-195W | 975 | L48T5 | L45T5 | E2788
1228 | LEDs | LED, (5) 48", T5 196-200W | 1000 | L48T5 | L45T5 | E2789
1229 | LEDs | LED, (5) 48", T5 201-205W | 1025 | L48T5 | L45T5 | E2790
1230 | LEDs | LED, (5) 48", T5 206-210W | 1050 | L48T5 | L45T5 | E2791
1231 | LEDs | LED, (5) 48", T5 211-215W | 1075 | L48T5 | L45T5 | E2792
1232 | LEDs | LED, (5) 48", T5 216-220W | 1100 | L48T5 | L45T5 | E2793
1233 | LEDs | LED, (5) 48", T5 221-225W | 1125 | L48T5 | L45T5 | E2794
1234 | LEDs | LED, (5) 48", T5 226-230W | 1150 | L48T5 | L45T5 | E2795
1235 | LEDs | LED, (5) 48", T5 231-235W | 1175 | L48T5 | L45T5 | E2796
1236 | LEDs | LED, (5) 48", T5 236-240W | 1200 | L48T5 | L45T5 | E2797
1237 | LEDs | LED, (5) 48", T5 241-245W | 1225 | L48T5 | L45T5 | E2798
1238 | LEDs | LED, (5) 48", T5 246-250W | 1250 | L48T5 | L45T5 | E2799
1239 | LEDs | LED, (6) 48", T5 1-5W | 30 | L48T5 | L46T5 | E2800
1240 | LEDs | LED, (6) 48", T5 6-10W | 60 | L48T5 | L46T5 | E2801
1241 | LEDs | LED, (6) 48", T5 11-15W | 90 | L48T5 | L46T5 | E2802
1242 | LEDs | LED, (6) 48", T5 16-20W | 120 | L48T5 | L46T5 | E2803
1243 | LEDs | LED, (6) 48", T5 21-25W | 150 | L48T5 | L46T5 | E2804
1244 | LEDs | LED, (6) 48", T5 26-30W | 180 | L48T5 | L46T5 | E2805
1245 | LEDs | LED, (6) 48", T5 31-35W | 210 | L48T5 | L46T5 | E2806
1246 | LEDs | LED, (6) 48", T5 36-40W | 240 | L48T5 | L46T5 | E2807
1247 | LEDs | LED, (6) 48", T5 41-45W | 270 | L48T5 | L46T5 | E2808
1248 | LEDs | LED, (6) 48", T5 46-50W | 300 | L48T5 | L46T5 | E2809
1249 | LEDs | LED, (6) 48", T5 51-55W | 330 | L48T5 | L46T5 | E2810
1250 | LEDs | LED, (6) 48", T5 56-60W | 360 | L48T5 | L46T5 | E2811
1251 | LEDs | LED, (6) 48", T5 61-65W | 390 | L48T5 | L46T5 | E2812
1252 | LEDs | LED, (6) 48", T5 66-70W | 420 | L48T5 | L46T5 | E2813
1253 | LEDs | LED, (6) 48", T5 71-75W | 450 | L48T5 | L46T5 | E2814
1254 | LEDs | LED, (6) 48", T5 76-80W | 480 | L48T5 | L46T5 | E2815
1255 | LEDs | LED, (6) 48", T5 81-85W | 510 | L48T5 | L46T5 | E2816
1256 | LEDs | LED, (6) 48", T5 86-90W | 540 | L48T5 | L46T5 | E2817
1257 | LEDs | LED, (6) 48", T5 91-95W | 570 | L48T5 | L46T5 | E2818
1258 | LEDs | LED, (6) 48", T5 96-100W | 600 | L48T5 | L46T5 | E2819
1259 | LEDs | LED, (6) 48", T5 101-105W | 630 | L48T5 | L46T5 | E2820
1260 | LEDs | LED, (6) 48", T5 106-110W | 660 | L48T5 | L46T5 | E2821
1261 | LEDs | LED, (6) 48", T5 111-115W | 690 | L48T5 | L46T5 | E2822
1262 | LEDs | LED, (6) 48", T5 116-120W | 720 | L48T5 | L46T5 | E2823
1263 | LEDs | LED, (6) 48", T5 121-125W | 750 | L48T5 | L46T5 | E2824
1264 | LEDs | LED, (6) 48", T5 126-130W | 780 | L48T5 | L46T5 | E2825
1265 | LEDs | LED, (6) 48", T5 131-135W | 810 | L48T5 | L46T5 | E2826
1266 | LEDs | LED, (6) 48", T5 136-140W | 840 | L48T5 | L46T5 | E2827
1267 | LEDs | LED, (6) 48", T5 141-145W | 870 | L48T5 | L46T5 | E2828
1268 | LEDs | LED, (6) 48", T5 146-150W | 900 | L48T5 | L46T5 | E2829
1269 | LEDs | LED, (6) 48", T5 151-155W | 930 | L48T5 | L46T5 | E2830
1270 | LEDs | LED, (6) 48", T5 156-160W | 960 | L48T5 | L46T5 | E2831
1271 | LEDs | LED, (6) 48", T5 161-165W | 990 | L48T5 | L46T5 | E2832
1272 | LEDs | LED, (6) 48", T5 166-170W | 1020 | L48T5 | L46T5 | E2833
1273 | LEDs | LED, (6) 48", T5 171-175W | 1050 | L48T5 | L46T5 | E2834
1274 | LEDs | LED, (6) 48", T5 176-180W | 1080 | L48T5 | L46T5 | E2835
1275 | LEDs | LED, (6) 48", T5 181-185W | 1110 | L48T5 | L46T5 | E2836
1276 | LEDs | LED, (6) 48", T5 186-190W | 1140 | L48T5 | L46T5 | E2837
1277 | LEDs | LED, (6) 48", T5 191-195W | 1170 | L48T5 | L46T5 | E2838
1278 | LEDs | LED, (6) 48", T5 196-200W | 1200 | L48T5 | L46T5 | E2839
1279 | LEDs | LED, (6) 48", T5 201-205W | 1230 | L48T5 | L46T5 | E2840
1280 | LEDs | LED, (6) 48", T5 206-210W | 1260 | L48T5 | L46T5 | E2841
1281 | LEDs | LED, (6) 48", T5 211-215W | 1290 | L48T5 | L46T5 | E2842
1282 | LEDs | LED, (6) 48", T5 216-220W | 1320 | L48T5 | L46T5 | E2843
1283 | LEDs | LED, (6) 48", T5 221-225W | 1350 | L48T5 | L46T5 | E2844
1284 | LEDs | LED, (6) 48", T5 226-230W | 1380 | L48T5 | L46T5 | E2845
1285 | LEDs | LED, (6) 48", T5 231-235W | 1410 | L48T5 | L46T5 | E2846
1286 | LEDs | LED, (6) 48", T5 236-240W | 1440 | L48T5 | L46T5 | E2847
1287 | LEDs | LED, (6) 48", T5 241-245W | 1470 | L48T5 | L46T5 | E2848
1288 | LEDs | LED, (6) 48", T5 246-250W | 1500 | L48T5 | L46T5 | E2849
1289 | LEDs | LED, (1) 72", T12 1-5W | 5 | L72T12 | L61T12 | E2850
1290 | LEDs | LED, (1) 72", T12 6-10W | 10 | L72T12 | L61T12 | E2851
1291 | LEDs | LED, (1) 72", T12 11-15W | 15 | L72T12 | L61T12 | E2852
1292 | LEDs | LED, (1) 72", T12 16-20W | 20 | L72T12 | L61T12 | E2853
1293 | LEDs | LED, (1) 72", T12 21-25W | 25 | L72T12 | L61T12 | E2854
1294 | LEDs | LED, (1) 72", T12 26-30W | 30 | L72T12 | L61T12 | E2855
1295 | LEDs | LED, (1) 72", T12 31-35W | 35 | L72T12 | L61T12 | E2856
1296 | LEDs | LED, (1) 72", T12 36-40W | 40 | L72T12 | L61T12 | E2857
1297 | LEDs | LED, (1) 72", T12 41-45W | 45 | L72T12 | L61T12 | E2858
1298 | LEDs | LED, (1) 72", T12 46-50W | 50 | L72T12 | L61T12 | E2859
1299 | LEDs | LED, (1) 72", T12 51-55W | 55 | L72T12 | L61T12 | E2860
1300 | LEDs | LED, (1) 72", T12 56-60W | 60 | L72T12 | L61T12 | E2861
1301 | LEDs | LED, (1) 72", T12 61-65W | 65 | L72T12 | L61T12 | E2862
1302 | LEDs | LED, (1) 72", T12 66-70W | 70 | L72T12 | L61T12 | E2863
1303 | LEDs | LED, (1) 72", T12 71-75W | 75 | L72T12 | L61T12 | E2864
1304 | LEDs | LED, (1) 72", T12 76-80W | 80 | L72T12 | L61T12 | E2865
1305 | LEDs | LED, (1) 72", T12 81-85W | 85 | L72T12 | L61T12 | E2866
1306 | LEDs | LED, (1) 72", T12 86-90W | 90 | L72T12 | L61T12 | E2867
1307 | LEDs | LED, (1) 72", T12 91-95W | 95 | L72T12 | L61T12 | E2868
1308 | LEDs | LED, (1) 72", T12 96-100W | 100 | L72T12 | L61T12 | E2869
1309 | LEDs | LED, (1) 72", T12 101-105W | 105 | L72T12 | L61T12 | E2870
1310 | LEDs | LED, (1) 72", T12 106-110W | 110 | L72T12 | L61T12 | E2871
1311 | LEDs | LED, (1) 72", T12 111-115W | 115 | L72T12 | L61T12 | E2872
1312 | LEDs | LED, (1) 72", T12 116-120W | 120 | L72T12 | L61T12 | E2873
1313 | LEDs | LED, (1) 72", T12 121-125W | 125 | L72T12 | L61T12 | E2874
1314 | LEDs | LED, (1) 72", T12 126-130W | 130 | L72T12 | L61T12 | E2875
1315 | LEDs | LED, (1) 72", T12 131-135W | 135 | L72T12 | L61T12 | E2876
1316 | LEDs | LED, (1) 72", T12 136-140W | 140 | L72T12 | L61T12 | E2877
1317 | LEDs | LED, (1) 72", T12 141-145W | 145 | L72T12 | L61T12 | E2878
1318 | LEDs | LED, (1) 72", T12 146-150W | 150 | L72T12 | L61T12 | E2879
1319 | LEDs | LED, (1) 72", T12 151-155W | 155 | L72T12 | L61T12 | E2880
1320 | LEDs | LED, (1) 72", T12 156-160W | 160 | L72T12 | L61T12 | E2881
1321 | LEDs | LED, (1) 72", T12 161-165W | 165 | L72T12 | L61T12 | E2882
1322 | LEDs | LED, (1) 72", T12 166-170W | 170 | L72T12 | L61T12 | E2883
1323 | LEDs | LED, (1) 72", T12 171-175W | 175 | L72T12 | L61T12 | E2884
1324 | LEDs | LED, (1) 72", T12 176-180W | 180 | L72T12 | L61T12 | E2885
1325 | LEDs | LED, (1) 72", T12 181-185W | 185 | L72T12 | L61T12 | E2886
1326 | LEDs | LED, (1) 72", T12 186-190W | 190 | L72T12 | L61T12 | E2887
1327 | LEDs | LED, (1) 72", T12 191-195W | 195 | L72T12 | L61T12 | E2888
1328 | LEDs | LED, (1) 72", T12 196-200W | 200 | L72T12 | L61T12 | E2889
1329 | LEDs | LED, (1) 72", T12 201-205W | 205 | L72T12 | L61T12 | E2890
1330 | LEDs | LED, (1) 72", T12 206-210W | 210 | L72T12 | L61T12 | E2891
1331 | LEDs | LED, (1) 72", T12 211-215W | 215 | L72T12 | L61T12 | E2892
1332 | LEDs | LED, (1) 72", T12 216-220W | 220 | L72T12 | L61T12 | E2893
1333 | LEDs | LED, (1) 72", T12 221-225W | 225 | L72T12 | L61T12 | E2894
1334 | LEDs | LED, (1) 72", T12 226-230W | 230 | L72T12 | L61T12 | E2895
1335 | LEDs | LED, (1) 72", T12 231-235W | 235 | L72T12 | L61T12 | E2896
1336 | LEDs | LED, (1) 72", T12 236-240W | 240 | L72T12 | L61T12 | E2897
1337 | LEDs | LED, (1) 72", T12 241-245W | 245 | L72T12 | L61T12 | E2898
1338 | LEDs | LED, (1) 72", T12 246-250W | 250 | L72T12 | L61T12 | E2899
1339 | LEDs | LED, (2) 72", T12 1-5W | 10 | L72T12 | L62T12 | E2900
1340 | LEDs | LED, (2) 72", T12 6-10W | 20 | L72T12 | L62T12 | E2901
1341 | LEDs | LED, (2) 72", T12 11-15W | 30 | L72T12 | L62T12 | E2902
1342 | LEDs | LED, (2) 72", T12 16-20W | 40 | L72T12 | L62T12 | E2903
1343 | LEDs | LED, (2) 72", T12 21-25W | 50 | L72T12 | L62T12 | E2904
1344 | LEDs | LED, (2) 72", T12 26-30W | 60 | L72T12 | L62T12 | E2905
1345 | LEDs | LED, (2) 72", T12 31-35W | 70 | L72T12 | L62T12 | E2906
1346 | LEDs | LED, (2) 72", T12 36-40W | 80 | L72T12 | L62T12 | E2907
1347 | LEDs | LED, (2) 72", T12 41-45W | 90 | L72T12 | L62T12 | E2908
1348 | LEDs | LED, (2) 72", T12 46-50W | 100 | L72T12 | L62T12 | E2909
1349 | LEDs | LED, (2) 72", T12 51-55W | 110 | L72T12 | L62T12 | E2910
1350 | LEDs | LED, (2) 72", T12 56-60W | 120 | L72T12 | L62T12 | E2911
1351 | LEDs | LED, (2) 72", T12 61-65W | 130 | L72T12 | L62T12 | E2912
1352 | LEDs | LED, (2) 72", T12 66-70W | 140 | L72T12 | L62T12 | E2913
1353 | LEDs | LED, (2) 72", T12 71-75W | 150 | L72T12 | L62T12 | E2914
1354 | LEDs | LED, (2) 72", T12 76-80W | 160 | L72T12 | L62T12 | E2915
1355 | LEDs | LED, (2) 72", T12 81-85W | 170 | L72T12 | L62T12 | E2916
1356 | LEDs | LED, (2) 72", T12 86-90W | 180 | L72T12 | L62T12 | E2917
1357 | LEDs | LED, (2) 72", T12 91-95W | 190 | L72T12 | L62T12 | E2918
1358 | LEDs | LED, (2) 72", T12 96-100W | 200 | L72T12 | L62T12 | E2919
1359 | LEDs | LED, (2) 72", T12 101-105W | 210 | L72T12 | L62T12 | E2920
1360 | LEDs | LED, (2) 72", T12 106-110W | 220 | L72T12 | L62T12 | E2921
1361 | LEDs | LED, (2) 72", T12 111-115W | 230 | L72T12 | L62T12 | E2922
1362 | LEDs | LED, (2) 72", T12 116-120W | 240 | L72T12 | L62T12 | E2923
1363 | LEDs | LED, (2) 72", T12 121-125W | 250 | L72T12 | L62T12 | E2924
1364 | LEDs | LED, (2) 72", T12 126-130W | 260 | L72T12 | L62T12 | E2925
1365 | LEDs | LED, (2) 72", T12 131-135W | 270 | L72T12 | L62T12 | E2926
1366 | LEDs | LED, (2) 72", T12 136-140W | 280 | L72T12 | L62T12 | E2927
1367 | LEDs | LED, (2) 72", T12 141-145W | 290 | L72T12 | L62T12 | E2928
1368 | LEDs | LED, (2) 72", T12 146-150W | 300 | L72T12 | L62T12 | E2929
1369 | LEDs | LED, (2) 72", T12 151-155W | 310 | L72T12 | L62T12 | E2930
1370 | LEDs | LED, (2) 72", T12 156-160W | 320 | L72T12 | L62T12 | E2931
1371 | LEDs | LED, (2) 72", T12 161-165W | 330 | L72T12 | L62T12 | E2932
1372 | LEDs | LED, (2) 72", T12 166-170W | 340 | L72T12 | L62T12 | E2933
1373 | LEDs | LED, (2) 72", T12 171-175W | 350 | L72T12 | L62T12 | E2934
1374 | LEDs | LED, (2) 72", T12 176-180W | 360 | L72T12 | L62T12 | E2935
1375 | LEDs | LED, (2) 72", T12 181-185W | 370 | L72T12 | L62T12 | E2936
1376 | LEDs | LED, (2) 72", T12 186-190W | 380 | L72T12 | L62T12 | E2937
1377 | LEDs | LED, (2) 72", T12 191-195W | 390 | L72T12 | L62T12 | E2938
1378 | LEDs | LED, (2) 72", T12 196-200W | 400 | L72T12 | L62T12 | E2939
1379 | LEDs | LED, (2) 72", T12 201-205W | 410 | L72T12 | L62T12 | E2940
1380 | LEDs | LED, (2) 72", T12 206-210W | 420 | L72T12 | L62T12 | E2941
1381 | LEDs | LED, (2) 72", T12 211-215W | 430 | L72T12 | L62T12 | E2942
1382 | LEDs | LED, (2) 72", T12 216-220W | 440 | L72T12 | L62T12 | E2943
1383 | LEDs | LED, (2) 72", T12 221-225W | 450 | L72T12 | L62T12 | E2944
1384 | LEDs | LED, (2) 72", T12 226-230W | 460 | L72T12 | L62T12 | E2945
1385 | LEDs | LED, (2) 72", T12 231-235W | 470 | L72T12 | L62T12 | E2946
1386 | LEDs | LED, (2) 72", T12 236-240W | 480 | L72T12 | L62T12 | E2947
1387 | LEDs | LED, (2) 72", T12 241-245W | 490 | L72T12 | L62T12 | E2948
1388 | LEDs | LED, (2) 72", T12 246-250W | 500 | L72T12 | L62T12 | E2949
1389 | LEDs | LED, (4) 72", T12 1-5W | 20 | L72T12 | L64T12 | E2950
1390 | LEDs | LED, (4) 72", T12 6-10W | 40 | L72T12 | L64T12 | E2951
1391 | LEDs | LED, (4) 72", T12 11-15W | 60 | L72T12 | L64T12 | E2952
1392 | LEDs | LED, (4) 72", T12 16-20W | 80 | L72T12 | L64T12 | E2953
1393 | LEDs | LED, (4) 72", T12 21-25W | 100 | L72T12 | L64T12 | E2954
1394 | LEDs | LED, (4) 72", T12 26-30W | 120 | L72T12 | L64T12 | E2955
1395 | LEDs | LED, (4) 72", T12 31-35W | 140 | L72T12 | L64T12 | E2956
1396 | LEDs | LED, (4) 72", T12 36-40W | 160 | L72T12 | L64T12 | E2957
1397 | LEDs | LED, (4) 72", T12 41-45W | 180 | L72T12 | L64T12 | E2958
1398 | LEDs | LED, (4) 72", T12 46-50W | 200 | L72T12 | L64T12 | E2959
1399 | LEDs | LED, (4) 72", T12 51-55W | 220 | L72T12 | L64T12 | E2960
1400 | LEDs | LED, (4) 72", T12 56-60W | 240 | L72T12 | L64T12 | E2961
1401 | LEDs | LED, (4) 72", T12 61-65W | 260 | L72T12 | L64T12 | E2962
1402 | LEDs | LED, (4) 72", T12 66-70W | 280 | L72T12 | L64T12 | E2963
1403 | LEDs | LED, (4) 72", T12 71-75W | 300 | L72T12 | L64T12 | E2964
1404 | LEDs | LED, (4) 72", T12 76-80W | 320 | L72T12 | L64T12 | E2965
1405 | LEDs | LED, (4) 72", T12 81-85W | 340 | L72T12 | L64T12 | E2966
1406 | LEDs | LED, (4) 72", T12 86-90W | 360 | L72T12 | L64T12 | E2967
1407 | LEDs | LED, (4) 72", T12 91-95W | 380 | L72T12 | L64T12 | E2968
1408 | LEDs | LED, (4) 72", T12 96-100W | 400 | L72T12 | L64T12 | E2969
1409 | LEDs | LED, (4) 72", T12 101-105W | 420 | L72T12 | L64T12 | E2970
1410 | LEDs | LED, (4) 72", T12 106-110W | 440 | L72T12 | L64T12 | E2971
1411 | LEDs | LED, (4) 72", T12 111-115W | 460 | L72T12 | L64T12 | E2972
1412 | LEDs | LED, (4) 72", T12 116-120W | 480 | L72T12 | L64T12 | E2973
1413 | LEDs | LED, (4) 72", T12 121-125W | 500 | L72T12 | L64T12 | E2974
1414 | LEDs | LED, (4) 72", T12 126-130W | 520 | L72T12 | L64T12 | E2975
1415 | LEDs | LED, (4) 72", T12 131-135W | 540 | L72T12 | L64T12 | E2976
1416 | LEDs | LED, (4) 72", T12 136-140W | 560 | L72T12 | L64T12 | E2977
1417 | LEDs | LED, (4) 72", T12 141-145W | 580 | L72T12 | L64T12 | E2978
1418 | LEDs | LED, (4) 72", T12 146-150W | 600 | L72T12 | L64T12 | E2979
1419 | LEDs | LED, (4) 72", T12 151-155W | 620 | L72T12 | L64T12 | E2980
1420 | LEDs | LED, (4) 72", T12 156-160W | 640 | L72T12 | L64T12 | E2981
1421 | LEDs | LED, (4) 72", T12 161-165W | 660 | L72T12 | L64T12 | E2982
1422 | LEDs | LED, (4) 72", T12 166-170W | 680 | L72T12 | L64T12 | E2983
1423 | LEDs | LED, (4) 72", T12 171-175W | 700 | L72T12 | L64T12 | E2984
1424 | LEDs | LED, (4) 72", T12 176-180W | 720 | L72T12 | L64T12 | E2985
1425 | LEDs | LED, (4) 72", T12 181-185W | 740 | L72T12 | L64T12 | E2986
1426 | LEDs | LED, (4) 72", T12 186-190W | 760 | L72T12 | L64T12 | E2987
1427 | LEDs | LED, (4) 72", T12 191-195W | 780 | L72T12 | L64T12 | E2988
1428 | LEDs | LED, (4) 72", T12 196-200W | 800 | L72T12 | L64T12 | E2989
1429 | LEDs | LED, (4) 72", T12 201-205W | 820 | L72T12 | L64T12 | E2990
1430 | LEDs | LED, (4) 72", T12 206-210W | 840 | L72T12 | L64T12 | E2991
1431 | LEDs | LED, (4) 72", T12 211-215W | 860 | L72T12 | L64T12 | E2992
1432 | LEDs | LED, (4) 72", T12 216-220W | 880 | L72T12 | L64T12 | E2993
1433 | LEDs | LED, (4) 72", T12 221-225W | 900 | L72T12 | L64T12 | E2994
1434 | LEDs | LED, (4) 72", T12 226-230W | 920 | L72T12 | L64T12 | E2995
1435 | LEDs | LED, (4) 72", T12 231-235W | 940 | L72T12 | L64T12 | E2996
1436 | LEDs | LED, (4) 72", T12 236-240W | 960 | L72T12 | L64T12 | E2997
1437 | LEDs | LED, (4) 72", T12 241-245W | 980 | L72T12 | L64T12 | E2998
1438 | LEDs | LED, (4) 72", T12 246-250W | 1000 | L72T12 | L64T12 | E2999
1439 | LEDs | LED, (1) 96", T12 1-5W | 5 | L96T12 | L81T12 | E3000
1440 | LEDs | LED, (1) 96", T12 6-10W | 10 | L96T12 | L81T12 | E3001
1441 | LEDs | LED, (1) 96", T12 11-15W | 15 | L96T12 | L81T12 | E3002
1442 | LEDs | LED, (1) 96", T12 16-20W | 20 | L96T12 | L81T12 | E3003
1443 | LEDs | LED, (1) 96", T12 21-25W | 25 | L96T12 | L81T12 | E3004
1444 | LEDs | LED, (1) 96", T12 26-30W | 30 | L96T12 | L81T12 | E3005
1445 | LEDs | LED, (1) 96", T12 31-35W | 35 | L96T12 | L81T12 | E3006
1446 | LEDs | LED, (1) 96", T12 36-40W | 40 | L96T12 | L81T12 | E3007
1447 | LEDs | LED, (1) 96", T12 41-45W | 45 | L96T12 | L81T12 | E3008
1448 | LEDs | LED, (1) 96", T12 46-50W | 50 | L96T12 | L81T12 | E3009
1449 | LEDs | LED, (1) 96", T12 51-55W | 55 | L96T12 | L81T12 | E3010
1450 | LEDs | LED, (1) 96", T12 56-60W | 60 | L96T12 | L81T12 | E3011
1451 | LEDs | LED, (1) 96", T12 61-65W | 65 | L96T12 | L81T12 | E3012
1452 | LEDs | LED, (1) 96", T12 66-70W | 70 | L96T12 | L81T12 | E3013
1453 | LEDs | LED, (1) 96", T12 71-75W | 75 | L96T12 | L81T12 | E3014
1454 | LEDs | LED, (1) 96", T12 76-80W | 80 | L96T12 | L81T12 | E3015
1455 | LEDs | LED, (1) 96", T12 81-85W | 85 | L96T12 | L81T12 | E3016
1456 | LEDs | LED, (1) 96", T12 86-90W | 90 | L96T12 | L81T12 | E3017
1457 | LEDs | LED, (1) 96", T12 91-95W | 95 | L96T12 | L81T12 | E3018
1458 | LEDs | LED, (1) 96", T12 96-100W | 100 | L96T12 | L81T12 | E3019
1459 | LEDs | LED, (1) 96", T12 101-105W | 105 | L96T12 | L81T12 | E3020
1460 | LEDs | LED, (1) 96", T12 106-110W | 110 | L96T12 | L81T12 | E3021
1461 | LEDs | LED, (1) 96", T12 111-115W | 115 | L96T12 | L81T12 | E3022
1462 | LEDs | LED, (1) 96", T12 116-120W | 120 | L96T12 | L81T12 | E3023
1463 | LEDs | LED, (1) 96", T12 121-125W | 125 | L96T12 | L81T12 | E3024
1464 | LEDs | LED, (1) 96", T12 126-130W | 130 | L96T12 | L81T12 | E3025
1465 | LEDs | LED, (1) 96", T12 131-135W | 135 | L96T12 | L81T12 | E3026
1466 | LEDs | LED, (1) 96", T12 136-140W | 140 | L96T12 | L81T12 | E3027
1467 | LEDs | LED, (1) 96", T12 141-145W | 145 | L96T12 | L81T12 | E3028
1468 | LEDs | LED, (1) 96", T12 146-150W | 150 | L96T12 | L81T12 | E3029
1469 | LEDs | LED, (1) 96", T12 151-155W | 155 | L96T12 | L81T12 | E3030
1470 | LEDs | LED, (1) 96", T12 156-160W | 160 | L96T12 | L81T12 | E3031
1471 | LEDs | LED, (1) 96", T12 161-165W | 165 | L96T12 | L81T12 | E3032
1472 | LEDs | LED, (1) 96", T12 166-170W | 170 | L96T12 | L81T12 | E3033
1473 | LEDs | LED, (1) 96", T12 171-175W | 175 | L96T12 | L81T12 | E3034
1474 | LEDs | LED, (1) 96", T12 176-180W | 180 | L96T12 | L81T12 | E3035
1475 | LEDs | LED, (1) 96", T12 181-185W | 185 | L96T12 | L81T12 | E3036
1476 | LEDs | LED, (1) 96", T12 186-190W | 190 | L96T12 | L81T12 | E3037
1477 | LEDs | LED, (1) 96", T12 191-195W | 195 | L96T12 | L81T12 | E3038
1478 | LEDs | LED, (1) 96", T12 196-200W | 200 | L96T12 | L81T12 | E3039
1479 | LEDs | LED, (1) 96", T12 201-205W | 205 | L96T12 | L81T12 | E3040
1480 | LEDs | LED, (1) 96", T12 206-210W | 210 | L96T12 | L81T12 | E3041
1481 | LEDs | LED, (1) 96", T12 211-215W | 215 | L96T12 | L81T12 | E3042
1482 | LEDs | LED, (1) 96", T12 216-220W | 220 | L96T12 | L81T12 | E3043
1483 | LEDs | LED, (1) 96", T12 221-225W | 225 | L96T12 | L81T12 | E3044
1484 | LEDs | LED, (1) 96", T12 226-230W | 230 | L96T12 | L81T12 | E3045
1485 | LEDs | LED, (1) 96", T12 231-235W | 235 | L96T12 | L81T12 | E3046
1486 | LEDs | LED, (1) 96", T12 236-240W | 240 | L96T12 | L81T12 | E3047
1487 | LEDs | LED, (1) 96", T12 241-245W | 245 | L96T12 | L81T12 | E3048
1488 | LEDs | LED, (1) 96", T12 246-250W | 250 | L96T12 | L81T12 | E3049
1489 | LEDs | LED, (2) 96", T12 1-5W | 10 | L96T12 | L82T12 | E3050
1490 | LEDs | LED, (2) 96", T12 6-10W | 20 | L96T12 | L82T12 | E3051
1491 | LEDs | LED, (2) 96", T12 11-15W | 30 | L96T12 | L82T12 | E3052
1492 | LEDs | LED, (2) 96", T12 16-20W | 40 | L96T12 | L82T12 | E3053
1493 | LEDs | LED, (2) 96", T12 21-25W | 50 | L96T12 | L82T12 | E3054
1494 | LEDs | LED, (2) 96", T12 26-30W | 60 | L96T12 | L82T12 | E3055
1495 | LEDs | LED, (2) 96", T12 31-35W | 70 | L96T12 | L82T12 | E3056
1496 | LEDs | LED, (2) 96", T12 36-40W | 80 | L96T12 | L82T12 | E3057
1497 | LEDs | LED, (2) 96", T12 41-45W | 90 | L96T12 | L82T12 | E3058
1498 | LEDs | LED, (2) 96", T12 46-50W | 100 | L96T12 | L82T12 | E3059
1499 | LEDs | LED, (2) 96", T12 51-55W | 110 | L96T12 | L82T12 | E3060
1500 | LEDs | LED, (2) 96", T12 56-60W | 120 | L96T12 | L82T12 | E3061
1501 | LEDs | LED, (2) 96", T12 61-65W | 130 | L96T12 | L82T12 | E3062
1502 | LEDs | LED, (2) 96", T12 66-70W | 140 | L96T12 | L82T12 | E3063
1503 | LEDs | LED, (2) 96", T12 71-75W | 150 | L96T12 | L82T12 | E3064
1504 | LEDs | LED, (2) 96", T12 76-80W | 160 | L96T12 | L82T12 | E3065
1505 | LEDs | LED, (2) 96", T12 81-85W | 170 | L96T12 | L82T12 | E3066
1506 | LEDs | LED, (2) 96", T12 86-90W | 180 | L96T12 | L82T12 | E3067
1507 | LEDs | LED, (2) 96", T12 91-95W | 190 | L96T12 | L82T12 | E3068
1508 | LEDs | LED, (2) 96", T12 96-100W | 200 | L96T12 | L82T12 | E3069
1509 | LEDs | LED, (2) 96", T12 101-105W | 210 | L96T12 | L82T12 | E3070
1510 | LEDs | LED, (2) 96", T12 106-110W | 220 | L96T12 | L82T12 | E3071
1511 | LEDs | LED, (2) 96", T12 111-115W | 230 | L96T12 | L82T12 | E3072
1512 | LEDs | LED, (2) 96", T12 116-120W | 240 | L96T12 | L82T12 | E3073
1513 | LEDs | LED, (2) 96", T12 121-125W | 250 | L96T12 | L82T12 | E3074
1514 | LEDs | LED, (2) 96", T12 126-130W | 260 | L96T12 | L82T12 | E3075
1515 | LEDs | LED, (2) 96", T12 131-135W | 270 | L96T12 | L82T12 | E3076
1516 | LEDs | LED, (2) 96", T12 136-140W | 280 | L96T12 | L82T12 | E3077
1517 | LEDs | LED, (2) 96", T12 141-145W | 290 | L96T12 | L82T12 | E3078
1518 | LEDs | LED, (2) 96", T12 146-150W | 300 | L96T12 | L82T12 | E3079
1519 | LEDs | LED, (2) 96", T12 151-155W | 310 | L96T12 | L82T12 | E3080
1520 | LEDs | LED, (2) 96", T12 156-160W | 320 | L96T12 | L82T12 | E3081
1521 | LEDs | LED, (2) 96", T12 161-165W | 330 | L96T12 | L82T12 | E3082
1522 | LEDs | LED, (2) 96", T12 166-170W | 340 | L96T12 | L82T12 | E3083
1523 | LEDs | LED, (2) 96", T12 171-175W | 350 | L96T12 | L82T12 | E3084
1524 | LEDs | LED, (2) 96", T12 176-180W | 360 | L96T12 | L82T12 | E3085
1525 | LEDs | LED, (2) 96", T12 181-185W | 370 | L96T12 | L82T12 | E3086
1526 | LEDs | LED, (2) 96", T12 186-190W | 380 | L96T12 | L82T12 | E3087
1527 | LEDs | LED, (2) 96", T12 191-195W | 390 | L96T12 | L82T12 | E3088
1528 | LEDs | LED, (2) 96", T12 196-200W | 400 | L96T12 | L82T12 | E3089
1529 | LEDs | LED, (2) 96", T12 201-205W | 410 | L96T12 | L82T12 | E3090
1530 | LEDs | LED, (2) 96", T12 206-210W | 420 | L96T12 | L82T12 | E3091
1531 | LEDs | LED, (2) 96", T12 211-215W | 430 | L96T12 | L82T12 | E3092
1532 | LEDs | LED, (2) 96", T12 216-220W | 440 | L96T12 | L82T12 | E3093
1533 | LEDs | LED, (2) 96", T12 221-225W | 450 | L96T12 | L82T12 | E3094
1534 | LEDs | LED, (2) 96", T12 226-230W | 460 | L96T12 | L82T12 | E3095
1535 | LEDs | LED, (2) 96", T12 231-235W | 470 | L96T12 | L82T12 | E3096
1536 | LEDs | LED, (2) 96", T12 236-240W | 480 | L96T12 | L82T12 | E3097
1537 | LEDs | LED, (2) 96", T12 241-245W | 490 | L96T12 | L82T12 | E3098
1538 | LEDs | LED, (2) 96", T12 246-250W | 500 | L96T12 | L82T12 | E3099
1539 | LEDs | LED, (3) 96", T12 1-5W | 15 | L96T12 | L83T12 | E3100
1540 | LEDs | LED, (3) 96", T12 6-10W | 30 | L96T12 | L83T12 | E3101
1541 | LEDs | LED, (3) 96", T12 11-15W | 45 | L96T12 | L83T12 | E3102
1542 | LEDs | LED, (3) 96", T12 16-20W | 60 | L96T12 | L83T12 | E3103
1543 | LEDs | LED, (3) 96", T12 21-25W | 75 | L96T12 | L83T12 | E3104
1544 | LEDs | LED, (3) 96", T12 26-30W | 90 | L96T12 | L83T12 | E3105
1545 | LEDs | LED, (3) 96", T12 31-35W | 105 | L96T12 | L83T12 | E3106
1546 | LEDs | LED, (3) 96", T12 36-40W | 120 | L96T12 | L83T12 | E3107
1547 | LEDs | LED, (3) 96", T12 41-45W | 135 | L96T12 | L83T12 | E3108
1548 | LEDs | LED, (3) 96", T12 46-50W | 150 | L96T12 | L83T12 | E3109
1549 | LEDs | LED, (3) 96", T12 51-55W | 165 | L96T12 | L83T12 | E3110
1550 | LEDs | LED, (3) 96", T12 56-60W | 180 | L96T12 | L83T12 | E3111
1551 | LEDs | LED, (3) 96", T12 61-65W | 195 | L96T12 | L83T12 | E3112
1552 | LEDs | LED, (3) 96", T12 66-70W | 210 | L96T12 | L83T12 | E3113
1553 | LEDs | LED, (3) 96", T12 71-75W | 225 | L96T12 | L83T12 | E3114
1554 | LEDs | LED, (3) 96", T12 76-80W | 240 | L96T12 | L83T12 | E3115
1555 | LEDs | LED, (3) 96", T12 81-85W | 255 | L96T12 | L83T12 | E3116
1556 | LEDs | LED, (3) 96", T12 86-90W | 270 | L96T12 | L83T12 | E3117
1557 | LEDs | LED, (3) 96", T12 91-95W | 285 | L96T12 | L83T12 | E3118
1558 | LEDs | LED, (3) 96", T12 96-100W | 300 | L96T12 | L83T12 | E3119
1559 | LEDs | LED, (3) 96", T12 101-105W | 315 | L96T12 | L83T12 | E3120
1560 | LEDs | LED, (3) 96", T12 106-110W | 330 | L96T12 | L83T12 | E3121
1561 | LEDs | LED, (3) 96", T12 111-115W | 345 | L96T12 | L83T12 | E3122
1562 | LEDs | LED, (3) 96", T12 116-120W | 360 | L96T12 | L83T12 | E3123
1563 | LEDs | LED, (3) 96", T12 121-125W | 375 | L96T12 | L83T12 | E3124
1564 | LEDs | LED, (3) 96", T12 126-130W | 390 | L96T12 | L83T12 | E3125
1565 | LEDs | LED, (3) 96", T12 131-135W | 405 | L96T12 | L83T12 | E3126
1566 | LEDs | LED, (3) 96", T12 136-140W | 420 | L96T12 | L83T12 | E3127
1567 | LEDs | LED, (3) 96", T12 141-145W | 435 | L96T12 | L83T12 | E3128
1568 | LEDs | LED, (3) 96", T12 146-150W | 450 | L96T12 | L83T12 | E3129
1569 | LEDs | LED, (3) 96", T12 151-155W | 465 | L96T12 | L83T12 | E3130
1570 | LEDs | LED, (3) 96", T12 156-160W | 480 | L96T12 | L83T12 | E3131
1571 | LEDs | LED, (3) 96", T12 161-165W | 495 | L96T12 | L83T12 | E3132
1572 | LEDs | LED, (3) 96", T12 166-170W | 510 | L96T12 | L83T12 | E3133
1573 | LEDs | LED, (3) 96", T12 171-175W | 525 | L96T12 | L83T12 | E3134
1574 | LEDs | LED, (3) 96", T12 176-180W | 540 | L96T12 | L83T12 | E3135
1575 | LEDs | LED, (3) 96", T12 181-185W | 555 | L96T12 | L83T12 | E3136
1576 | LEDs | LED, (3) 96", T12 186-190W | 570 | L96T12 | L83T12 | E3137
1577 | LEDs | LED, (3) 96", T12 191-195W | 585 | L96T12 | L83T12 | E3138
1578 | LEDs | LED, (3) 96", T12 196-200W | 600 | L96T12 | L83T12 | E3139
1579 | LEDs | LED, (3) 96", T12 201-205W | 615 | L96T12 | L83T12 | E3140
1580 | LEDs | LED, (3) 96", T12 206-210W | 630 | L96T12 | L83T12 | E3141
1581 | LEDs | LED, (3) 96", T12 211-215W | 645 | L96T12 | L83T12 | E3142
1582 | LEDs | LED, (3) 96", T12 216-220W | 660 | L96T12 | L83T12 | E3143
1583 | LEDs | LED, (3) 96", T12 221-225W | 675 | L96T12 | L83T12 | E3144
1584 | LEDs | LED, (3) 96", T12 226-230W | 690 | L96T12 | L83T12 | E3145
1585 | LEDs | LED, (3) 96", T12 231-235W | 705 | L96T12 | L83T12 | E3146
1586 | LEDs | LED, (3) 96", T12 236-240W | 720 | L96T12 | L83T12 | E3147
1587 | LEDs | LED, (3) 96", T12 241-245W | 735 | L96T12 | L83T12 | E3148
1588 | LEDs | LED, (3) 96", T12 246-250W | 750 | L96T12 | L83T12 | E3149
1589 | LEDs | LED, (4) 96", T12 1-5W | 20 | L96T12 | L84T12 | E3150
1590 | LEDs | LED, (4) 96", T12 6-10W | 40 | L96T12 | L84T12 | E3151
1591 | LEDs | LED, (4) 96", T12 11-15W | 60 | L96T12 | L84T12 | E3152
1592 | LEDs | LED, (4) 96", T12 16-20W | 80 | L96T12 | L84T12 | E3153
1593 | LEDs | LED, (4) 96", T12 21-25W | 100 | L96T12 | L84T12 | E3154
1594 | LEDs | LED, (4) 96", T12 26-30W | 120 | L96T12 | L84T12 | E3155
1595 | LEDs | LED, (4) 96", T12 31-35W | 140 | L96T12 | L84T12 | E3156
1596 | LEDs | LED, (4) 96", T12 36-40W | 160 | L96T12 | L84T12 | E3157
1597 | LEDs | LED, (4) 96", T12 41-45W | 180 | L96T12 | L84T12 | E3158
1598 | LEDs | LED, (4) 96", T12 46-50W | 200 | L96T12 | L84T12 | E3159
1599 | LEDs | LED, (4) 96", T12 51-55W | 220 | L96T12 | L84T12 | E3160
1600 | LEDs | LED, (4) 96", T12 56-60W | 240 | L96T12 | L84T12 | E3161
1601 | LEDs | LED, (4) 96", T12 61-65W | 260 | L96T12 | L84T12 | E3162
1602 | LEDs | LED, (4) 96", T12 66-70W | 280 | L96T12 | L84T12 | E3163
1603 | LEDs | LED, (4) 96", T12 71-75W | 300 | L96T12 | L84T12 | E3164
1604 | LEDs | LED, (4) 96", T12 76-80W | 320 | L96T12 | L84T12 | E3165
1605 | LEDs | LED, (4) 96", T12 81-85W | 340 | L96T12 | L84T12 | E3166
1606 | LEDs | LED, (4) 96", T12 86-90W | 360 | L96T12 | L84T12 | E3167
1607 | LEDs | LED, (4) 96", T12 91-95W | 380 | L96T12 | L84T12 | E3168
1608 | LEDs | LED, (4) 96", T12 96-100W | 400 | L96T12 | L84T12 | E3169
1609 | LEDs | LED, (4) 96", T12 101-105W | 420 | L96T12 | L84T12 | E3170
1610 | LEDs | LED, (4) 96", T12 106-110W | 440 | L96T12 | L84T12 | E3171
1611 | LEDs | LED, (4) 96", T12 111-115W | 460 | L96T12 | L84T12 | E3172
1612 | LEDs | LED, (4) 96", T12 116-120W | 480 | L96T12 | L84T12 | E3173
1613 | LEDs | LED, (4) 96", T12 121-125W | 500 | L96T12 | L84T12 | E3174
1614 | LEDs | LED, (4) 96", T12 126-130W | 520 | L96T12 | L84T12 | E3175
1615 | LEDs | LED, (4) 96", T12 131-135W | 540 | L96T12 | L84T12 | E3176
1616 | LEDs | LED, (4) 96", T12 136-140W | 560 | L96T12 | L84T12 | E3177
1617 | LEDs | LED, (4) 96", T12 141-145W | 580 | L96T12 | L84T12 | E3178
1618 | LEDs | LED, (4) 96", T12 146-150W | 600 | L96T12 | L84T12 | E3179
1619 | LEDs | LED, (4) 96", T12 151-155W | 620 | L96T12 | L84T12 | E3180
1620 | LEDs | LED, (4) 96", T12 156-160W | 640 | L96T12 | L84T12 | E3181
1621 | LEDs | LED, (4) 96", T12 161-165W | 660 | L96T12 | L84T12 | E3182
1622 | LEDs | LED, (4) 96", T12 166-170W | 680 | L96T12 | L84T12 | E3183
1623 | LEDs | LED, (4) 96", T12 171-175W | 700 | L96T12 | L84T12 | E3184
1624 | LEDs | LED, (4) 96", T12 176-180W | 720 | L96T12 | L84T12 | E3185
1625 | LEDs | LED, (4) 96", T12 181-185W | 740 | L96T12 | L84T12 | E3186
1626 | LEDs | LED, (4) 96", T12 186-190W | 760 | L96T12 | L84T12 | E3187
1627 | LEDs | LED, (4) 96", T12 191-195W | 780 | L96T12 | L84T12 | E3188
1628 | LEDs | LED, (4) 96", T12 196-200W | 800 | L96T12 | L84T12 | E3189
1629 | LEDs | LED, (4) 96", T12 201-205W | 820 | L96T12 | L84T12 | E3190
1630 | LEDs | LED, (4) 96", T12 206-210W | 840 | L96T12 | L84T12 | E3191
1631 | LEDs | LED, (4) 96", T12 211-215W | 860 | L96T12 | L84T12 | E3192
1632 | LEDs | LED, (4) 96", T12 216-220W | 880 | L96T12 | L84T12 | E3193
1633 | LEDs | LED, (4) 96", T12 221-225W | 900 | L96T12 | L84T12 | E3194
1634 | LEDs | LED, (4) 96", T12 226-230W | 920 | L96T12 | L84T12 | E3195
1635 | LEDs | LED, (4) 96", T12 231-235W | 940 | L96T12 | L84T12 | E3196
1636 | LEDs | LED, (4) 96", T12 236-240W | 960 | L96T12 | L84T12 | E3197
1637 | LEDs | LED, (4) 96", T12 241-245W | 980 | L96T12 | L84T12 | E3198
1638 | LEDs | LED, (4) 96", T12 246-250W | 1000 | L96T12 | L84T12 | E3199
1639 | LEDs | LED, (6) 96", T12 1-5W | 30 | L96T12 | L86T12 | E3200
1640 | LEDs | LED, (6) 96", T12 6-10W | 60 | L96T12 | L86T12 | E3201
1641 | LEDs | LED, (6) 96", T12 11-15W | 90 | L96T12 | L86T12 | E3202
1642 | LEDs | LED, (6) 96", T12 16-20W | 120 | L96T12 | L86T12 | E3203
1643 | LEDs | LED, (6) 96", T12 21-25W | 150 | L96T12 | L86T12 | E3204
1644 | LEDs | LED, (6) 96", T12 26-30W | 180 | L96T12 | L86T12 | E3205
1645 | LEDs | LED, (6) 96", T12 31-35W | 210 | L96T12 | L86T12 | E3206
1646 | LEDs | LED, (6) 96", T12 36-40W | 240 | L96T12 | L86T12 | E3207
1647 | LEDs | LED, (6) 96", T12 41-45W | 270 | L96T12 | L86T12 | E3208
1648 | LEDs | LED, (6) 96", T12 46-50W | 300 | L96T12 | L86T12 | E3209
1649 | LEDs | LED, (6) 96", T12 51-55W | 330 | L96T12 | L86T12 | E3210
1650 | LEDs | LED, (6) 96", T12 56-60W | 360 | L96T12 | L86T12 | E3211
1651 | LEDs | LED, (6) 96", T12 61-65W | 390 | L96T12 | L86T12 | E3212
1652 | LEDs | LED, (6) 96", T12 66-70W | 420 | L96T12 | L86T12 | E3213
1653 | LEDs | LED, (6) 96", T12 71-75W | 450 | L96T12 | L86T12 | E3214
1654 | LEDs | LED, (6) 96", T12 76-80W | 480 | L96T12 | L86T12 | E3215
1655 | LEDs | LED, (6) 96", T12 81-85W | 510 | L96T12 | L86T12 | E3216
1656 | LEDs | LED, (6) 96", T12 86-90W | 540 | L96T12 | L86T12 | E3217
1657 | LEDs | LED, (6) 96", T12 91-95W | 570 | L96T12 | L86T12 | E3218
1658 | LEDs | LED, (6) 96", T12 96-100W | 600 | L96T12 | L86T12 | E3219
1659 | LEDs | LED, (6) 96", T12 101-105W | 630 | L96T12 | L86T12 | E3220
1660 | LEDs | LED, (6) 96", T12 106-110W | 660 | L96T12 | L86T12 | E3221
1661 | LEDs | LED, (6) 96", T12 111-115W | 690 | L96T12 | L86T12 | E3222
1662 | LEDs | LED, (6) 96", T12 116-120W | 720 | L96T12 | L86T12 | E3223
1663 | LEDs | LED, (6) 96", T12 121-125W | 750 | L96T12 | L86T12 | E3224
1664 | LEDs | LED, (6) 96", T12 126-130W | 780 | L96T12 | L86T12 | E3225
1665 | LEDs | LED, (6) 96", T12 131-135W | 810 | L96T12 | L86T12 | E3226
1666 | LEDs | LED, (6) 96", T12 136-140W | 840 | L96T12 | L86T12 | E3227
1667 | LEDs | LED, (6) 96", T12 141-145W | 870 | L96T12 | L86T12 | E3228
1668 | LEDs | LED, (6) 96", T12 146-150W | 900 | L96T12 | L86T12 | E3229
1669 | LEDs | LED, (6) 96", T12 151-155W | 930 | L96T12 | L86T12 | E3230
1670 | LEDs | LED, (6) 96", T12 156-160W | 960 | L96T12 | L86T12 | E3231
1671 | LEDs | LED, (6) 96", T12 161-165W | 990 | L96T12 | L86T12 | E3232
1672 | LEDs | LED, (6) 96", T12 166-170W | 1020 | L96T12 | L86T12 | E3233
1673 | LEDs | LED, (6) 96", T12 171-175W | 1050 | L96T12 | L86T12 | E3234
1674 | LEDs | LED, (6) 96", T12 176-180W | 1080 | L96T12 | L86T12 | E3235
1675 | LEDs | LED, (6) 96", T12 181-185W | 1110 | L96T12 | L86T12 | E3236
1676 | LEDs | LED, (6) 96", T12 186-190W | 1140 | L96T12 | L86T12 | E3237
1677 | LEDs | LED, (6) 96", T12 191-195W | 1170 | L96T12 | L86T12 | E3238
1678 | LEDs | LED, (6) 96", T12 196-200W | 1200 | L96T12 | L86T12 | E3239
1679 | LEDs | LED, (6) 96", T12 201-205W | 1230 | L96T12 | L86T12 | E3240
1680 | LEDs | LED, (6) 96", T12 206-210W | 1260 | L96T12 | L86T12 | E3241
1681 | LEDs | LED, (6) 96", T12 211-215W | 1290 | L96T12 | L86T12 | E3242
1682 | LEDs | LED, (6) 96", T12 216-220W | 1320 | L96T12 | L86T12 | E3243
1683 | LEDs | LED, (6) 96", T12 221-225W | 1350 | L96T12 | L86T12 | E3244
1684 | LEDs | LED, (6) 96", T12 226-230W | 1380 | L96T12 | L86T12 | E3245
1685 | LEDs | LED, (6) 96", T12 231-235W | 1410 | L96T12 | L86T12 | E3246
1686 | LEDs | LED, (6) 96", T12 236-240W | 1440 | L96T12 | L86T12 | E3247
1687 | LEDs | LED, (6) 96", T12 241-245W | 1470 | L96T12 | L86T12 | E3248
1688 | LEDs | LED, (6) 96", T12 246-250W | 1500 | L96T12 | L86T12 | E3249
1689 | LEDs | LED, (4) 48", Tandem T12 1-5W | 20 | LT48T12 | LT44T12 | E3250
1690 | LEDs | LED, (4) 48", Tandem T12 6-10W | 40 | LT48T12 | LT44T12 | E3251
1691 | LEDs | LED, (4) 48", Tandem T12 11-15W | 60 | LT48T12 | LT44T12 | E3252
1692 | LEDs | LED, (4) 48", Tandem T12 16-20W | 80 | LT48T12 | LT44T12 | E3253
1693 | LEDs | LED, (4) 48", Tandem T12 21-25W | 100 | LT48T12 | LT44T12 | E3254
1694 | LEDs | LED, (4) 48", Tandem T12 26-30W | 120 | LT48T12 | LT44T12 | E3255
1695 | LEDs | LED, (4) 48", Tandem T12 31-35W | 140 | LT48T12 | LT44T12 | E3256
1696 | LEDs | LED, (4) 48", Tandem T12 36-40W | 160 | LT48T12 | LT44T12 | E3257
1697 | LEDs | LED, (4) 48", Tandem T12 41-45W | 180 | LT48T12 | LT44T12 | E3258
1698 | LEDs | LED, (4) 48", Tandem T12 46-50W | 200 | LT48T12 | LT44T12 | E3259
1699 | LEDs | LED, (4) 48", Tandem T12 51-55W | 220 | LT48T12 | LT44T12 | E3260
1700 | LEDs | LED, (4) 48", Tandem T12 56-60W | 240 | LT48T12 | LT44T12 | E3261
1701 | LEDs | LED, (4) 48", Tandem T12 61-65W | 260 | LT48T12 | LT44T12 | E3262
1702 | LEDs | LED, (4) 48", Tandem T12 66-70W | 280 | LT48T12 | LT44T12 | E3263
1703 | LEDs | LED, (4) 48", Tandem T12 71-75W | 300 | LT48T12 | LT44T12 | E3264
1704 | LEDs | LED, (4) 48", Tandem T12 76-80W | 320 | LT48T12 | LT44T12 | E3265
1705 | LEDs | LED, (4) 48", Tandem T12 81-85W | 340 | LT48T12 | LT44T12 | E3266
1706 | LEDs | LED, (4) 48", Tandem T12 86-90W | 360 | LT48T12 | LT44T12 | E3267
1707 | LEDs | LED, (4) 48", Tandem T12 91-95W | 380 | LT48T12 | LT44T12 | E3268
1708 | LEDs | LED, (4) 48", Tandem T12 96-100W | 400 | LT48T12 | LT44T12 | E3269
1709 | LEDs | LED, (4) 48", Tandem T12 101-105W | 420 | LT48T12 | LT44T12 | E3270
1710 | LEDs | LED, (4) 48", Tandem T12 106-110W | 440 | LT48T12 | LT44T12 | E3271
1711 | LEDs | LED, (4) 48", Tandem T12 111-115W | 460 | LT48T12 | LT44T12 | E3272
1712 | LEDs | LED, (4) 48", Tandem T12 116-120W | 480 | LT48T12 | LT44T12 | E3273
1713 | LEDs | LED, (4) 48", Tandem T12 121-125W | 500 | LT48T12 | LT44T12 | E3274
1714 | LEDs | LED, (4) 48", Tandem T12 126-130W | 520 | LT48T12 | LT44T12 | E3275
1715 | LEDs | LED, (4) 48", Tandem T12 131-135W | 540 | LT48T12 | LT44T12 | E3276
1716 | LEDs | LED, (4) 48", Tandem T12 136-140W | 560 | LT48T12 | LT44T12 | E3277
1717 | LEDs | LED, (4) 48", Tandem T12 141-145W | 580 | LT48T12 | LT44T12 | E3278
1718 | LEDs | LED, (4) 48", Tandem T12 146-150W | 600 | LT48T12 | LT44T12 | E3279
1719 | LEDs | LED, (4) 48", Tandem T12 151-155W | 620 | LT48T12 | LT44T12 | E3280
1720 | LEDs | LED, (4) 48", Tandem T12 156-160W | 640 | LT48T12 | LT44T12 | E3281
1721 | LEDs | LED, (4) 48", Tandem T12 161-165W | 660 | LT48T12 | LT44T12 | E3282
1722 | LEDs | LED, (4) 48", Tandem T12 166-170W | 680 | LT48T12 | LT44T12 | E3283
1723 | LEDs | LED, (4) 48", Tandem T12 171-175W | 700 | LT48T12 | LT44T12 | E3284
1724 | LEDs | LED, (4) 48", Tandem T12 176-180W | 720 | LT48T12 | LT44T12 | E3285
1725 | LEDs | LED, (4) 48", Tandem T12 181-185W | 740 | LT48T12 | LT44T12 | E3286
1726 | LEDs | LED, (4) 48", Tandem T12 186-190W | 760 | LT48T12 | LT44T12 | E3287
1727 | LEDs | LED, (4) 48", Tandem T12 191-195W | 780 | LT48T12 | LT44T12 | E3288
1728 | LEDs | LED, (4) 48", Tandem T12 196-200W | 800 | LT48T12 | LT44T12 | E3289
1729 | LEDs | LED, (4) 48", Tandem T12 201-205W | 820 | LT48T12 | LT44T12 | E3290
1730 | LEDs | LED, (4) 48", Tandem T12 206-210W | 840 | LT48T12 | LT44T12 | E3291
1731 | LEDs | LED, (4) 48", Tandem T12 211-215W | 860 | LT48T12 | LT44T12 | E3292
1732 | LEDs | LED, (4) 48", Tandem T12 216-220W | 880 | LT48T12 | LT44T12 | E3293
1733 | LEDs | LED, (4) 48", Tandem T12 221-225W | 900 | LT48T12 | LT44T12 | E3294
1734 | LEDs | LED, (4) 48", Tandem T12 226-230W | 920 | LT48T12 | LT44T12 | E3295
1735 | LEDs | LED, (4) 48", Tandem T12 231-235W | 940 | LT48T12 | LT44T12 | E3296
1736 | LEDs | LED, (4) 48", Tandem T12 236-240W | 960 | LT48T12 | LT44T12 | E3297
1737 | LEDs | LED, (4) 48", Tandem T12 241-245W | 980 | LT48T12 | LT44T12 | E3298
1738 | LEDs | LED, (4) 48", Tandem T12 246-250W | 1000 | LT48T12 | LT44T12 | E3299
1739 | LEDs | LED, (1) 24", T8 1-5W | 5 | L24T8 | L21T8 | E3300
1740 | LEDs | LED, (1) 24", T8 6-10W | 10 | L24T8 | L21T8 | E3301
1741 | LEDs | LED, (1) 24", T8 11-15W | 15 | L24T8 | L21T8 | E3302
1742 | LEDs | LED, (1) 24", T8 16-20W | 20 | L24T8 | L21T8 | E3303
1743 | LEDs | LED, (1) 24", T8 21-25W | 25 | L24T8 | L21T8 | E3304
1744 | LEDs | LED, (1) 24", T8 26-30W | 30 | L24T8 | L21T8 | E3305
1745 | LEDs | LED, (1) 24", T8 31-35W | 35 | L24T8 | L21T8 | E3306
1746 | LEDs | LED, (1) 24", T8 36-40W | 40 | L24T8 | L21T8 | E3307
1747 | LEDs | LED, (1) 24", T8 41-45W | 45 | L24T8 | L21T8 | E3308
1748 | LEDs | LED, (1) 24", T8 46-50W | 50 | L24T8 | L21T8 | E3309
1749 | LEDs | LED, (1) 24", T8 51-55W | 55 | L24T8 | L21T8 | E3310
1750 | LEDs | LED, (1) 24", T8 56-60W | 60 | L24T8 | L21T8 | E3311
1751 | LEDs | LED, (1) 24", T8 61-65W | 65 | L24T8 | L21T8 | E3312
1752 | LEDs | LED, (1) 24", T8 66-70W | 70 | L24T8 | L21T8 | E3313
1753 | LEDs | LED, (1) 24", T8 71-75W | 75 | L24T8 | L21T8 | E3314
1754 | LEDs | LED, (1) 24", T8 76-80W | 80 | L24T8 | L21T8 | E3315
1755 | LEDs | LED, (1) 24", T8 81-85W | 85 | L24T8 | L21T8 | E3316
1756 | LEDs | LED, (1) 24", T8 86-90W | 90 | L24T8 | L21T8 | E3317
1757 | LEDs | LED, (1) 24", T8 91-95W | 95 | L24T8 | L21T8 | E3318
1758 | LEDs | LED, (1) 24", T8 96-100W | 100 | L24T8 | L21T8 | E3319
1759 | LEDs | LED, (1) 24", T8 101-105W | 105 | L24T8 | L21T8 | E3320
1760 | LEDs | LED, (1) 24", T8 106-110W | 110 | L24T8 | L21T8 | E3321
1761 | LEDs | LED, (1) 24", T8 111-115W | 115 | L24T8 | L21T8 | E3322
1762 | LEDs | LED, (1) 24", T8 116-120W | 120 | L24T8 | L21T8 | E3323
1763 | LEDs | LED, (1) 24", T8 121-125W | 125 | L24T8 | L21T8 | E3324
1764 | LEDs | LED, (1) 24", T8 126-130W | 130 | L24T8 | L21T8 | E3325
1765 | LEDs | LED, (1) 24", T8 131-135W | 135 | L24T8 | L21T8 | E3326
1766 | LEDs | LED, (1) 24", T8 136-140W | 140 | L24T8 | L21T8 | E3327
1767 | LEDs | LED, (1) 24", T8 141-145W | 145 | L24T8 | L21T8 | E3328
1768 | LEDs | LED, (1) 24", T8 146-150W | 150 | L24T8 | L21T8 | E3329
1769 | LEDs | LED, (1) 24", T8 151-155W | 155 | L24T8 | L21T8 | E3330
1770 | LEDs | LED, (1) 24", T8 156-160W | 160 | L24T8 | L21T8 | E3331
1771 | LEDs | LED, (1) 24", T8 161-165W | 165 | L24T8 | L21T8 | E3332
1772 | LEDs | LED, (1) 24", T8 166-170W | 170 | L24T8 | L21T8 | E3333
1773 | LEDs | LED, (1) 24", T8 171-175W | 175 | L24T8 | L21T8 | E3334
1774 | LEDs | LED, (1) 24", T8 176-180W | 180 | L24T8 | L21T8 | E3335
1775 | LEDs | LED, (1) 24", T8 181-185W | 185 | L24T8 | L21T8 | E3336
1776 | LEDs | LED, (1) 24", T8 186-190W | 190 | L24T8 | L21T8 | E3337
1777 | LEDs | LED, (1) 24", T8 191-195W | 195 | L24T8 | L21T8 | E3338
1778 | LEDs | LED, (1) 24", T8 196-200W | 200 | L24T8 | L21T8 | E3339
1779 | LEDs | LED, (1) 24", T8 201-205W | 205 | L24T8 | L21T8 | E3340
1780 | LEDs | LED, (1) 24", T8 206-210W | 210 | L24T8 | L21T8 | E3341
1781 | LEDs | LED, (1) 24", T8 211-215W | 215 | L24T8 | L21T8 | E3342
1782 | LEDs | LED, (1) 24", T8 216-220W | 220 | L24T8 | L21T8 | E3343
1783 | LEDs | LED, (1) 24", T8 221-225W | 225 | L24T8 | L21T8 | E3344
1784 | LEDs | LED, (1) 24", T8 226-230W | 230 | L24T8 | L21T8 | E3345
1785 | LEDs | LED, (1) 24", T8 231-235W | 235 | L24T8 | L21T8 | E3346
1786 | LEDs | LED, (1) 24", T8 236-240W | 240 | L24T8 | L21T8 | E3347
1787 | LEDs | LED, (1) 24", T8 241-245W | 245 | L24T8 | L21T8 | E3348
1788 | LEDs | LED, (1) 24", T8 246-250W | 250 | L24T8 | L21T8 | E3349
1789 | LEDs | LED, (2) 24", T8 1-5W | 10 | L24T8 | L22T8 | E3350
1790 | LEDs | LED, (2) 24", T8 6-10W | 20 | L24T8 | L22T8 | E3351
1791 | LEDs | LED, (2) 24", T8 11-15W | 30 | L24T8 | L22T8 | E3352
1792 | LEDs | LED, (2) 24", T8 16-20W | 40 | L24T8 | L22T8 | E3353
1793 | LEDs | LED, (2) 24", T8 21-25W | 50 | L24T8 | L22T8 | E3354
1794 | LEDs | LED, (2) 24", T8 26-30W | 60 | L24T8 | L22T8 | E3355
1795 | LEDs | LED, (2) 24", T8 31-35W | 70 | L24T8 | L22T8 | E3356
1796 | LEDs | LED, (2) 24", T8 36-40W | 80 | L24T8 | L22T8 | E3357
1797 | LEDs | LED, (2) 24", T8 41-45W | 90 | L24T8 | L22T8 | E3358
1798 | LEDs | LED, (2) 24", T8 46-50W | 100 | L24T8 | L22T8 | E3359
1799 | LEDs | LED, (2) 24", T8 51-55W | 110 | L24T8 | L22T8 | E3360
1800 | LEDs | LED, (2) 24", T8 56-60W | 120 | L24T8 | L22T8 | E3361
1801 | LEDs | LED, (2) 24", T8 61-65W | 130 | L24T8 | L22T8 | E3362
1802 | LEDs | LED, (2) 24", T8 66-70W | 140 | L24T8 | L22T8 | E3363
1803 | LEDs | LED, (2) 24", T8 71-75W | 150 | L24T8 | L22T8 | E3364
1804 | LEDs | LED, (2) 24", T8 76-80W | 160 | L24T8 | L22T8 | E3365
1805 | LEDs | LED, (2) 24", T8 81-85W | 170 | L24T8 | L22T8 | E3366
1806 | LEDs | LED, (2) 24", T8 86-90W | 180 | L24T8 | L22T8 | E3367
1807 | LEDs | LED, (2) 24", T8 91-95W | 190 | L24T8 | L22T8 | E3368
1808 | LEDs | LED, (2) 24", T8 96-100W | 200 | L24T8 | L22T8 | E3369
1809 | LEDs | LED, (2) 24", T8 101-105W | 210 | L24T8 | L22T8 | E3370
1810 | LEDs | LED, (2) 24", T8 106-110W | 220 | L24T8 | L22T8 | E3371
1811 | LEDs | LED, (2) 24", T8 111-115W | 230 | L24T8 | L22T8 | E3372
1812 | LEDs | LED, (2) 24", T8 116-120W | 240 | L24T8 | L22T8 | E3373
1813 | LEDs | LED, (2) 24", T8 121-125W | 250 | L24T8 | L22T8 | E3374
1814 | LEDs | LED, (2) 24", T8 126-130W | 260 | L24T8 | L22T8 | E3375
1815 | LEDs | LED, (2) 24", T8 131-135W | 270 | L24T8 | L22T8 | E3376
1816 | LEDs | LED, (2) 24", T8 136-140W | 280 | L24T8 | L22T8 | E3377
1817 | LEDs | LED, (2) 24", T8 141-145W | 290 | L24T8 | L22T8 | E3378
1818 | LEDs | LED, (2) 24", T8 146-150W | 300 | L24T8 | L22T8 | E3379
1819 | LEDs | LED, (2) 24", T8 151-155W | 310 | L24T8 | L22T8 | E3380
1820 | LEDs | LED, (2) 24", T8 156-160W | 320 | L24T8 | L22T8 | E3381
1821 | LEDs | LED, (2) 24", T8 161-165W | 330 | L24T8 | L22T8 | E3382
1822 | LEDs | LED, (2) 24", T8 166-170W | 340 | L24T8 | L22T8 | E3383
1823 | LEDs | LED, (2) 24", T8 171-175W | 350 | L24T8 | L22T8 | E3384
1824 | LEDs | LED, (2) 24", T8 176-180W | 360 | L24T8 | L22T8 | E3385
1825 | LEDs | LED, (2) 24", T8 181-185W | 370 | L24T8 | L22T8 | E3386
1826 | LEDs | LED, (2) 24", T8 186-190W | 380 | L24T8 | L22T8 | E3387
1827 | LEDs | LED, (2) 24", T8 191-195W | 390 | L24T8 | L22T8 | E3388
1828 | LEDs | LED, (2) 24", T8 196-200W | 400 | L24T8 | L22T8 | E3389
1829 | LEDs | LED, (2) 24", T8 201-205W | 410 | L24T8 | L22T8 | E3390
1830 | LEDs | LED, (2) 24", T8 206-210W | 420 | L24T8 | L22T8 | E3391
1831 | LEDs | LED, (2) 24", T8 211-215W | 430 | L24T8 | L22T8 | E3392
1832 | LEDs | LED, (2) 24", T8 216-220W | 440 | L24T8 | L22T8 | E3393
1833 | LEDs | LED, (2) 24", T8 221-225W | 450 | L24T8 | L22T8 | E3394
1834 | LEDs | LED, (2) 24", T8 226-230W | 460 | L24T8 | L22T8 | E3395
1835 | LEDs | LED, (2) 24", T8 231-235W | 470 | L24T8 | L22T8 | E3396
1836 | LEDs | LED, (2) 24", T8 236-240W | 480 | L24T8 | L22T8 | E3397
1837 | LEDs | LED, (2) 24", T8 241-245W | 490 | L24T8 | L22T8 | E3398
1838 | LEDs | LED, (2) 24", T8 246-250W | 500 | L24T8 | L22T8 | E3399
1839 | LEDs | LED, (3) 24", T8 1-5W | 15 | L24T8 | L23T8 | E3400
1840 | LEDs | LED, (3) 24", T8 6-10W | 30 | L24T8 | L23T8 | E3401
1841 | LEDs | LED, (3) 24", T8 11-15W | 45 | L24T8 | L23T8 | E3402
1842 | LEDs | LED, (3) 24", T8 16-20W | 60 | L24T8 | L23T8 | E3403
1843 | LEDs | LED, (3) 24", T8 21-25W | 75 | L24T8 | L23T8 | E3404
1844 | LEDs | LED, (3) 24", T8 26-30W | 90 | L24T8 | L23T8 | E3405
1845 | LEDs | LED, (3) 24", T8 31-35W | 105 | L24T8 | L23T8 | E3406
1846 | LEDs | LED, (3) 24", T8 36-40W | 120 | L24T8 | L23T8 | E3407
1847 | LEDs | LED, (3) 24", T8 41-45W | 135 | L24T8 | L23T8 | E3408
1848 | LEDs | LED, (3) 24", T8 46-50W | 150 | L24T8 | L23T8 | E3409
1849 | LEDs | LED, (3) 24", T8 51-55W | 165 | L24T8 | L23T8 | E3410
1850 | LEDs | LED, (3) 24", T8 56-60W | 180 | L24T8 | L23T8 | E3411
1851 | LEDs | LED, (3) 24", T8 61-65W | 195 | L24T8 | L23T8 | E3412
1852 | LEDs | LED, (3) 24", T8 66-70W | 210 | L24T8 | L23T8 | E3413
1853 | LEDs | LED, (3) 24", T8 71-75W | 225 | L24T8 | L23T8 | E3414
1854 | LEDs | LED, (3) 24", T8 76-80W | 240 | L24T8 | L23T8 | E3415
1855 | LEDs | LED, (3) 24", T8 81-85W | 255 | L24T8 | L23T8 | E3416
1856 | LEDs | LED, (3) 24", T8 86-90W | 270 | L24T8 | L23T8 | E3417
1857 | LEDs | LED, (3) 24", T8 91-95W | 285 | L24T8 | L23T8 | E3418
1858 | LEDs | LED, (3) 24", T8 96-100W | 300 | L24T8 | L23T8 | E3419
1859 | LEDs | LED, (3) 24", T8 101-105W | 315 | L24T8 | L23T8 | E3420
1860 | LEDs | LED, (3) 24", T8 106-110W | 330 | L24T8 | L23T8 | E3421
1861 | LEDs | LED, (3) 24", T8 111-115W | 345 | L24T8 | L23T8 | E3422
1862 | LEDs | LED, (3) 24", T8 116-120W | 360 | L24T8 | L23T8 | E3423
1863 | LEDs | LED, (3) 24", T8 121-125W | 375 | L24T8 | L23T8 | E3424
1864 | LEDs | LED, (3) 24", T8 126-130W | 390 | L24T8 | L23T8 | E3425
1865 | LEDs | LED, (3) 24", T8 131-135W | 405 | L24T8 | L23T8 | E3426
1866 | LEDs | LED, (3) 24", T8 136-140W | 420 | L24T8 | L23T8 | E3427
1867 | LEDs | LED, (3) 24", T8 141-145W | 435 | L24T8 | L23T8 | E3428
1868 | LEDs | LED, (3) 24", T8 146-150W | 450 | L24T8 | L23T8 | E3429
1869 | LEDs | LED, (3) 24", T8 151-155W | 465 | L24T8 | L23T8 | E3430
1870 | LEDs | LED, (3) 24", T8 156-160W | 480 | L24T8 | L23T8 | E3431
1871 | LEDs | LED, (3) 24", T8 161-165W | 495 | L24T8 | L23T8 | E3432
1872 | LEDs | LED, (3) 24", T8 166-170W | 510 | L24T8 | L23T8 | E3433
1873 | LEDs | LED, (3) 24", T8 171-175W | 525 | L24T8 | L23T8 | E3434
1874 | LEDs | LED, (3) 24", T8 176-180W | 540 | L24T8 | L23T8 | E3435
1875 | LEDs | LED, (3) 24", T8 181-185W | 555 | L24T8 | L23T8 | E3436
1876 | LEDs | LED, (3) 24", T8 186-190W | 570 | L24T8 | L23T8 | E3437
1877 | LEDs | LED, (3) 24", T8 191-195W | 585 | L24T8 | L23T8 | E3438
1878 | LEDs | LED, (3) 24", T8 196-200W | 600 | L24T8 | L23T8 | E3439
1879 | LEDs | LED, (3) 24", T8 201-205W | 615 | L24T8 | L23T8 | E3440
1880 | LEDs | LED, (3) 24", T8 206-210W | 630 | L24T8 | L23T8 | E3441
1881 | LEDs | LED, (3) 24", T8 211-215W | 645 | L24T8 | L23T8 | E3442
1882 | LEDs | LED, (3) 24", T8 216-220W | 660 | L24T8 | L23T8 | E3443
1883 | LEDs | LED, (3) 24", T8 221-225W | 675 | L24T8 | L23T8 | E3444
1884 | LEDs | LED, (3) 24", T8 226-230W | 690 | L24T8 | L23T8 | E3445
1885 | LEDs | LED, (3) 24", T8 231-235W | 705 | L24T8 | L23T8 | E3446
1886 | LEDs | LED, (3) 24", T8 236-240W | 720 | L24T8 | L23T8 | E3447
1887 | LEDs | LED, (3) 24", T8 241-245W | 735 | L24T8 | L23T8 | E3448
1888 | LEDs | LED, (3) 24", T8 246-250W | 750 | L24T8 | L23T8 | E3449
1889 | LEDs | LED, (4) 24", T8 1-5W | 20 | L24T8 | L24T8 | E3450
1890 | LEDs | LED, (4) 24", T8 6-10W | 40 | L24T8 | L24T8 | E3451
1891 | LEDs | LED, (4) 24", T8 11-15W | 60 | L24T8 | L24T8 | E3452
1892 | LEDs | LED, (4) 24", T8 16-20W | 80 | L24T8 | L24T8 | E3453
1893 | LEDs | LED, (4) 24", T8 21-25W | 100 | L24T8 | L24T8 | E3454
1894 | LEDs | LED, (4) 24", T8 26-30W | 120 | L24T8 | L24T8 | E3455
1895 | LEDs | LED, (4) 24", T8 31-35W | 140 | L24T8 | L24T8 | E3456
1896 | LEDs | LED, (4) 24", T8 36-40W | 160 | L24T8 | L24T8 | E3457
1897 | LEDs | LED, (4) 24", T8 41-45W | 180 | L24T8 | L24T8 | E3458
1898 | LEDs | LED, (4) 24", T8 46-50W | 200 | L24T8 | L24T8 | E3459
1899 | LEDs | LED, (4) 24", T8 51-55W | 220 | L24T8 | L24T8 | E3460
1900 | LEDs | LED, (4) 24", T8 56-60W | 240 | L24T8 | L24T8 | E3461
1901 | LEDs | LED, (4) 24", T8 61-65W | 260 | L24T8 | L24T8 | E3462
1902 | LEDs | LED, (4) 24", T8 66-70W | 280 | L24T8 | L24T8 | E3463
1903 | LEDs | LED, (4) 24", T8 71-75W | 300 | L24T8 | L24T8 | E3464
1904 | LEDs | LED, (4) 24", T8 76-80W | 320 | L24T8 | L24T8 | E3465
1905 | LEDs | LED, (4) 24", T8 81-85W | 340 | L24T8 | L24T8 | E3466
1906 | LEDs | LED, (4) 24", T8 86-90W | 360 | L24T8 | L24T8 | E3467
1907 | LEDs | LED, (4) 24", T8 91-95W | 380 | L24T8 | L24T8 | E3468
1908 | LEDs | LED, (4) 24", T8 96-100W | 400 | L24T8 | L24T8 | E3469
1909 | LEDs | LED, (4) 24", T8 101-105W | 420 | L24T8 | L24T8 | E3470
1910 | LEDs | LED, (4) 24", T8 106-110W | 440 | L24T8 | L24T8 | E3471
1911 | LEDs | LED, (4) 24", T8 111-115W | 460 | L24T8 | L24T8 | E3472
1912 | LEDs | LED, (4) 24", T8 116-120W | 480 | L24T8 | L24T8 | E3473
1913 | LEDs | LED, (4) 24", T8 121-125W | 500 | L24T8 | L24T8 | E3474
1914 | LEDs | LED, (4) 24", T8 126-130W | 520 | L24T8 | L24T8 | E3475
1915 | LEDs | LED, (4) 24", T8 131-135W | 540 | L24T8 | L24T8 | E3476
1916 | LEDs | LED, (4) 24", T8 136-140W | 560 | L24T8 | L24T8 | E3477
1917 | LEDs | LED, (4) 24", T8 141-145W | 580 | L24T8 | L24T8 | E3478
1918 | LEDs | LED, (4) 24", T8 146-150W | 600 | L24T8 | L24T8 | E3479
1919 | LEDs | LED, (4) 24", T8 151-155W | 620 | L24T8 | L24T8 | E3480
1920 | LEDs | LED, (4) 24", T8 156-160W | 640 | L24T8 | L24T8 | E3481
1921 | LEDs | LED, (4) 24", T8 161-165W | 660 | L24T8 | L24T8 | E3482
1922 | LEDs | LED, (4) 24", T8 166-170W | 680 | L24T8 | L24T8 | E3483
1923 | LEDs | LED, (4) 24", T8 171-175W | 700 | L24T8 | L24T8 | E3484
1924 | LEDs | LED, (4) 24", T8 176-180W | 720 | L24T8 | L24T8 | E3485
1925 | LEDs | LED, (4) 24", T8 181-185W | 740 | L24T8 | L24T8 | E3486
1926 | LEDs | LED, (4) 24", T8 186-190W | 760 | L24T8 | L24T8 | E3487
1927 | LEDs | LED, (4) 24", T8 191-195W | 780 | L24T8 | L24T8 | E3488
1928 | LEDs | LED, (4) 24", T8 196-200W | 800 | L24T8 | L24T8 | E3489
1929 | LEDs | LED, (4) 24", T8 201-205W | 820 | L24T8 | L24T8 | E3490
1930 | LEDs | LED, (4) 24", T8 206-210W | 840 | L24T8 | L24T8 | E3491
1931 | LEDs | LED, (4) 24", T8 211-215W | 860 | L24T8 | L24T8 | E3492
1932 | LEDs | LED, (4) 24", T8 216-220W | 880 | L24T8 | L24T8 | E3493
1933 | LEDs | LED, (4) 24", T8 221-225W | 900 | L24T8 | L24T8 | E3494
1934 | LEDs | LED, (4) 24", T8 226-230W | 920 | L24T8 | L24T8 | E3495
1935 | LEDs | LED, (4) 24", T8 231-235W | 940 | L24T8 | L24T8 | E3496
1936 | LEDs | LED, (4) 24", T8 236-240W | 960 | L24T8 | L24T8 | E3497
1937 | LEDs | LED, (4) 24", T8 241-245W | 980 | L24T8 | L24T8 | E3498
1938 | LEDs | LED, (4) 24", T8 246-250W | 1000 | L24T8 | L24T8 | E3499
1939 | LEDs | LED, (1) 24", U-Tube T8 1-5W | 5 | LU24T8 | LU21T8 | E3500
1940 | LEDs | LED, (1) 24", U-Tube T8 6-10W | 10 | LU24T8 | LU21T8 | E3501
1941 | LEDs | LED, (1) 24", U-Tube T8 11-15W | 15 | LU24T8 | LU21T8 | E3502
1942 | LEDs | LED, (1) 24", U-Tube T8 16-20W | 20 | LU24T8 | LU21T8 | E3503
1943 | LEDs | LED, (1) 24", U-Tube T8 21-25W | 25 | LU24T8 | LU21T8 | E3504
1944 | LEDs | LED, (1) 24", U-Tube T8 26-30W | 30 | LU24T8 | LU21T8 | E3505
1945 | LEDs | LED, (1) 24", U-Tube T8 31-35W | 35 | LU24T8 | LU21T8 | E3506
1946 | LEDs | LED, (1) 24", U-Tube T8 36-40W | 40 | LU24T8 | LU21T8 | E3507
1947 | LEDs | LED, (1) 24", U-Tube T8 41-45W | 45 | LU24T8 | LU21T8 | E3508
1948 | LEDs | LED, (1) 24", U-Tube T8 46-50W | 50 | LU24T8 | LU21T8 | E3509
1949 | LEDs | LED, (1) 24", U-Tube T8 51-55W | 55 | LU24T8 | LU21T8 | E3510
1950 | LEDs | LED, (1) 24", U-Tube T8 56-60W | 60 | LU24T8 | LU21T8 | E3511
1951 | LEDs | LED, (1) 24", U-Tube T8 61-65W | 65 | LU24T8 | LU21T8 | E3512
1952 | LEDs | LED, (1) 24", U-Tube T8 66-70W | 70 | LU24T8 | LU21T8 | E3513
1953 | LEDs | LED, (1) 24", U-Tube T8 71-75W | 75 | LU24T8 | LU21T8 | E3514
1954 | LEDs | LED, (1) 24", U-Tube T8 76-80W | 80 | LU24T8 | LU21T8 | E3515
1955 | LEDs | LED, (1) 24", U-Tube T8 81-85W | 85 | LU24T8 | LU21T8 | E3516
1956 | LEDs | LED, (1) 24", U-Tube T8 86-90W | 90 | LU24T8 | LU21T8 | E3517
1957 | LEDs | LED, (1) 24", U-Tube T8 91-95W | 95 | LU24T8 | LU21T8 | E3518
1958 | LEDs | LED, (1) 24", U-Tube T8 96-100W | 100 | LU24T8 | LU21T8 | E3519
1959 | LEDs | LED, (1) 24", U-Tube T8 101-105W | 105 | LU24T8 | LU21T8 | E3520
1960 | LEDs | LED, (1) 24", U-Tube T8 106-110W | 110 | LU24T8 | LU21T8 | E3521
1961 | LEDs | LED, (1) 24", U-Tube T8 111-115W | 115 | LU24T8 | LU21T8 | E3522
1962 | LEDs | LED, (1) 24", U-Tube T8 116-120W | 120 | LU24T8 | LU21T8 | E3523
1963 | LEDs | LED, (1) 24", U-Tube T8 121-125W | 125 | LU24T8 | LU21T8 | E3524
1964 | LEDs | LED, (1) 24", U-Tube T8 126-130W | 130 | LU24T8 | LU21T8 | E3525
1965 | LEDs | LED, (1) 24", U-Tube T8 131-135W | 135 | LU24T8 | LU21T8 | E3526
1966 | LEDs | LED, (1) 24", U-Tube T8 136-140W | 140 | LU24T8 | LU21T8 | E3527
1967 | LEDs | LED, (1) 24", U-Tube T8 141-145W | 145 | LU24T8 | LU21T8 | E3528
1968 | LEDs | LED, (1) 24", U-Tube T8 146-150W | 150 | LU24T8 | LU21T8 | E3529
1969 | LEDs | LED, (1) 24", U-Tube T8 151-155W | 155 | LU24T8 | LU21T8 | E3530
1970 | LEDs | LED, (1) 24", U-Tube T8 156-160W | 160 | LU24T8 | LU21T8 | E3531
1971 | LEDs | LED, (1) 24", U-Tube T8 161-165W | 165 | LU24T8 | LU21T8 | E3532
1972 | LEDs | LED, (1) 24", U-Tube T8 166-170W | 170 | LU24T8 | LU21T8 | E3533
1973 | LEDs | LED, (1) 24", U-Tube T8 171-175W | 175 | LU24T8 | LU21T8 | E3534
1974 | LEDs | LED, (1) 24", U-Tube T8 176-180W | 180 | LU24T8 | LU21T8 | E3535
1975 | LEDs | LED, (1) 24", U-Tube T8 181-185W | 185 | LU24T8 | LU21T8 | E3536
1976 | LEDs | LED, (1) 24", U-Tube T8 186-190W | 190 | LU24T8 | LU21T8 | E3537
1977 | LEDs | LED, (1) 24", U-Tube T8 191-195W | 195 | LU24T8 | LU21T8 | E3538
1978 | LEDs | LED, (1) 24", U-Tube T8 196-200W | 200 | LU24T8 | LU21T8 | E3539
1979 | LEDs | LED, (1) 24", U-Tube T8 201-205W | 205 | LU24T8 | LU21T8 | E3540
1980 | LEDs | LED, (1) 24", U-Tube T8 206-210W | 210 | LU24T8 | LU21T8 | E3541
1981 | LEDs | LED, (1) 24", U-Tube T8 211-215W | 215 | LU24T8 | LU21T8 | E3542
1982 | LEDs | LED, (1) 24", U-Tube T8 216-220W | 220 | LU24T8 | LU21T8 | E3543
1983 | LEDs | LED, (1) 24", U-Tube T8 221-225W | 225 | LU24T8 | LU21T8 | E3544
1984 | LEDs | LED, (1) 24", U-Tube T8 226-230W | 230 | LU24T8 | LU21T8 | E3545
1985 | LEDs | LED, (1) 24", U-Tube T8 231-235W | 235 | LU24T8 | LU21T8 | E3546
1986 | LEDs | LED, (1) 24", U-Tube T8 236-240W | 240 | LU24T8 | LU21T8 | E3547
1987 | LEDs | LED, (1) 24", U-Tube T8 241-245W | 245 | LU24T8 | LU21T8 | E3548
1988 | LEDs | LED, (1) 24", U-Tube T8 246-250W | 250 | LU24T8 | LU21T8 | E3549
1989 | LEDs | LED, (2) 24", U-Tube T8 1-5W | 10 | LU24T8 | LU22T8 | E3550
1990 | LEDs | LED, (2) 24", U-Tube T8 6-10W | 20 | LU24T8 | LU22T8 | E3551
1991 | LEDs | LED, (2) 24", U-Tube T8 11-15W | 30 | LU24T8 | LU22T8 | E3552
1992 | LEDs | LED, (2) 24", U-Tube T8 16-20W | 40 | LU24T8 | LU22T8 | E3553
1993 | LEDs | LED, (2) 24", U-Tube T8 21-25W | 50 | LU24T8 | LU22T8 | E3554
1994 | LEDs | LED, (2) 24", U-Tube T8 26-30W | 60 | LU24T8 | LU22T8 | E3555
1995 | LEDs | LED, (2) 24", U-Tube T8 31-35W | 70 | LU24T8 | LU22T8 | E3556
1996 | LEDs | LED, (2) 24", U-Tube T8 36-40W | 80 | LU24T8 | LU22T8 | E3557
1997 | LEDs | LED, (2) 24", U-Tube T8 41-45W | 90 | LU24T8 | LU22T8 | E3558
1998 | LEDs | LED, (2) 24", U-Tube T8 46-50W | 100 | LU24T8 | LU22T8 | E3559
1999 | LEDs | LED, (2) 24", U-Tube T8 51-55W | 110 | LU24T8 | LU22T8 | E3560
2000 | LEDs | LED, (2) 24", U-Tube T8 56-60W | 120 | LU24T8 | LU22T8 | E3561
2001 | LEDs | LED, (2) 24", U-Tube T8 61-65W | 130 | LU24T8 | LU22T8 | E3562
2002 | LEDs | LED, (2) 24", U-Tube T8 66-70W | 140 | LU24T8 | LU22T8 | E3563
2003 | LEDs | LED, (2) 24", U-Tube T8 71-75W | 150 | LU24T8 | LU22T8 | E3564
2004 | LEDs | LED, (2) 24", U-Tube T8 76-80W | 160 | LU24T8 | LU22T8 | E3565
2005 | LEDs | LED, (2) 24", U-Tube T8 81-85W | 170 | LU24T8 | LU22T8 | E3566
2006 | LEDs | LED, (2) 24", U-Tube T8 86-90W | 180 | LU24T8 | LU22T8 | E3567
2007 | LEDs | LED, (2) 24", U-Tube T8 91-95W | 190 | LU24T8 | LU22T8 | E3568
2008 | LEDs | LED, (2) 24", U-Tube T8 96-100W | 200 | LU24T8 | LU22T8 | E3569
2009 | LEDs | LED, (2) 24", U-Tube T8 101-105W | 210 | LU24T8 | LU22T8 | E3570
2010 | LEDs | LED, (2) 24", U-Tube T8 106-110W | 220 | LU24T8 | LU22T8 | E3571
2011 | LEDs | LED, (2) 24", U-Tube T8 111-115W | 230 | LU24T8 | LU22T8 | E3572
2012 | LEDs | LED, (2) 24", U-Tube T8 116-120W | 240 | LU24T8 | LU22T8 | E3573
2013 | LEDs | LED, (2) 24", U-Tube T8 121-125W | 250 | LU24T8 | LU22T8 | E3574
2014 | LEDs | LED, (2) 24", U-Tube T8 126-130W | 260 | LU24T8 | LU22T8 | E3575
2015 | LEDs | LED, (2) 24", U-Tube T8 131-135W | 270 | LU24T8 | LU22T8 | E3576
2016 | LEDs | LED, (2) 24", U-Tube T8 136-140W | 280 | LU24T8 | LU22T8 | E3577
2017 | LEDs | LED, (2) 24", U-Tube T8 141-145W | 290 | LU24T8 | LU22T8 | E3578
2018 | LEDs | LED, (2) 24", U-Tube T8 146-150W | 300 | LU24T8 | LU22T8 | E3579
2019 | LEDs | LED, (2) 24", U-Tube T8 151-155W | 310 | LU24T8 | LU22T8 | E3580
2020 | LEDs | LED, (2) 24", U-Tube T8 156-160W | 320 | LU24T8 | LU22T8 | E3581
2021 | LEDs | LED, (2) 24", U-Tube T8 161-165W | 330 | LU24T8 | LU22T8 | E3582
2022 | LEDs | LED, (2) 24", U-Tube T8 166-170W | 340 | LU24T8 | LU22T8 | E3583
2023 | LEDs | LED, (2) 24", U-Tube T8 171-175W | 350 | LU24T8 | LU22T8 | E3584
2024 | LEDs | LED, (2) 24", U-Tube T8 176-180W | 360 | LU24T8 | LU22T8 | E3585
2025 | LEDs | LED, (2) 24", U-Tube T8 181-185W | 370 | LU24T8 | LU22T8 | E3586
2026 | LEDs | LED, (2) 24", U-Tube T8 186-190W | 380 | LU24T8 | LU22T8 | E3587
2027 | LEDs | LED, (2) 24", U-Tube T8 191-195W | 390 | LU24T8 | LU22T8 | E3588
2028 | LEDs | LED, (2) 24", U-Tube T8 196-200W | 400 | LU24T8 | LU22T8 | E3589
2029 | LEDs | LED, (2) 24", U-Tube T8 201-205W | 410 | LU24T8 | LU22T8 | E3590
2030 | LEDs | LED, (2) 24", U-Tube T8 206-210W | 420 | LU24T8 | LU22T8 | E3591
2031 | LEDs | LED, (2) 24", U-Tube T8 211-215W | 430 | LU24T8 | LU22T8 | E3592
2032 | LEDs | LED, (2) 24", U-Tube T8 216-220W | 440 | LU24T8 | LU22T8 | E3593
2033 | LEDs | LED, (2) 24", U-Tube T8 221-225W | 450 | LU24T8 | LU22T8 | E3594
2034 | LEDs | LED, (2) 24", U-Tube T8 226-230W | 460 | LU24T8 | LU22T8 | E3595
2035 | LEDs | LED, (2) 24", U-Tube T8 231-235W | 470 | LU24T8 | LU22T8 | E3596
2036 | LEDs | LED, (2) 24", U-Tube T8 236-240W | 480 | LU24T8 | LU22T8 | E3597
2037 | LEDs | LED, (2) 24", U-Tube T8 241-245W | 490 | LU24T8 | LU22T8 | E3598
2038 | LEDs | LED, (2) 24", U-Tube T8 246-250W | 500 | LU24T8 | LU22T8 | E3599
2039 | LEDs | LED, (1) 36", T8 1-5W | 5 | L36T8 | L31T8 | E3600
2040 | LEDs | LED, (1) 36", T8 6-10W | 10 | L36T8 | L31T8 | E3601
2041 | LEDs | LED, (1) 36", T8 11-15W | 15 | L36T8 | L31T8 | E3602
2042 | LEDs | LED, (1) 36", T8 16-20W | 20 | L36T8 | L31T8 | E3603
2043 | LEDs | LED, (1) 36", T8 21-25W | 25 | L36T8 | L31T8 | E3604
2044 | LEDs | LED, (1) 36", T8 26-30W | 30 | L36T8 | L31T8 | E3605
2045 | LEDs | LED, (1) 36", T8 31-35W | 35 | L36T8 | L31T8 | E3606
2046 | LEDs | LED, (1) 36", T8 36-40W | 40 | L36T8 | L31T8 | E3607
2047 | LEDs | LED, (1) 36", T8 41-45W | 45 | L36T8 | L31T8 | E3608
2048 | LEDs | LED, (1) 36", T8 46-50W | 50 | L36T8 | L31T8 | E3609
2049 | LEDs | LED, (1) 36", T8 51-55W | 55 | L36T8 | L31T8 | E3610
2050 | LEDs | LED, (1) 36", T8 56-60W | 60 | L36T8 | L31T8 | E3611
2051 | LEDs | LED, (1) 36", T8 61-65W | 65 | L36T8 | L31T8 | E3612
2052 | LEDs | LED, (1) 36", T8 66-70W | 70 | L36T8 | L31T8 | E3613
2053 | LEDs | LED, (1) 36", T8 71-75W | 75 | L36T8 | L31T8 | E3614
2054 | LEDs | LED, (1) 36", T8 76-80W | 80 | L36T8 | L31T8 | E3615
2055 | LEDs | LED, (1) 36", T8 81-85W | 85 | L36T8 | L31T8 | E3616
2056 | LEDs | LED, (1) 36", T8 86-90W | 90 | L36T8 | L31T8 | E3617
2057 | LEDs | LED, (1) 36", T8 91-95W | 95 | L36T8 | L31T8 | E3618
2058 | LEDs | LED, (1) 36", T8 96-100W | 100 | L36T8 | L31T8 | E3619
2059 | LEDs | LED, (1) 36", T8 101-105W | 105 | L36T8 | L31T8 | E3620
2060 | LEDs | LED, (1) 36", T8 106-110W | 110 | L36T8 | L31T8 | E3621
2061 | LEDs | LED, (1) 36", T8 111-115W | 115 | L36T8 | L31T8 | E3622
2062 | LEDs | LED, (1) 36", T8 116-120W | 120 | L36T8 | L31T8 | E3623
2063 | LEDs | LED, (1) 36", T8 121-125W | 125 | L36T8 | L31T8 | E3624
2064 | LEDs | LED, (1) 36", T8 126-130W | 130 | L36T8 | L31T8 | E3625
2065 | LEDs | LED, (1) 36", T8 131-135W | 135 | L36T8 | L31T8 | E3626
2066 | LEDs | LED, (1) 36", T8 136-140W | 140 | L36T8 | L31T8 | E3627
2067 | LEDs | LED, (1) 36", T8 141-145W | 145 | L36T8 | L31T8 | E3628
2068 | LEDs | LED, (1) 36", T8 146-150W | 150 | L36T8 | L31T8 | E3629
2069 | LEDs | LED, (1) 36", T8 151-155W | 155 | L36T8 | L31T8 | E3630
2070 | LEDs | LED, (1) 36", T8 156-160W | 160 | L36T8 | L31T8 | E3631
2071 | LEDs | LED, (1) 36", T8 161-165W | 165 | L36T8 | L31T8 | E3632
2072 | LEDs | LED, (1) 36", T8 166-170W | 170 | L36T8 | L31T8 | E3633
2073 | LEDs | LED, (1) 36", T8 171-175W | 175 | L36T8 | L31T8 | E3634
2074 | LEDs | LED, (1) 36", T8 176-180W | 180 | L36T8 | L31T8 | E3635
2075 | LEDs | LED, (1) 36", T8 181-185W | 185 | L36T8 | L31T8 | E3636
2076 | LEDs | LED, (1) 36", T8 186-190W | 190 | L36T8 | L31T8 | E3637
2077 | LEDs | LED, (1) 36", T8 191-195W | 195 | L36T8 | L31T8 | E3638
2078 | LEDs | LED, (1) 36", T8 196-200W | 200 | L36T8 | L31T8 | E3639
2079 | LEDs | LED, (1) 36", T8 201-205W | 205 | L36T8 | L31T8 | E3640
2080 | LEDs | LED, (1) 36", T8 206-210W | 210 | L36T8 | L31T8 | E3641
2081 | LEDs | LED, (1) 36", T8 211-215W | 215 | L36T8 | L31T8 | E3642
2082 | LEDs | LED, (1) 36", T8 216-220W | 220 | L36T8 | L31T8 | E3643
2083 | LEDs | LED, (1) 36", T8 221-225W | 225 | L36T8 | L31T8 | E3644
2084 | LEDs | LED, (1) 36", T8 226-230W | 230 | L36T8 | L31T8 | E3645
2085 | LEDs | LED, (1) 36", T8 231-235W | 235 | L36T8 | L31T8 | E3646
2086 | LEDs | LED, (1) 36", T8 236-240W | 240 | L36T8 | L31T8 | E3647
2087 | LEDs | LED, (1) 36", T8 241-245W | 245 | L36T8 | L31T8 | E3648
2088 | LEDs | LED, (1) 36", T8 246-250W | 250 | L36T8 | L31T8 | E3649
2089 | LEDs | LED, (2) 36", T8 1-5W | 10 | L36T8 | L32T8 | E3650
2090 | LEDs | LED, (2) 36", T8 6-10W | 20 | L36T8 | L32T8 | E3651
2091 | LEDs | LED, (2) 36", T8 11-15W | 30 | L36T8 | L32T8 | E3652
2092 | LEDs | LED, (2) 36", T8 16-20W | 40 | L36T8 | L32T8 | E3653
2093 | LEDs | LED, (2) 36", T8 21-25W | 50 | L36T8 | L32T8 | E3654
2094 | LEDs | LED, (2) 36", T8 26-30W | 60 | L36T8 | L32T8 | E3655
2095 | LEDs | LED, (2) 36", T8 31-35W | 70 | L36T8 | L32T8 | E3656
2096 | LEDs | LED, (2) 36", T8 36-40W | 80 | L36T8 | L32T8 | E3657
2097 | LEDs | LED, (2) 36", T8 41-45W | 90 | L36T8 | L32T8 | E3658
2098 | LEDs | LED, (2) 36", T8 46-50W | 100 | L36T8 | L32T8 | E3659
2099 | LEDs | LED, (2) 36", T8 51-55W | 110 | L36T8 | L32T8 | E3660
2100 | LEDs | LED, (2) 36", T8 56-60W | 120 | L36T8 | L32T8 | E3661
2101 | LEDs | LED, (2) 36", T8 61-65W | 130 | L36T8 | L32T8 | E3662
2102 | LEDs | LED, (2) 36", T8 66-70W | 140 | L36T8 | L32T8 | E3663
2103 | LEDs | LED, (2) 36", T8 71-75W | 150 | L36T8 | L32T8 | E3664
2104 | LEDs | LED, (2) 36", T8 76-80W | 160 | L36T8 | L32T8 | E3665
2105 | LEDs | LED, (2) 36", T8 81-85W | 170 | L36T8 | L32T8 | E3666
2106 | LEDs | LED, (2) 36", T8 86-90W | 180 | L36T8 | L32T8 | E3667
2107 | LEDs | LED, (2) 36", T8 91-95W | 190 | L36T8 | L32T8 | E3668
2108 | LEDs | LED, (2) 36", T8 96-100W | 200 | L36T8 | L32T8 | E3669
2109 | LEDs | LED, (2) 36", T8 101-105W | 210 | L36T8 | L32T8 | E3670
2110 | LEDs | LED, (2) 36", T8 106-110W | 220 | L36T8 | L32T8 | E3671
2111 | LEDs | LED, (2) 36", T8 111-115W | 230 | L36T8 | L32T8 | E3672
2112 | LEDs | LED, (2) 36", T8 116-120W | 240 | L36T8 | L32T8 | E3673
2113 | LEDs | LED, (2) 36", T8 121-125W | 250 | L36T8 | L32T8 | E3674
2114 | LEDs | LED, (2) 36", T8 126-130W | 260 | L36T8 | L32T8 | E3675
2115 | LEDs | LED, (2) 36", T8 131-135W | 270 | L36T8 | L32T8 | E3676
2116 | LEDs | LED, (2) 36", T8 136-140W | 280 | L36T8 | L32T8 | E3677
2117 | LEDs | LED, (2) 36", T8 141-145W | 290 | L36T8 | L32T8 | E3678
2118 | LEDs | LED, (2) 36", T8 146-150W | 300 | L36T8 | L32T8 | E3679
2119 | LEDs | LED, (2) 36", T8 151-155W | 310 | L36T8 | L32T8 | E3680
2120 | LEDs | LED, (2) 36", T8 156-160W | 320 | L36T8 | L32T8 | E3681
2121 | LEDs | LED, (2) 36", T8 161-165W | 330 | L36T8 | L32T8 | E3682
2122 | LEDs | LED, (2) 36", T8 166-170W | 340 | L36T8 | L32T8 | E3683
2123 | LEDs | LED, (2) 36", T8 171-175W | 350 | L36T8 | L32T8 | E3684
2124 | LEDs | LED, (2) 36", T8 176-180W | 360 | L36T8 | L32T8 | E3685
2125 | LEDs | LED, (2) 36", T8 181-185W | 370 | L36T8 | L32T8 | E3686
2126 | LEDs | LED, (2) 36", T8 186-190W | 380 | L36T8 | L32T8 | E3687
2127 | LEDs | LED, (2) 36", T8 191-195W | 390 | L36T8 | L32T8 | E3688
2128 | LEDs | LED, (2) 36", T8 196-200W | 400 | L36T8 | L32T8 | E3689
2129 | LEDs | LED, (2) 36", T8 201-205W | 410 | L36T8 | L32T8 | E3690
2130 | LEDs | LED, (2) 36", T8 206-210W | 420 | L36T8 | L32T8 | E3691
2131 | LEDs | LED, (2) 36", T8 211-215W | 430 | L36T8 | L32T8 | E3692
2132 | LEDs | LED, (2) 36", T8 216-220W | 440 | L36T8 | L32T8 | E3693
2133 | LEDs | LED, (2) 36", T8 221-225W | 450 | L36T8 | L32T8 | E3694
2134 | LEDs | LED, (2) 36", T8 226-230W | 460 | L36T8 | L32T8 | E3695
2135 | LEDs | LED, (2) 36", T8 231-235W | 470 | L36T8 | L32T8 | E3696
2136 | LEDs | LED, (2) 36", T8 236-240W | 480 | L36T8 | L32T8 | E3697
2137 | LEDs | LED, (2) 36", T8 241-245W | 490 | L36T8 | L32T8 | E3698
2138 | LEDs | LED, (2) 36", T8 246-250W | 500 | L36T8 | L32T8 | E3699
2139 | LEDs | LED, (3) 36", T8 1-5W | 15 | L36T8 | L33T8 | E3700
2140 | LEDs | LED, (3) 36", T8 6-10W | 30 | L36T8 | L33T8 | E3701
2141 | LEDs | LED, (3) 36", T8 11-15W | 45 | L36T8 | L33T8 | E3702
2142 | LEDs | LED, (3) 36", T8 16-20W | 60 | L36T8 | L33T8 | E3703
2143 | LEDs | LED, (3) 36", T8 21-25W | 75 | L36T8 | L33T8 | E3704
2144 | LEDs | LED, (3) 36", T8 26-30W | 90 | L36T8 | L33T8 | E3705
2145 | LEDs | LED, (3) 36", T8 31-35W | 105 | L36T8 | L33T8 | E3706
2146 | LEDs | LED, (3) 36", T8 36-40W | 120 | L36T8 | L33T8 | E3707
2147 | LEDs | LED, (3) 36", T8 41-45W | 135 | L36T8 | L33T8 | E3708
2148 | LEDs | LED, (3) 36", T8 46-50W | 150 | L36T8 | L33T8 | E3709
2149 | LEDs | LED, (3) 36", T8 51-55W | 165 | L36T8 | L33T8 | E3710
2150 | LEDs | LED, (3) 36", T8 56-60W | 180 | L36T8 | L33T8 | E3711
2151 | LEDs | LED, (3) 36", T8 61-65W | 195 | L36T8 | L33T8 | E3712
2152 | LEDs | LED, (3) 36", T8 66-70W | 210 | L36T8 | L33T8 | E3713
2153 | LEDs | LED, (3) 36", T8 71-75W | 225 | L36T8 | L33T8 | E3714
2154 | LEDs | LED, (3) 36", T8 76-80W | 240 | L36T8 | L33T8 | E3715
2155 | LEDs | LED, (3) 36", T8 81-85W | 255 | L36T8 | L33T8 | E3716
2156 | LEDs | LED, (3) 36", T8 86-90W | 270 | L36T8 | L33T8 | E3717
2157 | LEDs | LED, (3) 36", T8 91-95W | 285 | L36T8 | L33T8 | E3718
2158 | LEDs | LED, (3) 36", T8 96-100W | 300 | L36T8 | L33T8 | E3719
2159 | LEDs | LED, (3) 36", T8 101-105W | 315 | L36T8 | L33T8 | E3720
2160 | LEDs | LED, (3) 36", T8 106-110W | 330 | L36T8 | L33T8 | E3721
2161 | LEDs | LED, (3) 36", T8 111-115W | 345 | L36T8 | L33T8 | E3722
2162 | LEDs | LED, (3) 36", T8 116-120W | 360 | L36T8 | L33T8 | E3723
2163 | LEDs | LED, (3) 36", T8 121-125W | 375 | L36T8 | L33T8 | E3724
2164 | LEDs | LED, (3) 36", T8 126-130W | 390 | L36T8 | L33T8 | E3725
2165 | LEDs | LED, (3) 36", T8 131-135W | 405 | L36T8 | L33T8 | E3726
2166 | LEDs | LED, (3) 36", T8 136-140W | 420 | L36T8 | L33T8 | E3727
2167 | LEDs | LED, (3) 36", T8 141-145W | 435 | L36T8 | L33T8 | E3728
2168 | LEDs | LED, (3) 36", T8 146-150W | 450 | L36T8 | L33T8 | E3729
2169 | LEDs | LED, (3) 36", T8 151-155W | 465 | L36T8 | L33T8 | E3730
2170 | LEDs | LED, (3) 36", T8 156-160W | 480 | L36T8 | L33T8 | E3731
2171 | LEDs | LED, (3) 36", T8 161-165W | 495 | L36T8 | L33T8 | E3732
2172 | LEDs | LED, (3) 36", T8 166-170W | 510 | L36T8 | L33T8 | E3733
2173 | LEDs | LED, (3) 36", T8 171-175W | 525 | L36T8 | L33T8 | E3734
2174 | LEDs | LED, (3) 36", T8 176-180W | 540 | L36T8 | L33T8 | E3735
2175 | LEDs | LED, (3) 36", T8 181-185W | 555 | L36T8 | L33T8 | E3736
2176 | LEDs | LED, (3) 36", T8 186-190W | 570 | L36T8 | L33T8 | E3737
2177 | LEDs | LED, (3) 36", T8 191-195W | 585 | L36T8 | L33T8 | E3738
2178 | LEDs | LED, (3) 36", T8 196-200W | 600 | L36T8 | L33T8 | E3739
2179 | LEDs | LED, (3) 36", T8 201-205W | 615 | L36T8 | L33T8 | E3740
2180 | LEDs | LED, (3) 36", T8 206-210W | 630 | L36T8 | L33T8 | E3741
2181 | LEDs | LED, (3) 36", T8 211-215W | 645 | L36T8 | L33T8 | E3742
2182 | LEDs | LED, (3) 36", T8 216-220W | 660 | L36T8 | L33T8 | E3743
2183 | LEDs | LED, (3) 36", T8 221-225W | 675 | L36T8 | L33T8 | E3744
2184 | LEDs | LED, (3) 36", T8 226-230W | 690 | L36T8 | L33T8 | E3745
2185 | LEDs | LED, (3) 36", T8 231-235W | 705 | L36T8 | L33T8 | E3746
2186 | LEDs | LED, (3) 36", T8 236-240W | 720 | L36T8 | L33T8 | E3747
2187 | LEDs | LED, (3) 36", T8 241-245W | 735 | L36T8 | L33T8 | E3748
2188 | LEDs | LED, (3) 36", T8 246-250W | 750 | L36T8 | L33T8 | E3749
2189 | LEDs | LED, (4) 36", T8 1-5W | 20 | L36T8 | L34T8 | E3750
2190 | LEDs | LED, (4) 36", T8 6-10W | 40 | L36T8 | L34T8 | E3751
2191 | LEDs | LED, (4) 36", T8 11-15W | 60 | L36T8 | L34T8 | E3752
2192 | LEDs | LED, (4) 36", T8 16-20W | 80 | L36T8 | L34T8 | E3753
2193 | LEDs | LED, (4) 36", T8 21-25W | 100 | L36T8 | L34T8 | E3754
2194 | LEDs | LED, (4) 36", T8 26-30W | 120 | L36T8 | L34T8 | E3755
2195 | LEDs | LED, (4) 36", T8 31-35W | 140 | L36T8 | L34T8 | E3756
2196 | LEDs | LED, (4) 36", T8 36-40W | 160 | L36T8 | L34T8 | E3757
2197 | LEDs | LED, (4) 36", T8 41-45W | 180 | L36T8 | L34T8 | E3758
2198 | LEDs | LED, (4) 36", T8 46-50W | 200 | L36T8 | L34T8 | E3759
2199 | LEDs | LED, (4) 36", T8 51-55W | 220 | L36T8 | L34T8 | E3760
2200 | LEDs | LED, (4) 36", T8 56-60W | 240 | L36T8 | L34T8 | E3761
2201 | LEDs | LED, (4) 36", T8 61-65W | 260 | L36T8 | L34T8 | E3762
2202 | LEDs | LED, (4) 36", T8 66-70W | 280 | L36T8 | L34T8 | E3763
2203 | LEDs | LED, (4) 36", T8 71-75W | 300 | L36T8 | L34T8 | E3764
2204 | LEDs | LED, (4) 36", T8 76-80W | 320 | L36T8 | L34T8 | E3765
2205 | LEDs | LED, (4) 36", T8 81-85W | 340 | L36T8 | L34T8 | E3766
2206 | LEDs | LED, (4) 36", T8 86-90W | 360 | L36T8 | L34T8 | E3767
2207 | LEDs | LED, (4) 36", T8 91-95W | 380 | L36T8 | L34T8 | E3768
2208 | LEDs | LED, (4) 36", T8 96-100W | 400 | L36T8 | L34T8 | E3769
2209 | LEDs | LED, (4) 36", T8 101-105W | 420 | L36T8 | L34T8 | E3770
2210 | LEDs | LED, (4) 36", T8 106-110W | 440 | L36T8 | L34T8 | E3771
2211 | LEDs | LED, (4) 36", T8 111-115W | 460 | L36T8 | L34T8 | E3772
2212 | LEDs | LED, (4) 36", T8 116-120W | 480 | L36T8 | L34T8 | E3773
2213 | LEDs | LED, (4) 36", T8 121-125W | 500 | L36T8 | L34T8 | E3774
2214 | LEDs | LED, (4) 36", T8 126-130W | 520 | L36T8 | L34T8 | E3775
2215 | LEDs | LED, (4) 36", T8 131-135W | 540 | L36T8 | L34T8 | E3776
2216 | LEDs | LED, (4) 36", T8 136-140W | 560 | L36T8 | L34T8 | E3777
2217 | LEDs | LED, (4) 36", T8 141-145W | 580 | L36T8 | L34T8 | E3778
2218 | LEDs | LED, (4) 36", T8 146-150W | 600 | L36T8 | L34T8 | E3779
2219 | LEDs | LED, (4) 36", T8 151-155W | 620 | L36T8 | L34T8 | E3780
2220 | LEDs | LED, (4) 36", T8 156-160W | 640 | L36T8 | L34T8 | E3781
2221 | LEDs | LED, (4) 36", T8 161-165W | 660 | L36T8 | L34T8 | E3782
2222 | LEDs | LED, (4) 36", T8 166-170W | 680 | L36T8 | L34T8 | E3783
2223 | LEDs | LED, (4) 36", T8 171-175W | 700 | L36T8 | L34T8 | E3784
2224 | LEDs | LED, (4) 36", T8 176-180W | 720 | L36T8 | L34T8 | E3785
2225 | LEDs | LED, (4) 36", T8 181-185W | 740 | L36T8 | L34T8 | E3786
2226 | LEDs | LED, (4) 36", T8 186-190W | 760 | L36T8 | L34T8 | E3787
2227 | LEDs | LED, (4) 36", T8 191-195W | 780 | L36T8 | L34T8 | E3788
2228 | LEDs | LED, (4) 36", T8 196-200W | 800 | L36T8 | L34T8 | E3789
2229 | LEDs | LED, (4) 36", T8 201-205W | 820 | L36T8 | L34T8 | E3790
2230 | LEDs | LED, (4) 36", T8 206-210W | 840 | L36T8 | L34T8 | E3791
2231 | LEDs | LED, (4) 36", T8 211-215W | 860 | L36T8 | L34T8 | E3792
2232 | LEDs | LED, (4) 36", T8 216-220W | 880 | L36T8 | L34T8 | E3793
2233 | LEDs | LED, (4) 36", T8 221-225W | 900 | L36T8 | L34T8 | E3794
2234 | LEDs | LED, (4) 36", T8 226-230W | 920 | L36T8 | L34T8 | E3795
2235 | LEDs | LED, (4) 36", T8 231-235W | 940 | L36T8 | L34T8 | E3796
2236 | LEDs | LED, (4) 36", T8 236-240W | 960 | L36T8 | L34T8 | E3797
2237 | LEDs | LED, (4) 36", T8 241-245W | 980 | L36T8 | L34T8 | E3798
2238 | LEDs | LED, (4) 36", T8 246-250W | 1000 | L36T8 | L34T8 | E3799
2239 | LEDs | LED, (1) 48", T8 1-5W | 5 | L48T8 | L41T8 | E3800
2240 | LEDs | LED, (1) 48", T8 6-10W | 10 | L48T8 | L41T8 | E3801
2241 | LEDs | LED, (1) 48", T8 11-15W | 15 | L48T8 | L41T8 | E3802
2242 | LEDs | LED, (1) 48", T8 16-20W | 20 | L48T8 | L41T8 | E3803
2243 | LEDs | LED, (1) 48", T8 21-25W | 25 | L48T8 | L41T8 | E3804
2244 | LEDs | LED, (1) 48", T8 26-30W | 30 | L48T8 | L41T8 | E3805
2245 | LEDs | LED, (1) 48", T8 31-35W | 35 | L48T8 | L41T8 | E3806
2246 | LEDs | LED, (1) 48", T8 36-40W | 40 | L48T8 | L41T8 | E3807
2247 | LEDs | LED, (1) 48", T8 41-45W | 45 | L48T8 | L41T8 | E3808
2248 | LEDs | LED, (1) 48", T8 46-50W | 50 | L48T8 | L41T8 | E3809
2249 | LEDs | LED, (1) 48", T8 51-55W | 55 | L48T8 | L41T8 | E3810
2250 | LEDs | LED, (1) 48", T8 56-60W | 60 | L48T8 | L41T8 | E3811
2251 | LEDs | LED, (1) 48", T8 61-65W | 65 | L48T8 | L41T8 | E3812
2252 | LEDs | LED, (1) 48", T8 66-70W | 70 | L48T8 | L41T8 | E3813
2253 | LEDs | LED, (1) 48", T8 71-75W | 75 | L48T8 | L41T8 | E3814
2254 | LEDs | LED, (1) 48", T8 76-80W | 80 | L48T8 | L41T8 | E3815
2255 | LEDs | LED, (1) 48", T8 81-85W | 85 | L48T8 | L41T8 | E3816
2256 | LEDs | LED, (1) 48", T8 86-90W | 90 | L48T8 | L41T8 | E3817
2257 | LEDs | LED, (1) 48", T8 91-95W | 95 | L48T8 | L41T8 | E3818
2258 | LEDs | LED, (1) 48", T8 96-100W | 100 | L48T8 | L41T8 | E3819
2259 | LEDs | LED, (1) 48", T8 101-105W | 105 | L48T8 | L41T8 | E3820
2260 | LEDs | LED, (1) 48", T8 106-110W | 110 | L48T8 | L41T8 | E3821
2261 | LEDs | LED, (1) 48", T8 111-115W | 115 | L48T8 | L41T8 | E3822
2262 | LEDs | LED, (1) 48", T8 116-120W | 120 | L48T8 | L41T8 | E3823
2263 | LEDs | LED, (1) 48", T8 121-125W | 125 | L48T8 | L41T8 | E3824
2264 | LEDs | LED, (1) 48", T8 126-130W | 130 | L48T8 | L41T8 | E3825
2265 | LEDs | LED, (1) 48", T8 131-135W | 135 | L48T8 | L41T8 | E3826
2266 | LEDs | LED, (1) 48", T8 136-140W | 140 | L48T8 | L41T8 | E3827
2267 | LEDs | LED, (1) 48", T8 141-145W | 145 | L48T8 | L41T8 | E3828
2268 | LEDs | LED, (1) 48", T8 146-150W | 150 | L48T8 | L41T8 | E3829
2269 | LEDs | LED, (1) 48", T8 151-155W | 155 | L48T8 | L41T8 | E3830
2270 | LEDs | LED, (1) 48", T8 156-160W | 160 | L48T8 | L41T8 | E3831
2271 | LEDs | LED, (1) 48", T8 161-165W | 165 | L48T8 | L41T8 | E3832
2272 | LEDs | LED, (1) 48", T8 166-170W | 170 | L48T8 | L41T8 | E3833
2273 | LEDs | LED, (1) 48", T8 171-175W | 175 | L48T8 | L41T8 | E3834
2274 | LEDs | LED, (1) 48", T8 176-180W | 180 | L48T8 | L41T8 | E3835
2275 | LEDs | LED, (1) 48", T8 181-185W | 185 | L48T8 | L41T8 | E3836
2276 | LEDs | LED, (1) 48", T8 186-190W | 190 | L48T8 | L41T8 | E3837
2277 | LEDs | LED, (1) 48", T8 191-195W | 195 | L48T8 | L41T8 | E3838
2278 | LEDs | LED, (1) 48", T8 196-200W | 200 | L48T8 | L41T8 | E3839
2279 | LEDs | LED, (1) 48", T8 201-205W | 205 | L48T8 | L41T8 | E3840
2280 | LEDs | LED, (1) 48", T8 206-210W | 210 | L48T8 | L41T8 | E3841
2281 | LEDs | LED, (1) 48", T8 211-215W | 215 | L48T8 | L41T8 | E3842
2282 | LEDs | LED, (1) 48", T8 216-220W | 220 | L48T8 | L41T8 | E3843
2283 | LEDs | LED, (1) 48", T8 221-225W | 225 | L48T8 | L41T8 | E3844
2284 | LEDs | LED, (1) 48", T8 226-230W | 230 | L48T8 | L41T8 | E3845
2285 | LEDs | LED, (1) 48", T8 231-235W | 235 | L48T8 | L41T8 | E3846
2286 | LEDs | LED, (1) 48", T8 236-240W | 240 | L48T8 | L41T8 | E3847
2287 | LEDs | LED, (1) 48", T8 241-245W | 245 | L48T8 | L41T8 | E3848
2288 | LEDs | LED, (1) 48", T8 246-250W | 250 | L48T8 | L41T8 | E3849
2289 | LEDs | LED, (2) 48", T8 1-5W | 10 | L48T8 | L42T8 | E3850
2290 | LEDs | LED, (2) 48", T8 6-10W | 20 | L48T8 | L42T8 | E3851
2291 | LEDs | LED, (2) 48", T8 11-15W | 30 | L48T8 | L42T8 | E3852
2292 | LEDs | LED, (2) 48", T8 16-20W | 40 | L48T8 | L42T8 | E3853
2293 | LEDs | LED, (2) 48", T8 21-25W | 50 | L48T8 | L42T8 | E3854
2294 | LEDs | LED, (2) 48", T8 26-30W | 60 | L48T8 | L42T8 | E3855
2295 | LEDs | LED, (2) 48", T8 31-35W | 70 | L48T8 | L42T8 | E3856
2296 | LEDs | LED, (2) 48", T8 36-40W | 80 | L48T8 | L42T8 | E3857
2297 | LEDs | LED, (2) 48", T8 41-45W | 90 | L48T8 | L42T8 | E3858
2298 | LEDs | LED, (2) 48", T8 46-50W | 100 | L48T8 | L42T8 | E3859
2299 | LEDs | LED, (2) 48", T8 51-55W | 110 | L48T8 | L42T8 | E3860
2300 | LEDs | LED, (2) 48", T8 56-60W | 120 | L48T8 | L42T8 | E3861
2301 | LEDs | LED, (2) 48", T8 61-65W | 130 | L48T8 | L42T8 | E3862
2302 | LEDs | LED, (2) 48", T8 66-70W | 140 | L48T8 | L42T8 | E3863
2303 | LEDs | LED, (2) 48", T8 71-75W | 150 | L48T8 | L42T8 | E3864
2304 | LEDs | LED, (2) 48", T8 76-80W | 160 | L48T8 | L42T8 | E3865
2305 | LEDs | LED, (2) 48", T8 81-85W | 170 | L48T8 | L42T8 | E3866
2306 | LEDs | LED, (2) 48", T8 86-90W | 180 | L48T8 | L42T8 | E3867
2307 | LEDs | LED, (2) 48", T8 91-95W | 190 | L48T8 | L42T8 | E3868
2308 | LEDs | LED, (2) 48", T8 96-100W | 200 | L48T8 | L42T8 | E3869
2309 | LEDs | LED, (2) 48", T8 101-105W | 210 | L48T8 | L42T8 | E3870
2310 | LEDs | LED, (2) 48", T8 106-110W | 220 | L48T8 | L42T8 | E3871
2311 | LEDs | LED, (2) 48", T8 111-115W | 230 | L48T8 | L42T8 | E3872
2312 | LEDs | LED, (2) 48", T8 116-120W | 240 | L48T8 | L42T8 | E3873
2313 | LEDs | LED, (2) 48", T8 121-125W | 250 | L48T8 | L42T8 | E3874
2314 | LEDs | LED, (2) 48", T8 126-130W | 260 | L48T8 | L42T8 | E3875
2315 | LEDs | LED, (2) 48", T8 131-135W | 270 | L48T8 | L42T8 | E3876
2316 | LEDs | LED, (2) 48", T8 136-140W | 280 | L48T8 | L42T8 | E3877
2317 | LEDs | LED, (2) 48", T8 141-145W | 290 | L48T8 | L42T8 | E3878
2318 | LEDs | LED, (2) 48", T8 146-150W | 300 | L48T8 | L42T8 | E3879
2319 | LEDs | LED, (2) 48", T8 151-155W | 310 | L48T8 | L42T8 | E3880
2320 | LEDs | LED, (2) 48", T8 156-160W | 320 | L48T8 | L42T8 | E3881
2321 | LEDs | LED, (2) 48", T8 161-165W | 330 | L48T8 | L42T8 | E3882
2322 | LEDs | LED, (2) 48", T8 166-170W | 340 | L48T8 | L42T8 | E3883
2323 | LEDs | LED, (2) 48", T8 171-175W | 350 | L48T8 | L42T8 | E3884
2324 | LEDs | LED, (2) 48", T8 176-180W | 360 | L48T8 | L42T8 | E3885
2325 | LEDs | LED, (2) 48", T8 181-185W | 370 | L48T8 | L42T8 | E3886
2326 | LEDs | LED, (2) 48", T8 186-190W | 380 | L48T8 | L42T8 | E3887
2327 | LEDs | LED, (2) 48", T8 191-195W | 390 | L48T8 | L42T8 | E3888
2328 | LEDs | LED, (2) 48", T8 196-200W | 400 | L48T8 | L42T8 | E3889
2329 | LEDs | LED, (2) 48", T8 201-205W | 410 | L48T8 | L42T8 | E3890
2330 | LEDs | LED, (2) 48", T8 206-210W | 420 | L48T8 | L42T8 | E3891
2331 | LEDs | LED, (2) 48", T8 211-215W | 430 | L48T8 | L42T8 | E3892
2332 | LEDs | LED, (2) 48", T8 216-220W | 440 | L48T8 | L42T8 | E3893
2333 | LEDs | LED, (2) 48", T8 221-225W | 450 | L48T8 | L42T8 | E3894
2334 | LEDs | LED, (2) 48", T8 226-230W | 460 | L48T8 | L42T8 | E3895
2335 | LEDs | LED, (2) 48", T8 231-235W | 470 | L48T8 | L42T8 | E3896
2336 | LEDs | LED, (2) 48", T8 236-240W | 480 | L48T8 | L42T8 | E3897
2337 | LEDs | LED, (2) 48", T8 241-245W | 490 | L48T8 | L42T8 | E3898
2338 | LEDs | LED, (2) 48", T8 246-250W | 500 | L48T8 | L42T8 | E3899
2339 | LEDs | LED, (3) 48", T8 1-5W | 15 | L48T8 | L43T8 | E3900
2340 | LEDs | LED, (3) 48", T8 6-10W | 30 | L48T8 | L43T8 | E3901
2341 | LEDs | LED, (3) 48", T8 11-15W | 45 | L48T8 | L43T8 | E3902
2342 | LEDs | LED, (3) 48", T8 16-20W | 60 | L48T8 | L43T8 | E3903
2343 | LEDs | LED, (3) 48", T8 21-25W | 75 | L48T8 | L43T8 | E3904
2344 | LEDs | LED, (3) 48", T8 26-30W | 90 | L48T8 | L43T8 | E3905
2345 | LEDs | LED, (3) 48", T8 31-35W | 105 | L48T8 | L43T8 | E3906
2346 | LEDs | LED, (3) 48", T8 36-40W | 120 | L48T8 | L43T8 | E3907
2347 | LEDs | LED, (3) 48", T8 41-45W | 135 | L48T8 | L43T8 | E3908
2348 | LEDs | LED, (3) 48", T8 46-50W | 150 | L48T8 | L43T8 | E3909
2349 | LEDs | LED, (3) 48", T8 51-55W | 165 | L48T8 | L43T8 | E3910
2350 | LEDs | LED, (3) 48", T8 56-60W | 180 | L48T8 | L43T8 | E3911
2351 | LEDs | LED, (3) 48", T8 61-65W | 195 | L48T8 | L43T8 | E3912
2352 | LEDs | LED, (3) 48", T8 66-70W | 210 | L48T8 | L43T8 | E3913
2353 | LEDs | LED, (3) 48", T8 71-75W | 225 | L48T8 | L43T8 | E3914
2354 | LEDs | LED, (3) 48", T8 76-80W | 240 | L48T8 | L43T8 | E3915
2355 | LEDs | LED, (3) 48", T8 81-85W | 255 | L48T8 | L43T8 | E3916
2356 | LEDs | LED, (3) 48", T8 86-90W | 270 | L48T8 | L43T8 | E3917
2357 | LEDs | LED, (3) 48", T8 91-95W | 285 | L48T8 | L43T8 | E3918
2358 | LEDs | LED, (3) 48", T8 96-100W | 300 | L48T8 | L43T8 | E3919
2359 | LEDs | LED, (3) 48", T8 101-105W | 315 | L48T8 | L43T8 | E3920
2360 | LEDs | LED, (3) 48", T8 106-110W | 330 | L48T8 | L43T8 | E3921
2361 | LEDs | LED, (3) 48", T8 111-115W | 345 | L48T8 | L43T8 | E3922
2362 | LEDs | LED, (3) 48", T8 116-120W | 360 | L48T8 | L43T8 | E3923
2363 | LEDs | LED, (3) 48", T8 121-125W | 375 | L48T8 | L43T8 | E3924
2364 | LEDs | LED, (3) 48", T8 126-130W | 390 | L48T8 | L43T8 | E3925
2365 | LEDs | LED, (3) 48", T8 131-135W | 405 | L48T8 | L43T8 | E3926
2366 | LEDs | LED, (3) 48", T8 136-140W | 420 | L48T8 | L43T8 | E3927
2367 | LEDs | LED, (3) 48", T8 141-145W | 435 | L48T8 | L43T8 | E3928
2368 | LEDs | LED, (3) 48", T8 146-150W | 450 | L48T8 | L43T8 | E3929
2369 | LEDs | LED, (3) 48", T8 151-155W | 465 | L48T8 | L43T8 | E3930
2370 | LEDs | LED, (3) 48", T8 156-160W | 480 | L48T8 | L43T8 | E3931
2371 | LEDs | LED, (3) 48", T8 161-165W | 495 | L48T8 | L43T8 | E3932
2372 | LEDs | LED, (3) 48", T8 166-170W | 510 | L48T8 | L43T8 | E3933
2373 | LEDs | LED, (3) 48", T8 171-175W | 525 | L48T8 | L43T8 | E3934
2374 | LEDs | LED, (3) 48", T8 176-180W | 540 | L48T8 | L43T8 | E3935
2375 | LEDs | LED, (3) 48", T8 181-185W | 555 | L48T8 | L43T8 | E3936
2376 | LEDs | LED, (3) 48", T8 186-190W | 570 | L48T8 | L43T8 | E3937
2377 | LEDs | LED, (3) 48", T8 191-195W | 585 | L48T8 | L43T8 | E3938
2378 | LEDs | LED, (3) 48", T8 196-200W | 600 | L48T8 | L43T8 | E3939
2379 | LEDs | LED, (3) 48", T8 201-205W | 615 | L48T8 | L43T8 | E3940
2380 | LEDs | LED, (3) 48", T8 206-210W | 630 | L48T8 | L43T8 | E3941
2381 | LEDs | LED, (3) 48", T8 211-215W | 645 | L48T8 | L43T8 | E3942
2382 | LEDs | LED, (3) 48", T8 216-220W | 660 | L48T8 | L43T8 | E3943
2383 | LEDs | LED, (3) 48", T8 221-225W | 675 | L48T8 | L43T8 | E3944
2384 | LEDs | LED, (3) 48", T8 226-230W | 690 | L48T8 | L43T8 | E3945
2385 | LEDs | LED, (3) 48", T8 231-235W | 705 | L48T8 | L43T8 | E3946
2386 | LEDs | LED, (3) 48", T8 236-240W | 720 | L48T8 | L43T8 | E3947
2387 | LEDs | LED, (3) 48", T8 241-245W | 735 | L48T8 | L43T8 | E3948
2388 | LEDs | LED, (3) 48", T8 246-250W | 750 | L48T8 | L43T8 | E3949
2389 | LEDs | LED, (4) 48", T8 1-5W | 20 | L48T8 | L44T8 | E3950
2390 | LEDs | LED, (4) 48", T8 6-10W | 40 | L48T8 | L44T8 | E3951
2391 | LEDs | LED, (4) 48", T8 11-15W | 60 | L48T8 | L44T8 | E3952
2392 | LEDs | LED, (4) 48", T8 16-20W | 80 | L48T8 | L44T8 | E3953
2393 | LEDs | LED, (4) 48", T8 21-25W | 100 | L48T8 | L44T8 | E3954
2394 | LEDs | LED, (4) 48", T8 26-30W | 120 | L48T8 | L44T8 | E3955
2395 | LEDs | LED, (4) 48", T8 31-35W | 140 | L48T8 | L44T8 | E3956
2396 | LEDs | LED, (4) 48", T8 36-40W | 160 | L48T8 | L44T8 | E3957
2397 | LEDs | LED, (4) 48", T8 41-45W | 180 | L48T8 | L44T8 | E3958
2398 | LEDs | LED, (4) 48", T8 46-50W | 200 | L48T8 | L44T8 | E3959
2399 | LEDs | LED, (4) 48", T8 51-55W | 220 | L48T8 | L44T8 | E3960
2400 | LEDs | LED, (4) 48", T8 56-60W | 240 | L48T8 | L44T8 | E3961
2401 | LEDs | LED, (4) 48", T8 61-65W | 260 | L48T8 | L44T8 | E3962
2402 | LEDs | LED, (4) 48", T8 66-70W | 280 | L48T8 | L44T8 | E3963
2403 | LEDs | LED, (4) 48", T8 71-75W | 300 | L48T8 | L44T8 | E3964
2404 | LEDs | LED, (4) 48", T8 76-80W | 320 | L48T8 | L44T8 | E3965
2405 | LEDs | LED, (4) 48", T8 81-85W | 340 | L48T8 | L44T8 | E3966
2406 | LEDs | LED, (4) 48", T8 86-90W | 360 | L48T8 | L44T8 | E3967
2407 | LEDs | LED, (4) 48", T8 91-95W | 380 | L48T8 | L44T8 | E3968
2408 | LEDs | LED, (4) 48", T8 96-100W | 400 | L48T8 | L44T8 | E3969
2409 | LEDs | LED, (4) 48", T8 101-105W | 420 | L48T8 | L44T8 | E3970
2410 | LEDs | LED, (4) 48", T8 106-110W | 440 | L48T8 | L44T8 | E3971
2411 | LEDs | LED, (4) 48", T8 111-115W | 460 | L48T8 | L44T8 | E3972
2412 | LEDs | LED, (4) 48", T8 116-120W | 480 | L48T8 | L44T8 | E3973
2413 | LEDs | LED, (4) 48", T8 121-125W | 500 | L48T8 | L44T8 | E3974
2414 | LEDs | LED, (4) 48", T8 126-130W | 520 | L48T8 | L44T8 | E3975
2415 | LEDs | LED, (4) 48", T8 131-135W | 540 | L48T8 | L44T8 | E3976
2416 | LEDs | LED, (4) 48", T8 136-140W | 560 | L48T8 | L44T8 | E3977
2417 | LEDs | LED, (4) 48", T8 141-145W | 580 | L48T8 | L44T8 | E3978
2418 | LEDs | LED, (4) 48", T8 146-150W | 600 | L48T8 | L44T8 | E3979
2419 | LEDs | LED, (4) 48", T8 151-155W | 620 | L48T8 | L44T8 | E3980
2420 | LEDs | LED, (4) 48", T8 156-160W | 640 | L48T8 | L44T8 | E3981
2421 | LEDs | LED, (4) 48", T8 161-165W | 660 | L48T8 | L44T8 | E3982
2422 | LEDs | LED, (4) 48", T8 166-170W | 680 | L48T8 | L44T8 | E3983
2423 | LEDs | LED, (4) 48", T8 171-175W | 700 | L48T8 | L44T8 | E3984
2424 | LEDs | LED, (4) 48", T8 176-180W | 720 | L48T8 | L44T8 | E3985
2425 | LEDs | LED, (4) 48", T8 181-185W | 740 | L48T8 | L44T8 | E3986
2426 | LEDs | LED, (4) 48", T8 186-190W | 760 | L48T8 | L44T8 | E3987
2427 | LEDs | LED, (4) 48", T8 191-195W | 780 | L48T8 | L44T8 | E3988
2428 | LEDs | LED, (4) 48", T8 196-200W | 800 | L48T8 | L44T8 | E3989
2429 | LEDs | LED, (4) 48", T8 201-205W | 820 | L48T8 | L44T8 | E3990
2430 | LEDs | LED, (4) 48", T8 206-210W | 840 | L48T8 | L44T8 | E3991
2431 | LEDs | LED, (4) 48", T8 211-215W | 860 | L48T8 | L44T8 | E3992
2432 | LEDs | LED, (4) 48", T8 216-220W | 880 | L48T8 | L44T8 | E3993
2433 | LEDs | LED, (4) 48", T8 221-225W | 900 | L48T8 | L44T8 | E3994
2434 | LEDs | LED, (4) 48", T8 226-230W | 920 | L48T8 | L44T8 | E3995
2435 | LEDs | LED, (4) 48", T8 231-235W | 940 | L48T8 | L44T8 | E3996
2436 | LEDs | LED, (4) 48", T8 236-240W | 960 | L48T8 | L44T8 | E3997
2437 | LEDs | LED, (4) 48", T8 241-245W | 980 | L48T8 | L44T8 | E3998
2438 | LEDs | LED, (4) 48", T8 246-250W | 1000 | L48T8 | L44T8 | E3999
2439 | LEDs | LED, (6) 48", T8 1-5W | 30 | L48T8 | L46T8 | E4000
2440 | LEDs | LED, (6) 48", T8 6-10W | 60 | L48T8 | L46T8 | E4001
2441 | LEDs | LED, (6) 48", T8 11-15W | 90 | L48T8 | L46T8 | E4002
2442 | LEDs | LED, (6) 48", T8 16-20W | 120 | L48T8 | L46T8 | E4003
2443 | LEDs | LED, (6) 48", T8 21-25W | 150 | L48T8 | L46T8 | E4004
2444 | LEDs | LED, (6) 48", T8 26-30W | 180 | L48T8 | L46T8 | E4005
2445 | LEDs | LED, (6) 48", T8 31-35W | 210 | L48T8 | L46T8 | E4006
2446 | LEDs | LED, (6) 48", T8 36-40W | 240 | L48T8 | L46T8 | E4007
2447 | LEDs | LED, (6) 48", T8 41-45W | 270 | L48T8 | L46T8 | E4008
2448 | LEDs | LED, (6) 48", T8 46-50W | 300 | L48T8 | L46T8 | E4009
2449 | LEDs | LED, (6) 48", T8 51-55W | 330 | L48T8 | L46T8 | E4010
2450 | LEDs | LED, (6) 48", T8 56-60W | 360 | L48T8 | L46T8 | E4011
2451 | LEDs | LED, (6) 48", T8 61-65W | 390 | L48T8 | L46T8 | E4012
2452 | LEDs | LED, (6) 48", T8 66-70W | 420 | L48T8 | L46T8 | E4013
2453 | LEDs | LED, (6) 48", T8 71-75W | 450 | L48T8 | L46T8 | E4014
2454 | LEDs | LED, (6) 48", T8 76-80W | 480 | L48T8 | L46T8 | E4015
2455 | LEDs | LED, (6) 48", T8 81-85W | 510 | L48T8 | L46T8 | E4016
2456 | LEDs | LED, (6) 48", T8 86-90W | 540 | L48T8 | L46T8 | E4017
2457 | LEDs | LED, (6) 48", T8 91-95W | 570 | L48T8 | L46T8 | E4018
2458 | LEDs | LED, (6) 48", T8 96-100W | 600 | L48T8 | L46T8 | E4019
2459 | LEDs | LED, (6) 48", T8 101-105W | 630 | L48T8 | L46T8 | E4020
2460 | LEDs | LED, (6) 48", T8 106-110W | 660 | L48T8 | L46T8 | E4021
2461 | LEDs | LED, (6) 48", T8 111-115W | 690 | L48T8 | L46T8 | E4022
2462 | LEDs | LED, (6) 48", T8 116-120W | 720 | L48T8 | L46T8 | E4023
2463 | LEDs | LED, (6) 48", T8 121-125W | 750 | L48T8 | L46T8 | E4024
2464 | LEDs | LED, (6) 48", T8 126-130W | 780 | L48T8 | L46T8 | E4025
2465 | LEDs | LED, (6) 48", T8 131-135W | 810 | L48T8 | L46T8 | E4026
2466 | LEDs | LED, (6) 48", T8 136-140W | 840 | L48T8 | L46T8 | E4027
2467 | LEDs | LED, (6) 48", T8 141-145W | 870 | L48T8 | L46T8 | E4028
2468 | LEDs | LED, (6) 48", T8 146-150W | 900 | L48T8 | L46T8 | E4029
2469 | LEDs | LED, (6) 48", T8 151-155W | 930 | L48T8 | L46T8 | E4030
2470 | LEDs | LED, (6) 48", T8 156-160W | 960 | L48T8 | L46T8 | E4031
2471 | LEDs | LED, (6) 48", T8 161-165W | 990 | L48T8 | L46T8 | E4032
2472 | LEDs | LED, (6) 48", T8 166-170W | 1020 | L48T8 | L46T8 | E4033
2473 | LEDs | LED, (6) 48", T8 171-175W | 1050 | L48T8 | L46T8 | E4034
2474 | LEDs | LED, (6) 48", T8 176-180W | 1080 | L48T8 | L46T8 | E4035
2475 | LEDs | LED, (6) 48", T8 181-185W | 1110 | L48T8 | L46T8 | E4036
2476 | LEDs | LED, (6) 48", T8 186-190W | 1140 | L48T8 | L46T8 | E4037
2477 | LEDs | LED, (6) 48", T8 191-195W | 1170 | L48T8 | L46T8 | E4038
2478 | LEDs | LED, (6) 48", T8 196-200W | 1200 | L48T8 | L46T8 | E4039
2479 | LEDs | LED, (6) 48", T8 201-205W | 1230 | L48T8 | L46T8 | E4040
2480 | LEDs | LED, (6) 48", T8 206-210W | 1260 | L48T8 | L46T8 | E4041
2481 | LEDs | LED, (6) 48", T8 211-215W | 1290 | L48T8 | L46T8 | E4042
2482 | LEDs | LED, (6) 48", T8 216-220W | 1320 | L48T8 | L46T8 | E4043
2483 | LEDs | LED, (6) 48", T8 221-225W | 1350 | L48T8 | L46T8 | E4044
2484 | LEDs | LED, (6) 48", T8 226-230W | 1380 | L48T8 | L46T8 | E4045
2485 | LEDs | LED, (6) 48", T8 231-235W | 1410 | L48T8 | L46T8 | E4046
2486 | LEDs | LED, (6) 48", T8 236-240W | 1440 | L48T8 | L46T8 | E4047
2487 | LEDs | LED, (6) 48", T8 241-245W | 1470 | L48T8 | L46T8 | E4048
2488 | LEDs | LED, (6) 48", T8 246-250W | 1500 | L48T8 | L46T8 | E4049
2489 | LEDs | LED, (1) 72", T8 1-5W | 5 | L72T8 | L61T8 | E4050
2490 | LEDs | LED, (1) 72", T8 6-10W | 10 | L72T8 | L61T8 | E4051
2491 | LEDs | LED, (1) 72", T8 11-15W | 15 | L72T8 | L61T8 | E4052
2492 | LEDs | LED, (1) 72", T8 16-20W | 20 | L72T8 | L61T8 | E4053
2493 | LEDs | LED, (1) 72", T8 21-25W | 25 | L72T8 | L61T8 | E4054
2494 | LEDs | LED, (1) 72", T8 26-30W | 30 | L72T8 | L61T8 | E4055
2495 | LEDs | LED, (1) 72", T8 31-35W | 35 | L72T8 | L61T8 | E4056
2496 | LEDs | LED, (1) 72", T8 36-40W | 40 | L72T8 | L61T8 | E4057
2497 | LEDs | LED, (1) 72", T8 41-45W | 45 | L72T8 | L61T8 | E4058
2498 | LEDs | LED, (1) 72", T8 46-50W | 50 | L72T8 | L61T8 | E4059
2499 | LEDs | LED, (1) 72", T8 51-55W | 55 | L72T8 | L61T8 | E4060
2500 | LEDs | LED, (1) 72", T8 56-60W | 60 | L72T8 | L61T8 | E4061
2501 | LEDs | LED, (1) 72", T8 61-65W | 65 | L72T8 | L61T8 | E4062
2502 | LEDs | LED, (1) 72", T8 66-70W | 70 | L72T8 | L61T8 | E4063
2503 | LEDs | LED, (1) 72", T8 71-75W | 75 | L72T8 | L61T8 | E4064
2504 | LEDs | LED, (1) 72", T8 76-80W | 80 | L72T8 | L61T8 | E4065
2505 | LEDs | LED, (1) 72", T8 81-85W | 85 | L72T8 | L61T8 | E4066
2506 | LEDs | LED, (1) 72", T8 86-90W | 90 | L72T8 | L61T8 | E4067
2507 | LEDs | LED, (1) 72", T8 91-95W | 95 | L72T8 | L61T8 | E4068
2508 | LEDs | LED, (1) 72", T8 96-100W | 100 | L72T8 | L61T8 | E4069
2509 | LEDs | LED, (1) 72", T8 101-105W | 105 | L72T8 | L61T8 | E4070
2510 | LEDs | LED, (1) 72", T8 106-110W | 110 | L72T8 | L61T8 | E4071
2511 | LEDs | LED, (1) 72", T8 111-115W | 115 | L72T8 | L61T8 | E4072
2512 | LEDs | LED, (1) 72", T8 116-120W | 120 | L72T8 | L61T8 | E4073
2513 | LEDs | LED, (1) 72", T8 121-125W | 125 | L72T8 | L61T8 | E4074
2514 | LEDs | LED, (1) 72", T8 126-130W | 130 | L72T8 | L61T8 | E4075
2515 | LEDs | LED, (1) 72", T8 131-135W | 135 | L72T8 | L61T8 | E4076
2516 | LEDs | LED, (1) 72", T8 136-140W | 140 | L72T8 | L61T8 | E4077
2517 | LEDs | LED, (1) 72", T8 141-145W | 145 | L72T8 | L61T8 | E4078
2518 | LEDs | LED, (1) 72", T8 146-150W | 150 | L72T8 | L61T8 | E4079
2519 | LEDs | LED, (1) 72", T8 151-155W | 155 | L72T8 | L61T8 | E4080
2520 | LEDs | LED, (1) 72", T8 156-160W | 160 | L72T8 | L61T8 | E4081
2521 | LEDs | LED, (1) 72", T8 161-165W | 165 | L72T8 | L61T8 | E4082
2522 | LEDs | LED, (1) 72", T8 166-170W | 170 | L72T8 | L61T8 | E4083
2523 | LEDs | LED, (1) 72", T8 171-175W | 175 | L72T8 | L61T8 | E4084
2524 | LEDs | LED, (1) 72", T8 176-180W | 180 | L72T8 | L61T8 | E4085
2525 | LEDs | LED, (1) 72", T8 181-185W | 185 | L72T8 | L61T8 | E4086
2526 | LEDs | LED, (1) 72", T8 186-190W | 190 | L72T8 | L61T8 | E4087
2527 | LEDs | LED, (1) 72", T8 191-195W | 195 | L72T8 | L61T8 | E4088
2528 | LEDs | LED, (1) 72", T8 196-200W | 200 | L72T8 | L61T8 | E4089
2529 | LEDs | LED, (1) 72", T8 201-205W | 205 | L72T8 | L61T8 | E4090
2530 | LEDs | LED, (1) 72", T8 206-210W | 210 | L72T8 | L61T8 | E4091
2531 | LEDs | LED, (1) 72", T8 211-215W | 215 | L72T8 | L61T8 | E4092
2532 | LEDs | LED, (1) 72", T8 216-220W | 220 | L72T8 | L61T8 | E4093
2533 | LEDs | LED, (1) 72", T8 221-225W | 225 | L72T8 | L61T8 | E4094
2534 | LEDs | LED, (1) 72", T8 226-230W | 230 | L72T8 | L61T8 | E4095
2535 | LEDs | LED, (1) 72", T8 231-235W | 235 | L72T8 | L61T8 | E4096
2536 | LEDs | LED, (1) 72", T8 236-240W | 240 | L72T8 | L61T8 | E4097
2537 | LEDs | LED, (1) 72", T8 241-245W | 245 | L72T8 | L61T8 | E4098
2538 | LEDs | LED, (1) 72", T8 246-250W | 250 | L72T8 | L61T8 | E4099
2539 | LEDs | LED, (2) 72", T8 1-5W | 10 | L72T8 | L62T8 | E4100
2540 | LEDs | LED, (2) 72", T8 6-10W | 20 | L72T8 | L62T8 | E4101
2541 | LEDs | LED, (2) 72", T8 11-15W | 30 | L72T8 | L62T8 | E4102
2542 | LEDs | LED, (2) 72", T8 16-20W | 40 | L72T8 | L62T8 | E4103
2543 | LEDs | LED, (2) 72", T8 21-25W | 50 | L72T8 | L62T8 | E4104
2544 | LEDs | LED, (2) 72", T8 26-30W | 60 | L72T8 | L62T8 | E4105
2545 | LEDs | LED, (2) 72", T8 31-35W | 70 | L72T8 | L62T8 | E4106
2546 | LEDs | LED, (2) 72", T8 36-40W | 80 | L72T8 | L62T8 | E4107
2547 | LEDs | LED, (2) 72", T8 41-45W | 90 | L72T8 | L62T8 | E4108
2548 | LEDs | LED, (2) 72", T8 46-50W | 100 | L72T8 | L62T8 | E4109
2549 | LEDs | LED, (2) 72", T8 51-55W | 110 | L72T8 | L62T8 | E4110
2550 | LEDs | LED, (2) 72", T8 56-60W | 120 | L72T8 | L62T8 | E4111
2551 | LEDs | LED, (2) 72", T8 61-65W | 130 | L72T8 | L62T8 | E4112
2552 | LEDs | LED, (2) 72", T8 66-70W | 140 | L72T8 | L62T8 | E4113
2553 | LEDs | LED, (2) 72", T8 71-75W | 150 | L72T8 | L62T8 | E4114
2554 | LEDs | LED, (2) 72", T8 76-80W | 160 | L72T8 | L62T8 | E4115
2555 | LEDs | LED, (2) 72", T8 81-85W | 170 | L72T8 | L62T8 | E4116
2556 | LEDs | LED, (2) 72", T8 86-90W | 180 | L72T8 | L62T8 | E4117
2557 | LEDs | LED, (2) 72", T8 91-95W | 190 | L72T8 | L62T8 | E4118
2558 | LEDs | LED, (2) 72", T8 96-100W | 200 | L72T8 | L62T8 | E4119
2559 | LEDs | LED, (2) 72", T8 101-105W | 210 | L72T8 | L62T8 | E4120
2560 | LEDs | LED, (2) 72", T8 106-110W | 220 | L72T8 | L62T8 | E4121
2561 | LEDs | LED, (2) 72", T8 111-115W | 230 | L72T8 | L62T8 | E4122
2562 | LEDs | LED, (2) 72", T8 116-120W | 240 | L72T8 | L62T8 | E4123
2563 | LEDs | LED, (2) 72", T8 121-125W | 250 | L72T8 | L62T8 | E4124
2564 | LEDs | LED, (2) 72", T8 126-130W | 260 | L72T8 | L62T8 | E4125
2565 | LEDs | LED, (2) 72", T8 131-135W | 270 | L72T8 | L62T8 | E4126
2566 | LEDs | LED, (2) 72", T8 136-140W | 280 | L72T8 | L62T8 | E4127
2567 | LEDs | LED, (2) 72", T8 141-145W | 290 | L72T8 | L62T8 | E4128
2568 | LEDs | LED, (2) 72", T8 146-150W | 300 | L72T8 | L62T8 | E4129
2569 | LEDs | LED, (2) 72", T8 151-155W | 310 | L72T8 | L62T8 | E4130
2570 | LEDs | LED, (2) 72", T8 156-160W | 320 | L72T8 | L62T8 | E4131
2571 | LEDs | LED, (2) 72", T8 161-165W | 330 | L72T8 | L62T8 | E4132
2572 | LEDs | LED, (2) 72", T8 166-170W | 340 | L72T8 | L62T8 | E4133
2573 | LEDs | LED, (2) 72", T8 171-175W | 350 | L72T8 | L62T8 | E4134
2574 | LEDs | LED, (2) 72", T8 176-180W | 360 | L72T8 | L62T8 | E4135
2575 | LEDs | LED, (2) 72", T8 181-185W | 370 | L72T8 | L62T8 | E4136
2576 | LEDs | LED, (2) 72", T8 186-190W | 380 | L72T8 | L62T8 | E4137
2577 | LEDs | LED, (2) 72", T8 191-195W | 390 | L72T8 | L62T8 | E4138
2578 | LEDs | LED, (2) 72", T8 196-200W | 400 | L72T8 | L62T8 | E4139
2579 | LEDs | LED, (2) 72", T8 201-205W | 410 | L72T8 | L62T8 | E4140
2580 | LEDs | LED, (2) 72", T8 206-210W | 420 | L72T8 | L62T8 | E4141
2581 | LEDs | LED, (2) 72", T8 211-215W | 430 | L72T8 | L62T8 | E4142
2582 | LEDs | LED, (2) 72", T8 216-220W | 440 | L72T8 | L62T8 | E4143
2583 | LEDs | LED, (2) 72", T8 221-225W | 450 | L72T8 | L62T8 | E4144
2584 | LEDs | LED, (2) 72", T8 226-230W | 460 | L72T8 | L62T8 | E4145
2585 | LEDs | LED, (2) 72", T8 231-235W | 470 | L72T8 | L62T8 | E4146
2586 | LEDs | LED, (2) 72", T8 236-240W | 480 | L72T8 | L62T8 | E4147
2587 | LEDs | LED, (2) 72", T8 241-245W | 490 | L72T8 | L62T8 | E4148
2588 | LEDs | LED, (2) 72", T8 246-250W | 500 | L72T8 | L62T8 | E4149
2589 | LEDs | LED, (3) 72", T8 1-5W | 15 | L72T8 | L63T8 | E4150
2590 | LEDs | LED, (3) 72", T8 6-10W | 30 | L72T8 | L63T8 | E4151
2591 | LEDs | LED, (3) 72", T8 11-15W | 45 | L72T8 | L63T8 | E4152
2592 | LEDs | LED, (3) 72", T8 16-20W | 60 | L72T8 | L63T8 | E4153
2593 | LEDs | LED, (3) 72", T8 21-25W | 75 | L72T8 | L63T8 | E4154
2594 | LEDs | LED, (3) 72", T8 26-30W | 90 | L72T8 | L63T8 | E4155
2595 | LEDs | LED, (3) 72", T8 31-35W | 105 | L72T8 | L63T8 | E4156
2596 | LEDs | LED, (3) 72", T8 36-40W | 120 | L72T8 | L63T8 | E4157
2597 | LEDs | LED, (3) 72", T8 41-45W | 135 | L72T8 | L63T8 | E4158
2598 | LEDs | LED, (3) 72", T8 46-50W | 150 | L72T8 | L63T8 | E4159
2599 | LEDs | LED, (3) 72", T8 51-55W | 165 | L72T8 | L63T8 | E4160
2600 | LEDs | LED, (3) 72", T8 56-60W | 180 | L72T8 | L63T8 | E4161
2601 | LEDs | LED, (3) 72", T8 61-65W | 195 | L72T8 | L63T8 | E4162
2602 | LEDs | LED, (3) 72", T8 66-70W | 210 | L72T8 | L63T8 | E4163
2603 | LEDs | LED, (3) 72", T8 71-75W | 225 | L72T8 | L63T8 | E4164
2604 | LEDs | LED, (3) 72", T8 76-80W | 240 | L72T8 | L63T8 | E4165
2605 | LEDs | LED, (3) 72", T8 81-85W | 255 | L72T8 | L63T8 | E4166
2606 | LEDs | LED, (3) 72", T8 86-90W | 270 | L72T8 | L63T8 | E4167
2607 | LEDs | LED, (3) 72", T8 91-95W | 285 | L72T8 | L63T8 | E4168
2608 | LEDs | LED, (3) 72", T8 96-100W | 300 | L72T8 | L63T8 | E4169
2609 | LEDs | LED, (3) 72", T8 101-105W | 315 | L72T8 | L63T8 | E4170
2610 | LEDs | LED, (3) 72", T8 106-110W | 330 | L72T8 | L63T8 | E4171
2611 | LEDs | LED, (3) 72", T8 111-115W | 345 | L72T8 | L63T8 | E4172
2612 | LEDs | LED, (3) 72", T8 116-120W | 360 | L72T8 | L63T8 | E4173
2613 | LEDs | LED, (3) 72", T8 121-125W | 375 | L72T8 | L63T8 | E4174
2614 | LEDs | LED, (3) 72", T8 126-130W | 390 | L72T8 | L63T8 | E4175
2615 | LEDs | LED, (3) 72", T8 131-135W | 405 | L72T8 | L63T8 | E4176
2616 | LEDs | LED, (3) 72", T8 136-140W | 420 | L72T8 | L63T8 | E4177
2617 | LEDs | LED, (3) 72", T8 141-145W | 435 | L72T8 | L63T8 | E4178
2618 | LEDs | LED, (3) 72", T8 146-150W | 450 | L72T8 | L63T8 | E4179
2619 | LEDs | LED, (3) 72", T8 151-155W | 465 | L72T8 | L63T8 | E4180
2620 | LEDs | LED, (3) 72", T8 156-160W | 480 | L72T8 | L63T8 | E4181
2621 | LEDs | LED, (3) 72", T8 161-165W | 495 | L72T8 | L63T8 | E4182
2622 | LEDs | LED, (3) 72", T8 166-170W | 510 | L72T8 | L63T8 | E4183
2623 | LEDs | LED, (3) 72", T8 171-175W | 525 | L72T8 | L63T8 | E4184
2624 | LEDs | LED, (3) 72", T8 176-180W | 540 | L72T8 | L63T8 | E4185
2625 | LEDs | LED, (3) 72", T8 181-185W | 555 | L72T8 | L63T8 | E4186
2626 | LEDs | LED, (3) 72", T8 186-190W | 570 | L72T8 | L63T8 | E4187
2627 | LEDs | LED, (3) 72", T8 191-195W | 585 | L72T8 | L63T8 | E4188
2628 | LEDs | LED, (3) 72", T8 196-200W | 600 | L72T8 | L63T8 | E4189
2629 | LEDs | LED, (3) 72", T8 201-205W | 615 | L72T8 | L63T8 | E4190
2630 | LEDs | LED, (3) 72", T8 206-210W | 630 | L72T8 | L63T8 | E4191
2631 | LEDs | LED, (3) 72", T8 211-215W | 645 | L72T8 | L63T8 | E4192
2632 | LEDs | LED, (3) 72", T8 216-220W | 660 | L72T8 | L63T8 | E4193
2633 | LEDs | LED, (3) 72", T8 221-225W | 675 | L72T8 | L63T8 | E4194
2634 | LEDs | LED, (3) 72", T8 226-230W | 690 | L72T8 | L63T8 | E4195
2635 | LEDs | LED, (3) 72", T8 231-235W | 705 | L72T8 | L63T8 | E4196
2636 | LEDs | LED, (3) 72", T8 236-240W | 720 | L72T8 | L63T8 | E4197
2637 | LEDs | LED, (3) 72", T8 241-245W | 735 | L72T8 | L63T8 | E4198
2638 | LEDs | LED, (3) 72", T8 246-250W | 750 | L72T8 | L63T8 | E4199
2639 | LEDs | LED, (4) 72", T8 1-5W | 20 | L72T8 | L64T8 | E4200
2640 | LEDs | LED, (4) 72", T8 6-10W | 40 | L72T8 | L64T8 | E4201
2641 | LEDs | LED, (4) 72", T8 11-15W | 60 | L72T8 | L64T8 | E4202
2642 | LEDs | LED, (4) 72", T8 16-20W | 80 | L72T8 | L64T8 | E4203
2643 | LEDs | LED, (4) 72", T8 21-25W | 100 | L72T8 | L64T8 | E4204
2644 | LEDs | LED, (4) 72", T8 26-30W | 120 | L72T8 | L64T8 | E4205
2645 | LEDs | LED, (4) 72", T8 31-35W | 140 | L72T8 | L64T8 | E4206
2646 | LEDs | LED, (4) 72", T8 36-40W | 160 | L72T8 | L64T8 | E4207
2647 | LEDs | LED, (4) 72", T8 41-45W | 180 | L72T8 | L64T8 | E4208
2648 | LEDs | LED, (4) 72", T8 46-50W | 200 | L72T8 | L64T8 | E4209
2649 | LEDs | LED, (4) 72", T8 51-55W | 220 | L72T8 | L64T8 | E4210
2650 | LEDs | LED, (4) 72", T8 56-60W | 240 | L72T8 | L64T8 | E4211
2651 | LEDs | LED, (4) 72", T8 61-65W | 260 | L72T8 | L64T8 | E4212
2652 | LEDs | LED, (4) 72", T8 66-70W | 280 | L72T8 | L64T8 | E4213
2653 | LEDs | LED, (4) 72", T8 71-75W | 300 | L72T8 | L64T8 | E4214
2654 | LEDs | LED, (4) 72", T8 76-80W | 320 | L72T8 | L64T8 | E4215
2655 | LEDs | LED, (4) 72", T8 81-85W | 340 | L72T8 | L64T8 | E4216
2656 | LEDs | LED, (4) 72", T8 86-90W | 360 | L72T8 | L64T8 | E4217
2657 | LEDs | LED, (4) 72", T8 91-95W | 380 | L72T8 | L64T8 | E4218
2658 | LEDs | LED, (4) 72", T8 96-100W | 400 | L72T8 | L64T8 | E4219
2659 | LEDs | LED, (4) 72", T8 101-105W | 420 | L72T8 | L64T8 | E4220
2660 | LEDs | LED, (4) 72", T8 106-110W | 440 | L72T8 | L64T8 | E4221
2661 | LEDs | LED, (4) 72", T8 111-115W | 460 | L72T8 | L64T8 | E4222
2662 | LEDs | LED, (4) 72", T8 116-120W | 480 | L72T8 | L64T8 | E4223
2663 | LEDs | LED, (4) 72", T8 121-125W | 500 | L72T8 | L64T8 | E4224
2664 | LEDs | LED, (4) 72", T8 126-130W | 520 | L72T8 | L64T8 | E4225
2665 | LEDs | LED, (4) 72", T8 131-135W | 540 | L72T8 | L64T8 | E4226
2666 | LEDs | LED, (4) 72", T8 136-140W | 560 | L72T8 | L64T8 | E4227
2667 | LEDs | LED, (4) 72", T8 141-145W | 580 | L72T8 | L64T8 | E4228
2668 | LEDs | LED, (4) 72", T8 146-150W | 600 | L72T8 | L64T8 | E4229
2669 | LEDs | LED, (4) 72", T8 151-155W | 620 | L72T8 | L64T8 | E4230
2670 | LEDs | LED, (4) 72", T8 156-160W | 640 | L72T8 | L64T8 | E4231
2671 | LEDs | LED, (4) 72", T8 161-165W | 660 | L72T8 | L64T8 | E4232
2672 | LEDs | LED, (4) 72", T8 166-170W | 680 | L72T8 | L64T8 | E4233
2673 | LEDs | LED, (4) 72", T8 171-175W | 700 | L72T8 | L64T8 | E4234
2674 | LEDs | LED, (4) 72", T8 176-180W | 720 | L72T8 | L64T8 | E4235
2675 | LEDs | LED, (4) 72", T8 181-185W | 740 | L72T8 | L64T8 | E4236
2676 | LEDs | LED, (4) 72", T8 186-190W | 760 | L72T8 | L64T8 | E4237
2677 | LEDs | LED, (4) 72", T8 191-195W | 780 | L72T8 | L64T8 | E4238
2678 | LEDs | LED, (4) 72", T8 196-200W | 800 | L72T8 | L64T8 | E4239
2679 | LEDs | LED, (4) 72", T8 201-205W | 820 | L72T8 | L64T8 | E4240
2680 | LEDs | LED, (4) 72", T8 206-210W | 840 | L72T8 | L64T8 | E4241
2681 | LEDs | LED, (4) 72", T8 211-215W | 860 | L72T8 | L64T8 | E4242
2682 | LEDs | LED, (4) 72", T8 216-220W | 880 | L72T8 | L64T8 | E4243
2683 | LEDs | LED, (4) 72", T8 221-225W | 900 | L72T8 | L64T8 | E4244
2684 | LEDs | LED, (4) 72", T8 226-230W | 920 | L72T8 | L64T8 | E4245
2685 | LEDs | LED, (4) 72", T8 231-235W | 940 | L72T8 | L64T8 | E4246
2686 | LEDs | LED, (4) 72", T8 236-240W | 960 | L72T8 | L64T8 | E4247
2687 | LEDs | LED, (4) 72", T8 241-245W | 980 | L72T8 | L64T8 | E4248
2688 | LEDs | LED, (4) 72", T8 246-250W | 1000 | L72T8 | L64T8 | E4249
2689 | LEDs | LED, (1) 96", T8 1-5W | 5 | L96T8 | L81T8 | E4250
2690 | LEDs | LED, (1) 96", T8 6-10W | 10 | L96T8 | L81T8 | E4251
2691 | LEDs | LED, (1) 96", T8 11-15W | 15 | L96T8 | L81T8 | E4252
2692 | LEDs | LED, (1) 96", T8 16-20W | 20 | L96T8 | L81T8 | E4253
2693 | LEDs | LED, (1) 96", T8 21-25W | 25 | L96T8 | L81T8 | E4254
2694 | LEDs | LED, (1) 96", T8 26-30W | 30 | L96T8 | L81T8 | E4255
2695 | LEDs | LED, (1) 96", T8 31-35W | 35 | L96T8 | L81T8 | E4256
2696 | LEDs | LED, (1) 96", T8 36-40W | 40 | L96T8 | L81T8 | E4257
2697 | LEDs | LED, (1) 96", T8 41-45W | 45 | L96T8 | L81T8 | E4258
2698 | LEDs | LED, (1) 96", T8 46-50W | 50 | L96T8 | L81T8 | E4259
2699 | LEDs | LED, (1) 96", T8 51-55W | 55 | L96T8 | L81T8 | E4260
2700 | LEDs | LED, (1) 96", T8 56-60W | 60 | L96T8 | L81T8 | E4261
2701 | LEDs | LED, (1) 96", T8 61-65W | 65 | L96T8 | L81T8 | E4262
2702 | LEDs | LED, (1) 96", T8 66-70W | 70 | L96T8 | L81T8 | E4263
2703 | LEDs | LED, (1) 96", T8 71-75W | 75 | L96T8 | L81T8 | E4264
2704 | LEDs | LED, (1) 96", T8 76-80W | 80 | L96T8 | L81T8 | E4265
2705 | LEDs | LED, (1) 96", T8 81-85W | 85 | L96T8 | L81T8 | E4266
2706 | LEDs | LED, (1) 96", T8 86-90W | 90 | L96T8 | L81T8 | E4267
2707 | LEDs | LED, (1) 96", T8 91-95W | 95 | L96T8 | L81T8 | E4268
2708 | LEDs | LED, (1) 96", T8 96-100W | 100 | L96T8 | L81T8 | E4269
2709 | LEDs | LED, (1) 96", T8 101-105W | 105 | L96T8 | L81T8 | E4270
2710 | LEDs | LED, (1) 96", T8 106-110W | 110 | L96T8 | L81T8 | E4271
2711 | LEDs | LED, (1) 96", T8 111-115W | 115 | L96T8 | L81T8 | E4272
2712 | LEDs | LED, (1) 96", T8 116-120W | 120 | L96T8 | L81T8 | E4273
2713 | LEDs | LED, (1) 96", T8 121-125W | 125 | L96T8 | L81T8 | E4274
2714 | LEDs | LED, (1) 96", T8 126-130W | 130 | L96T8 | L81T8 | E4275
2715 | LEDs | LED, (1) 96", T8 131-135W | 135 | L96T8 | L81T8 | E4276
2716 | LEDs | LED, (1) 96", T8 136-140W | 140 | L96T8 | L81T8 | E4277
2717 | LEDs | LED, (1) 96", T8 141-145W | 145 | L96T8 | L81T8 | E4278
2718 | LEDs | LED, (1) 96", T8 146-150W | 150 | L96T8 | L81T8 | E4279
2719 | LEDs | LED, (1) 96", T8 151-155W | 155 | L96T8 | L81T8 | E4280
2720 | LEDs | LED, (1) 96", T8 156-160W | 160 | L96T8 | L81T8 | E4281
2721 | LEDs | LED, (1) 96", T8 161-165W | 165 | L96T8 | L81T8 | E4282
2722 | LEDs | LED, (1) 96", T8 166-170W | 170 | L96T8 | L81T8 | E4283
2723 | LEDs | LED, (1) 96", T8 171-175W | 175 | L96T8 | L81T8 | E4284
2724 | LEDs | LED, (1) 96", T8 176-180W | 180 | L96T8 | L81T8 | E4285
2725 | LEDs | LED, (1) 96", T8 181-185W | 185 | L96T8 | L81T8 | E4286
2726 | LEDs | LED, (1) 96", T8 186-190W | 190 | L96T8 | L81T8 | E4287
2727 | LEDs | LED, (1) 96", T8 191-195W | 195 | L96T8 | L81T8 | E4288
2728 | LEDs | LED, (1) 96", T8 196-200W | 200 | L96T8 | L81T8 | E4289
2729 | LEDs | LED, (1) 96", T8 201-205W | 205 | L96T8 | L81T8 | E4290
2730 | LEDs | LED, (1) 96", T8 206-210W | 210 | L96T8 | L81T8 | E4291
2731 | LEDs | LED, (1) 96", T8 211-215W | 215 | L96T8 | L81T8 | E4292
2732 | LEDs | LED, (1) 96", T8 216-220W | 220 | L96T8 | L81T8 | E4293
2733 | LEDs | LED, (1) 96", T8 221-225W | 225 | L96T8 | L81T8 | E4294
2734 | LEDs | LED, (1) 96", T8 226-230W | 230 | L96T8 | L81T8 | E4295
2735 | LEDs | LED, (1) 96", T8 231-235W | 235 | L96T8 | L81T8 | E4296
2736 | LEDs | LED, (1) 96", T8 236-240W | 240 | L96T8 | L81T8 | E4297
2737 | LEDs | LED, (1) 96", T8 241-245W | 245 | L96T8 | L81T8 | E4298
2738 | LEDs | LED, (1) 96", T8 246-250W | 250 | L96T8 | L81T8 | E4299
2739 | LEDs | LED, (2) 96", T8 1-5W | 10 | L96T8 | L82T8 | E4300
2740 | LEDs | LED, (2) 96", T8 6-10W | 20 | L96T8 | L82T8 | E4301
2741 | LEDs | LED, (2) 96", T8 11-15W | 30 | L96T8 | L82T8 | E4302
2742 | LEDs | LED, (2) 96", T8 16-20W | 40 | L96T8 | L82T8 | E4303
2743 | LEDs | LED, (2) 96", T8 21-25W | 50 | L96T8 | L82T8 | E4304
2744 | LEDs | LED, (2) 96", T8 26-30W | 60 | L96T8 | L82T8 | E4305
2745 | LEDs | LED, (2) 96", T8 31-35W | 70 | L96T8 | L82T8 | E4306
2746 | LEDs | LED, (2) 96", T8 36-40W | 80 | L96T8 | L82T8 | E4307
2747 | LEDs | LED, (2) 96", T8 41-45W | 90 | L96T8 | L82T8 | E4308
2748 | LEDs | LED, (2) 96", T8 46-50W | 100 | L96T8 | L82T8 | E4309
2749 | LEDs | LED, (2) 96", T8 51-55W | 110 | L96T8 | L82T8 | E4310
2750 | LEDs | LED, (2) 96", T8 56-60W | 120 | L96T8 | L82T8 | E4311
2751 | LEDs | LED, (2) 96", T8 61-65W | 130 | L96T8 | L82T8 | E4312
2752 | LEDs | LED, (2) 96", T8 66-70W | 140 | L96T8 | L82T8 | E4313
2753 | LEDs | LED, (2) 96", T8 71-75W | 150 | L96T8 | L82T8 | E4314
2754 | LEDs | LED, (2) 96", T8 76-80W | 160 | L96T8 | L82T8 | E4315
2755 | LEDs | LED, (2) 96", T8 81-85W | 170 | L96T8 | L82T8 | E4316
2756 | LEDs | LED, (2) 96", T8 86-90W | 180 | L96T8 | L82T8 | E4317
2757 | LEDs | LED, (2) 96", T8 91-95W | 190 | L96T8 | L82T8 | E4318
2758 | LEDs | LED, (2) 96", T8 96-100W | 200 | L96T8 | L82T8 | E4319
2759 | LEDs | LED, (2) 96", T8 101-105W | 210 | L96T8 | L82T8 | E4320
2760 | LEDs | LED, (2) 96", T8 106-110W | 220 | L96T8 | L82T8 | E4321
2761 | LEDs | LED, (2) 96", T8 111-115W | 230 | L96T8 | L82T8 | E4322
2762 | LEDs | LED, (2) 96", T8 116-120W | 240 | L96T8 | L82T8 | E4323
2763 | LEDs | LED, (2) 96", T8 121-125W | 250 | L96T8 | L82T8 | E4324
2764 | LEDs | LED, (2) 96", T8 126-130W | 260 | L96T8 | L82T8 | E4325
2765 | LEDs | LED, (2) 96", T8 131-135W | 270 | L96T8 | L82T8 | E4326
2766 | LEDs | LED, (2) 96", T8 136-140W | 280 | L96T8 | L82T8 | E4327
2767 | LEDs | LED, (2) 96", T8 141-145W | 290 | L96T8 | L82T8 | E4328
2768 | LEDs | LED, (2) 96", T8 146-150W | 300 | L96T8 | L82T8 | E4329
2769 | LEDs | LED, (2) 96", T8 151-155W | 310 | L96T8 | L82T8 | E4330
2770 | LEDs | LED, (2) 96", T8 156-160W | 320 | L96T8 | L82T8 | E4331
2771 | LEDs | LED, (2) 96", T8 161-165W | 330 | L96T8 | L82T8 | E4332
2772 | LEDs | LED, (2) 96", T8 166-170W | 340 | L96T8 | L82T8 | E4333
2773 | LEDs | LED, (2) 96", T8 171-175W | 350 | L96T8 | L82T8 | E4334
2774 | LEDs | LED, (2) 96", T8 176-180W | 360 | L96T8 | L82T8 | E4335
2775 | LEDs | LED, (2) 96", T8 181-185W | 370 | L96T8 | L82T8 | E4336
2776 | LEDs | LED, (2) 96", T8 186-190W | 380 | L96T8 | L82T8 | E4337
2777 | LEDs | LED, (2) 96", T8 191-195W | 390 | L96T8 | L82T8 | E4338
2778 | LEDs | LED, (2) 96", T8 196-200W | 400 | L96T8 | L82T8 | E4339
2779 | LEDs | LED, (2) 96", T8 201-205W | 410 | L96T8 | L82T8 | E4340
2780 | LEDs | LED, (2) 96", T8 206-210W | 420 | L96T8 | L82T8 | E4341
2781 | LEDs | LED, (2) 96", T8 211-215W | 430 | L96T8 | L82T8 | E4342
2782 | LEDs | LED, (2) 96", T8 216-220W | 440 | L96T8 | L82T8 | E4343
2783 | LEDs | LED, (2) 96", T8 221-225W | 450 | L96T8 | L82T8 | E4344
2784 | LEDs | LED, (2) 96", T8 226-230W | 460 | L96T8 | L82T8 | E4345
2785 | LEDs | LED, (2) 96", T8 231-235W | 470 | L96T8 | L82T8 | E4346
2786 | LEDs | LED, (2) 96", T8 236-240W | 480 | L96T8 | L82T8 | E4347
2787 | LEDs | LED, (2) 96", T8 241-245W | 490 | L96T8 | L82T8 | E4348
2788 | LEDs | LED, (2) 96", T8 246-250W | 500 | L96T8 | L82T8 | E4349
2789 | LEDs | LED, (3) 96", T8 1-5W | 15 | L96T8 | L83T8 | E4350
2790 | LEDs | LED, (3) 96", T8 6-10W | 30 | L96T8 | L83T8 | E4351
2791 | LEDs | LED, (3) 96", T8 11-15W | 45 | L96T8 | L83T8 | E4352
2792 | LEDs | LED, (3) 96", T8 16-20W | 60 | L96T8 | L83T8 | E4353
2793 | LEDs | LED, (3) 96", T8 21-25W | 75 | L96T8 | L83T8 | E4354
2794 | LEDs | LED, (3) 96", T8 26-30W | 90 | L96T8 | L83T8 | E4355
2795 | LEDs | LED, (3) 96", T8 31-35W | 105 | L96T8 | L83T8 | E4356
2796 | LEDs | LED, (3) 96", T8 36-40W | 120 | L96T8 | L83T8 | E4357
2797 | LEDs | LED, (3) 96", T8 41-45W | 135 | L96T8 | L83T8 | E4358
2798 | LEDs | LED, (3) 96", T8 46-50W | 150 | L96T8 | L83T8 | E4359
2799 | LEDs | LED, (3) 96", T8 51-55W | 165 | L96T8 | L83T8 | E4360
2800 | LEDs | LED, (3) 96", T8 56-60W | 180 | L96T8 | L83T8 | E4361
2801 | LEDs | LED, (3) 96", T8 61-65W | 195 | L96T8 | L83T8 | E4362
2802 | LEDs | LED, (3) 96", T8 66-70W | 210 | L96T8 | L83T8 | E4363
2803 | LEDs | LED, (3) 96", T8 71-75W | 225 | L96T8 | L83T8 | E4364
2804 | LEDs | LED, (3) 96", T8 76-80W | 240 | L96T8 | L83T8 | E4365
2805 | LEDs | LED, (3) 96", T8 81-85W | 255 | L96T8 | L83T8 | E4366
2806 | LEDs | LED, (3) 96", T8 86-90W | 270 | L96T8 | L83T8 | E4367
2807 | LEDs | LED, (3) 96", T8 91-95W | 285 | L96T8 | L83T8 | E4368
2808 | LEDs | LED, (3) 96", T8 96-100W | 300 | L96T8 | L83T8 | E4369
2809 | LEDs | LED, (3) 96", T8 101-105W | 315 | L96T8 | L83T8 | E4370
2810 | LEDs | LED, (3) 96", T8 106-110W | 330 | L96T8 | L83T8 | E4371
2811 | LEDs | LED, (3) 96", T8 111-115W | 345 | L96T8 | L83T8 | E4372
2812 | LEDs | LED, (3) 96", T8 116-120W | 360 | L96T8 | L83T8 | E4373
2813 | LEDs | LED, (3) 96", T8 121-125W | 375 | L96T8 | L83T8 | E4374
2814 | LEDs | LED, (3) 96", T8 126-130W | 390 | L96T8 | L83T8 | E4375
2815 | LEDs | LED, (3) 96", T8 131-135W | 405 | L96T8 | L83T8 | E4376
2816 | LEDs | LED, (3) 96", T8 136-140W | 420 | L96T8 | L83T8 | E4377
2817 | LEDs | LED, (3) 96", T8 141-145W | 435 | L96T8 | L83T8 | E4378
2818 | LEDs | LED, (3) 96", T8 146-150W | 450 | L96T8 | L83T8 | E4379
2819 | LEDs | LED, (3) 96", T8 151-155W | 465 | L96T8 | L83T8 | E4380
2820 | LEDs | LED, (3) 96", T8 156-160W | 480 | L96T8 | L83T8 | E4381
2821 | LEDs | LED, (3) 96", T8 161-165W | 495 | L96T8 | L83T8 | E4382
2822 | LEDs | LED, (3) 96", T8 166-170W | 510 | L96T8 | L83T8 | E4383
2823 | LEDs | LED, (3) 96", T8 171-175W | 525 | L96T8 | L83T8 | E4384
2824 | LEDs | LED, (3) 96", T8 176-180W | 540 | L96T8 | L83T8 | E4385
2825 | LEDs | LED, (3) 96", T8 181-185W | 555 | L96T8 | L83T8 | E4386
2826 | LEDs | LED, (3) 96", T8 186-190W | 570 | L96T8 | L83T8 | E4387
2827 | LEDs | LED, (3) 96", T8 191-195W | 585 | L96T8 | L83T8 | E4388
2828 | LEDs | LED, (3) 96", T8 196-200W | 600 | L96T8 | L83T8 | E4389
2829 | LEDs | LED, (3) 96", T8 201-205W | 615 | L96T8 | L83T8 | E4390
2830 | LEDs | LED, (3) 96", T8 206-210W | 630 | L96T8 | L83T8 | E4391
2831 | LEDs | LED, (3) 96", T8 211-215W | 645 | L96T8 | L83T8 | E4392
2832 | LEDs | LED, (3) 96", T8 216-220W | 660 | L96T8 | L83T8 | E4393
2833 | LEDs | LED, (3) 96", T8 221-225W | 675 | L96T8 | L83T8 | E4394
2834 | LEDs | LED, (3) 96", T8 226-230W | 690 | L96T8 | L83T8 | E4395
2835 | LEDs | LED, (3) 96", T8 231-235W | 705 | L96T8 | L83T8 | E4396
2836 | LEDs | LED, (3) 96", T8 236-240W | 720 | L96T8 | L83T8 | E4397
2837 | LEDs | LED, (3) 96", T8 241-245W | 735 | L96T8 | L83T8 | E4398
2838 | LEDs | LED, (3) 96", T8 246-250W | 750 | L96T8 | L83T8 | E4399
2839 | LEDs | LED, (4) 96", T8 1-5W | 20 | L96T8 | L84T8 | E4400
2840 | LEDs | LED, (4) 96", T8 6-10W | 40 | L96T8 | L84T8 | E4401
2841 | LEDs | LED, (4) 96", T8 11-15W | 60 | L96T8 | L84T8 | E4402
2842 | LEDs | LED, (4) 96", T8 16-20W | 80 | L96T8 | L84T8 | E4403
2843 | LEDs | LED, (4) 96", T8 21-25W | 100 | L96T8 | L84T8 | E4404
2844 | LEDs | LED, (4) 96", T8 26-30W | 120 | L96T8 | L84T8 | E4405
2845 | LEDs | LED, (4) 96", T8 31-35W | 140 | L96T8 | L84T8 | E4406
2846 | LEDs | LED, (4) 96", T8 36-40W | 160 | L96T8 | L84T8 | E4407
2847 | LEDs | LED, (4) 96", T8 41-45W | 180 | L96T8 | L84T8 | E4408
2848 | LEDs | LED, (4) 96", T8 46-50W | 200 | L96T8 | L84T8 | E4409
2849 | LEDs | LED, (4) 96", T8 51-55W | 220 | L96T8 | L84T8 | E4410
2850 | LEDs | LED, (4) 96", T8 56-60W | 240 | L96T8 | L84T8 | E4411
2851 | LEDs | LED, (4) 96", T8 61-65W | 260 | L96T8 | L84T8 | E4412
2852 | LEDs | LED, (4) 96", T8 66-70W | 280 | L96T8 | L84T8 | E4413
2853 | LEDs | LED, (4) 96", T8 71-75W | 300 | L96T8 | L84T8 | E4414
2854 | LEDs | LED, (4) 96", T8 76-80W | 320 | L96T8 | L84T8 | E4415
2855 | LEDs | LED, (4) 96", T8 81-85W | 340 | L96T8 | L84T8 | E4416
2856 | LEDs | LED, (4) 96", T8 86-90W | 360 | L96T8 | L84T8 | E4417
2857 | LEDs | LED, (4) 96", T8 91-95W | 380 | L96T8 | L84T8 | E4418
2858 | LEDs | LED, (4) 96", T8 96-100W | 400 | L96T8 | L84T8 | E4419
2859 | LEDs | LED, (4) 96", T8 101-105W | 420 | L96T8 | L84T8 | E4420
2860 | LEDs | LED, (4) 96", T8 106-110W | 440 | L96T8 | L84T8 | E4421
2861 | LEDs | LED, (4) 96", T8 111-115W | 460 | L96T8 | L84T8 | E4422
2862 | LEDs | LED, (4) 96", T8 116-120W | 480 | L96T8 | L84T8 | E4423
2863 | LEDs | LED, (4) 96", T8 121-125W | 500 | L96T8 | L84T8 | E4424
2864 | LEDs | LED, (4) 96", T8 126-130W | 520 | L96T8 | L84T8 | E4425
2865 | LEDs | LED, (4) 96", T8 131-135W | 540 | L96T8 | L84T8 | E4426
2866 | LEDs | LED, (4) 96", T8 136-140W | 560 | L96T8 | L84T8 | E4427
2867 | LEDs | LED, (4) 96", T8 141-145W | 580 | L96T8 | L84T8 | E4428
2868 | LEDs | LED, (4) 96", T8 146-150W | 600 | L96T8 | L84T8 | E4429
2869 | LEDs | LED, (4) 96", T8 151-155W | 620 | L96T8 | L84T8 | E4430
2870 | LEDs | LED, (4) 96", T8 156-160W | 640 | L96T8 | L84T8 | E4431
2871 | LEDs | LED, (4) 96", T8 161-165W | 660 | L96T8 | L84T8 | E4432
2872 | LEDs | LED, (4) 96", T8 166-170W | 680 | L96T8 | L84T8 | E4433
2873 | LEDs | LED, (4) 96", T8 171-175W | 700 | L96T8 | L84T8 | E4434
2874 | LEDs | LED, (4) 96", T8 176-180W | 720 | L96T8 | L84T8 | E4435
2875 | LEDs | LED, (4) 96", T8 181-185W | 740 | L96T8 | L84T8 | E4436
2876 | LEDs | LED, (4) 96", T8 186-190W | 760 | L96T8 | L84T8 | E4437
2877 | LEDs | LED, (4) 96", T8 191-195W | 780 | L96T8 | L84T8 | E4438
2878 | LEDs | LED, (4) 96", T8 196-200W | 800 | L96T8 | L84T8 | E4439
2879 | LEDs | LED, (4) 96", T8 201-205W | 820 | L96T8 | L84T8 | E4440
2880 | LEDs | LED, (4) 96", T8 206-210W | 840 | L96T8 | L84T8 | E4441
2881 | LEDs | LED, (4) 96", T8 211-215W | 860 | L96T8 | L84T8 | E4442
2882 | LEDs | LED, (4) 96", T8 216-220W | 880 | L96T8 | L84T8 | E4443
2883 | LEDs | LED, (4) 96", T8 221-225W | 900 | L96T8 | L84T8 | E4444
2884 | LEDs | LED, (4) 96", T8 226-230W | 920 | L96T8 | L84T8 | E4445
2885 | LEDs | LED, (4) 96", T8 231-235W | 940 | L96T8 | L84T8 | E4446
2886 | LEDs | LED, (4) 96", T8 236-240W | 960 | L96T8 | L84T8 | E4447
2887 | LEDs | LED, (4) 96", T8 241-245W | 980 | L96T8 | L84T8 | E4448
2888 | LEDs | LED, (4) 96", T8 246-250W | 1000 | L96T8 | L84T8 | E4449
2889 | LEDs | LED, (4) 48", Tandem T8 1-5W | 20 | LT48T8 | LT44T8 | E4450
2890 | LEDs | LED, (4) 48", Tandem T8 6-10W | 40 | LT48T8 | LT44T8 | E4451
2891 | LEDs | LED, (4) 48", Tandem T8 11-15W | 60 | LT48T8 | LT44T8 | E4452
2892 | LEDs | LED, (4) 48", Tandem T8 16-20W | 80 | LT48T8 | LT44T8 | E4453
2893 | LEDs | LED, (4) 48", Tandem T8 21-25W | 100 | LT48T8 | LT44T8 | E4454
2894 | LEDs | LED, (4) 48", Tandem T8 26-30W | 120 | LT48T8 | LT44T8 | E4455
2895 | LEDs | LED, (4) 48", Tandem T8 31-35W | 140 | LT48T8 | LT44T8 | E4456
2896 | LEDs | LED, (4) 48", Tandem T8 36-40W | 160 | LT48T8 | LT44T8 | E4457
2897 | LEDs | LED, (4) 48", Tandem T8 41-45W | 180 | LT48T8 | LT44T8 | E4458
2898 | LEDs | LED, (4) 48", Tandem T8 46-50W | 200 | LT48T8 | LT44T8 | E4459
2899 | LEDs | LED, (4) 48", Tandem T8 51-55W | 220 | LT48T8 | LT44T8 | E4460
2900 | LEDs | LED, (4) 48", Tandem T8 56-60W | 240 | LT48T8 | LT44T8 | E4461
2901 | LEDs | LED, (4) 48", Tandem T8 61-65W | 260 | LT48T8 | LT44T8 | E4462
2902 | LEDs | LED, (4) 48", Tandem T8 66-70W | 280 | LT48T8 | LT44T8 | E4463
2903 | LEDs | LED, (4) 48", Tandem T8 71-75W | 300 | LT48T8 | LT44T8 | E4464
2904 | LEDs | LED, (4) 48", Tandem T8 76-80W | 320 | LT48T8 | LT44T8 | E4465
2905 | LEDs | LED, (4) 48", Tandem T8 81-85W | 340 | LT48T8 | LT44T8 | E4466
2906 | LEDs | LED, (4) 48", Tandem T8 86-90W | 360 | LT48T8 | LT44T8 | E4467
2907 | LEDs | LED, (4) 48", Tandem T8 91-95W | 380 | LT48T8 | LT44T8 | E4468
2908 | LEDs | LED, (4) 48", Tandem T8 96-100W | 400 | LT48T8 | LT44T8 | E4469
2909 | LEDs | LED, (4) 48", Tandem T8 101-105W | 420 | LT48T8 | LT44T8 | E4470
2910 | LEDs | LED, (4) 48", Tandem T8 106-110W | 440 | LT48T8 | LT44T8 | E4471
2911 | LEDs | LED, (4) 48", Tandem T8 111-115W | 460 | LT48T8 | LT44T8 | E4472
2912 | LEDs | LED, (4) 48", Tandem T8 116-120W | 480 | LT48T8 | LT44T8 | E4473
2913 | LEDs | LED, (4) 48", Tandem T8 121-125W | 500 | LT48T8 | LT44T8 | E4474
2914 | LEDs | LED, (4) 48", Tandem T8 126-130W | 520 | LT48T8 | LT44T8 | E4475
2915 | LEDs | LED, (4) 48", Tandem T8 131-135W | 540 | LT48T8 | LT44T8 | E4476
2916 | LEDs | LED, (4) 48", Tandem T8 136-140W | 560 | LT48T8 | LT44T8 | E4477
2917 | LEDs | LED, (4) 48", Tandem T8 141-145W | 580 | LT48T8 | LT44T8 | E4478
2918 | LEDs | LED, (4) 48", Tandem T8 146-150W | 600 | LT48T8 | LT44T8 | E4479
2919 | LEDs | LED, (4) 48", Tandem T8 151-155W | 620 | LT48T8 | LT44T8 | E4480
2920 | LEDs | LED, (4) 48", Tandem T8 156-160W | 640 | LT48T8 | LT44T8 | E4481
2921 | LEDs | LED, (4) 48", Tandem T8 161-165W | 660 | LT48T8 | LT44T8 | E4482
2922 | LEDs | LED, (4) 48", Tandem T8 166-170W | 680 | LT48T8 | LT44T8 | E4483
2923 | LEDs | LED, (4) 48", Tandem T8 171-175W | 700 | LT48T8 | LT44T8 | E4484
2924 | LEDs | LED, (4) 48", Tandem T8 176-180W | 720 | LT48T8 | LT44T8 | E4485
2925 | LEDs | LED, (4) 48", Tandem T8 181-185W | 740 | LT48T8 | LT44T8 | E4486
2926 | LEDs | LED, (4) 48", Tandem T8 186-190W | 760 | LT48T8 | LT44T8 | E4487
2927 | LEDs | LED, (4) 48", Tandem T8 191-195W | 780 | LT48T8 | LT44T8 | E4488
2928 | LEDs | LED, (4) 48", Tandem T8 196-200W | 800 | LT48T8 | LT44T8 | E4489
2929 | LEDs | LED, (4) 48", Tandem T8 201-205W | 820 | LT48T8 | LT44T8 | E4490
2930 | LEDs | LED, (4) 48", Tandem T8 206-210W | 840 | LT48T8 | LT44T8 | E4491
2931 | LEDs | LED, (4) 48", Tandem T8 211-215W | 860 | LT48T8 | LT44T8 | E4492
2932 | LEDs | LED, (4) 48", Tandem T8 216-220W | 880 | LT48T8 | LT44T8 | E4493
2933 | LEDs | LED, (4) 48", Tandem T8 221-225W | 900 | LT48T8 | LT44T8 | E4494
2934 | LEDs | LED, (4) 48", Tandem T8 226-230W | 920 | LT48T8 | LT44T8 | E4495
2935 | LEDs | LED, (4) 48", Tandem T8 231-235W | 940 | LT48T8 | LT44T8 | E4496
2936 | LEDs | LED, (4) 48", Tandem T8 236-240W | 960 | LT48T8 | LT44T8 | E4497
2937 | LEDs | LED, (4) 48", Tandem T8 241-245W | 980 | LT48T8 | LT44T8 | E4498
2938 | LEDs | LED, (4) 48", Tandem T8 246-250W | 1000 | LT48T8 | LT44T8 | E4499
2939 | LEDs | LED HID, 1-5W | 5 | LH5 | LH5 | E4500
2940 | LEDs | LED HID, 6-10W | 10 | LH10 | LH10 | E4501
2941 | LEDs | LED HID, 11-15W | 15 | LH15 | LH15 | E4502
2942 | LEDs | LED HID, 16-20W | 20 | LH20 | LH20 | E4503
2943 | LEDs | LED HID, 21-25W | 25 | LH25 | LH25 | E4504
2944 | LEDs | LED HID, 26-30W | 30 | LH30 | LH30 | E4505
2945 | LEDs | LED HID, 31-35W | 35 | LH35 | LH35 | E4506
2946 | LEDs | LED HID, 36-40W | 40 | LH40 | LH40 | E4507
2947 | LEDs | LED HID, 41-45W | 45 | LH45 | LH45 | E4508
2948 | LEDs | LED HID, 46-50W | 50 | LH50 | LH50 | E4509
2949 | LEDs | LED HID, 51-55W | 55 | LH55 | LH55 | E4510
2950 | LEDs | LED HID, 56-60W | 60 | LH60 | LH60 | E4511
2951 | LEDs | LED HID, 61-65W | 65 | LH65 | LH65 | E4512
2952 | LEDs | LED HID, 66-70W | 70 | LH70 | LH70 | E4513
2953 | LEDs | LED HID, 71-75W | 75 | LH75 | LH75 | E4514
2954 | LEDs | LED HID, 76-80W | 80 | LH80 | LH80 | E4515
2955 | LEDs | LED HID, 81-85W | 85 | LH85 | LH85 | E4516
2956 | LEDs | LED HID, 86-90W | 90 | LH90 | LH90 | E4517
2957 | LEDs | LED HID, 91-95W | 95 | LH95 | LH95 | E4518
2958 | LEDs | LED HID, 96-100W | 100 | LH100 | LH100 | E4519
2959 | LEDs | LED HID, 101-105W | 105 | LH105 | LH105 | E4520
2960 | LEDs | LED HID, 106-110W | 110 | LH110 | LH110 | E4521
2961 | LEDs | LED HID, 111-115W | 115 | LH115 | LH115 | E4522
2962 | LEDs | LED HID, 116-120W | 120 | LH120 | LH120 | E4523
2963 | LEDs | LED HID, 121-125W | 125 | LH125 | LH125 | E4524
2964 | LEDs | LED HID, 126-130W | 130 | LH130 | LH130 | E4525
2965 | LEDs | LED HID, 131-135W | 135 | LH135 | LH135 | E4526
2966 | LEDs | LED HID, 136-140W | 140 | LH140 | LH140 | E4527
2967 | LEDs | LED HID, 141-145W | 145 | LH145 | LH145 | E4528
2968 | LEDs | LED HID, 146-150W | 150 | LH150 | LH150 | E4529
2969 | LEDs | LED HID, 151-155W | 155 | LH155 | LH155 | E4530
2970 | LEDs | LED HID, 156-160W | 160 | LH160 | LH160 | E4531
2971 | LEDs | LED HID, 161-165W | 165 | LH165 | LH165 | E4532
2972 | LEDs | LED HID, 166-170W | 170 | LH170 | LH170 | E4533
2973 | LEDs | LED HID, 171-175W | 175 | LH175 | LH175 | E4534
2974 | LEDs | LED HID, 176-180W | 180 | LH180 | LH180 | E4535
2975 | LEDs | LED HID, 181-185W | 185 | LH185 | LH185 | E4536
2976 | LEDs | LED HID, 186-190W | 190 | LH190 | LH190 | E4537
2977 | LEDs | LED HID, 191-195W | 195 | LH195 | LH195 | E4538
2978 | LEDs | LED HID, 196-200W | 200 | LH200 | LH200 | E4539
2979 | LEDs | LED HID, 201-205W | 205 | LH205 | LH205 | E4540
2980 | LEDs | LED HID, 206-210W | 210 | LH210 | LH210 | E4541
2981 | LEDs | LED HID, 211-215W | 215 | LH215 | LH215 | E4542
2982 | LEDs | LED HID, 216-220W | 220 | LH220 | LH220 | E4543
2983 | LEDs | LED HID, 221-225W | 225 | LH225 | LH225 | E4544
2984 | LEDs | LED HID, 226-230W | 230 | LH230 | LH230 | E4545
2985 | LEDs | LED HID, 231-235W | 235 | LH235 | LH235 | E4546
2986 | LEDs | LED HID, 236-240W | 240 | LH240 | LH240 | E4547
2987 | LEDs | LED HID, 241-245W | 245 | LH245 | LH245 | E4548
2988 | LEDs | LED HID, 246-250W | 250 | LH250 | LH250 | E4549
2989 | LEDs | LED Exit, 1-5W | 5 | LE5 | LE5 | E4550
2990 | LEDs | LED Exit, 6-10W | 10 | LE10 | LE10 | E4551
2991 | LEDs | LED Exit, 11-15W | 15 | LE15 | LE15 | E4552
2992 | LEDs | LED Exit, 16-20W | 20 | LE20 | LE20 | E4553
2993 | LEDs | LED Exit, 21-25W | 25 | LE25 | LE25 | E4554
2994 | LEDs | LED 2-pin (1), 1-5W | 5 | L2P5 | L2P5/1 | E4555
2995 | LEDs | LED 2-pin (1), 6-10W | 10 | L2P10 | L2P10/1 | E4556
2996 | LEDs | LED 2-pin (1), 11-15W | 15 | L2P15 | L2P15/1 | E4557
2997 | LEDs | LED 2-pin (1), 16-20W | 20 | L2P20 | L2P20/1 | E4558
2998 | LEDs | LED 2-pin (1), 21-25W | 25 | L2P25 | L2P25/1 | E4559
2999 | LEDs | LED 2-pin (1), 26-30W | 30 | L2P30 | L2P30/1 | E4560
3000 | LEDs | LED 2-pin (1), 31-35W | 35 | L2P35 | L2P35/1 | E4561
3001 | LEDs | LED 2-pin (1), 36-40W | 40 | L2P40 | L2P40/1 | E4562
3002 | LEDs | LED 2-pin (1), 41-45W | 45 | L2P45 | L2P45/1 | E4563
3003 | LEDs | LED 2-pin (1), 46-50W | 50 | L2P50 | L2P50/1 | E4564
3004 | LEDs | LED 2-pin (1), 51-55W | 55 | L2P55 | L2P55/1 | E4565
3005 | LEDs | LED 2-pin (1), 56-60W | 60 | L2P60 | L2P60/1 | E4566
3006 | LEDs | LED 2-pin (1), 61-65W | 65 | L2P65 | L2P65/1 | E4567
3007 | LEDs | LED 2-pin (1), 66-70W | 70 | L2P70 | L2P70/1 | E4568
3008 | LEDs | LED 2-pin (1), 71-75W | 75 | L2P75 | L2P75/1 | E4569
3009 | LEDs | LED 2-pin (1), 76-80W | 80 | L2P80 | L2P80/1 | E4570
3010 | LEDs | LED 2-pin (1), 81-85W | 85 | L2P85 | L2P85/1 | E4571
3011 | LEDs | LED 2-pin (1), 86-90W | 90 | L2P90 | L2P90/1 | E4572
3012 | LEDs | LED 2-pin (1), 91-95W | 95 | L2P95 | L2P95/1 | E4573
3013 | LEDs | LED 2-pin (1), 96-100W | 100 | L2P100 | L2P100/1 | E4574
3014 | LEDs | LED 2-pin (1), 101-105W | 105 | L2P105 | L2P105/1 | E4575
3015 | LEDs | LED 2-pin (1), 106-110W | 110 | L2P110 | L2P110/1 | E4576
3016 | LEDs | LED 2-pin (1), 111-115W | 115 | L2P115 | L2P115/1 | E4577
3017 | LEDs | LED 2-pin (1), 116-120W | 120 | L2P120 | L2P120/1 | E4578
3018 | LEDs | LED 2-pin (1), 121-125W | 125 | L2P125 | L2P125/1 | E4579
3019 | LEDs | LED 2-pin (1), 126-130W | 130 | L2P130 | L2P130/1 | E4580
3020 | LEDs | LED 2-pin (1), 131-135W | 135 | L2P135 | L2P135/1 | E4581
3021 | LEDs | LED 2-pin (1), 136-140W | 140 | L2P140 | L2P140/1 | E4582
3022 | LEDs | LED 2-pin (1), 141-145W | 145 | L2P145 | L2P145/1 | E4583
3023 | LEDs | LED 2-pin (1), 146-150W | 150 | L2P150 | L2P150/1 | E4584
3024 | LEDs | LED 2-pin (1), 151-155W | 155 | L2P155 | L2P155/1 | E4585
3025 | LEDs | LED 2-pin (1), 156-160W | 160 | L2P160 | L2P160/1 | E4586
3026 | LEDs | LED 2-pin (1), 161-165W | 165 | L2P165 | L2P165/1 | E4587
3027 | LEDs | LED 2-pin (1), 166-170W | 170 | L2P170 | L2P170/1 | E4588
3028 | LEDs | LED 2-pin (1), 171-175W | 175 | L2P175 | L2P175/1 | E4589
3029 | LEDs | LED 2-pin (1), 176-180W | 180 | L2P180 | L2P180/1 | E4590
3030 | LEDs | LED 2-pin (1), 181-185W | 185 | L2P185 | L2P185/1 | E4591
3031 | LEDs | LED 2-pin (1), 186-190W | 190 | L2P190 | L2P190/1 | E4592
3032 | LEDs | LED 2-pin (1), 191-195W | 195 | L2P195 | L2P195/1 | E4593
3033 | LEDs | LED 2-pin (1), 196-200W | 200 | L2P200 | L2P200/1 | E4594
3034 | LEDs | LED 2-pin (1), 201-205W | 205 | L2P205 | L2P205/1 | E4595
3035 | LEDs | LED 2-pin (1), 206-210W | 210 | L2P210 | L2P210/1 | E4596
3036 | LEDs | LED 2-pin (1), 211-215W | 215 | L2P215 | L2P215/1 | E4597
3037 | LEDs | LED 2-pin (1), 216-220W | 220 | L2P220 | L2P220/1 | E4598
3038 | LEDs | LED 2-pin (1), 221-225W | 225 | L2P225 | L2P225/1 | E4599
3039 | LEDs | LED 2-pin (1), 226-230W | 230 | L2P230 | L2P230/1 | E4600
3040 | LEDs | LED 2-pin (1), 231-235W | 235 | L2P235 | L2P235/1 | E4601
3041 | LEDs | LED 2-pin (1), 236-240W | 240 | L2P240 | L2P240/1 | E4602
3042 | LEDs | LED 2-pin (1), 241-245W | 245 | L2P245 | L2P245/1 | E4603
3043 | LEDs | LED 2-pin (1), 246-250W | 250 | L2P250 | L2P250/1 | E4604
3044 | LEDs | LED 2-pin (2), 1-5W | 10 | L2P5 | L2P5/2 | E4605
3045 | LEDs | LED 2-pin (2), 6-10W | 20 | L2P10 | L2P10/2 | E4606
3046 | LEDs | LED 2-pin (2), 11-15W | 30 | L2P15 | L2P15/2 | E4607
3047 | LEDs | LED 2-pin (2), 16-20W | 40 | L2P20 | L2P20/2 | E4608
3048 | LEDs | LED 2-pin (2), 21-25W | 50 | L2P25 | L2P25/2 | E4609
3049 | LEDs | LED 2-pin (2), 26-30W | 60 | L2P30 | L2P30/2 | E4610
3050 | LEDs | LED 2-pin (2), 31-35W | 70 | L2P35 | L2P35/2 | E4611
3051 | LEDs | LED 2-pin (2), 36-40W | 80 | L2P40 | L2P40/2 | E4612
3052 | LEDs | LED 2-pin (2), 41-45W | 90 | L2P45 | L2P45/2 | E4613
3053 | LEDs | LED 2-pin (2), 46-50W | 100 | L2P50 | L2P50/2 | E4614
3054 | LEDs | LED 2-pin (2), 51-55W | 110 | L2P55 | L2P55/2 | E4615
3055 | LEDs | LED 2-pin (2), 56-60W | 120 | L2P60 | L2P60/2 | E4616
3056 | LEDs | LED 2-pin (2), 61-65W | 130 | L2P65 | L2P65/2 | E4617
3057 | LEDs | LED 2-pin (2), 66-70W | 140 | L2P70 | L2P70/2 | E4618
3058 | LEDs | LED 2-pin (2), 71-75W | 150 | L2P75 | L2P75/2 | E4619
3059 | LEDs | LED 2-pin (2), 76-80W | 160 | L2P80 | L2P80/2 | E4620
3060 | LEDs | LED 2-pin (2), 81-85W | 170 | L2P85 | L2P85/2 | E4621
3061 | LEDs | LED 2-pin (2), 86-90W | 180 | L2P90 | L2P90/2 | E4622
3062 | LEDs | LED 2-pin (2), 91-95W | 190 | L2P95 | L2P95/2 | E4623
3063 | LEDs | LED 2-pin (2), 96-100W | 200 | L2P100 | L2P100/2 | E4624
3064 | LEDs | LED 2-pin (2), 101-105W | 210 | L2P105 | L2P105/2 | E4625
3065 | LEDs | LED 2-pin (2), 106-110W | 220 | L2P110 | L2P110/2 | E4626
3066 | LEDs | LED 2-pin (2), 111-115W | 230 | L2P115 | L2P115/2 | E4627
3067 | LEDs | LED 2-pin (2), 116-120W | 240 | L2P120 | L2P120/2 | E4628
3068 | LEDs | LED 2-pin (2), 121-125W | 250 | L2P125 | L2P125/2 | E4629
3069 | LEDs | LED 2-pin (2), 126-130W | 260 | L2P130 | L2P130/2 | E4630
3070 | LEDs | LED 2-pin (2), 131-135W | 270 | L2P135 | L2P135/2 | E4631
3071 | LEDs | LED 2-pin (2), 136-140W | 280 | L2P140 | L2P140/2 | E4632
3072 | LEDs | LED 2-pin (2), 141-145W | 290 | L2P145 | L2P145/2 | E4633
3073 | LEDs | LED 2-pin (2), 146-150W | 300 | L2P150 | L2P150/2 | E4634
3074 | LEDs | LED 2-pin (2), 151-155W | 310 | L2P155 | L2P155/2 | E4635
3075 | LEDs | LED 2-pin (2), 156-160W | 320 | L2P160 | L2P160/2 | E4636
3076 | LEDs | LED 2-pin (2), 161-165W | 330 | L2P165 | L2P165/2 | E4637
3077 | LEDs | LED 2-pin (2), 166-170W | 340 | L2P170 | L2P170/2 | E4638
3078 | LEDs | LED 2-pin (2), 171-175W | 350 | L2P175 | L2P175/2 | E4639
3079 | LEDs | LED 2-pin (2), 176-180W | 360 | L2P180 | L2P180/2 | E4640
3080 | LEDs | LED 2-pin (2), 181-185W | 370 | L2P185 | L2P185/2 | E4641
3081 | LEDs | LED 2-pin (2), 186-190W | 380 | L2P190 | L2P190/2 | E4642
3082 | LEDs | LED 2-pin (2), 191-195W | 390 | L2P195 | L2P195/2 | E4643
3083 | LEDs | LED 2-pin (2), 196-200W | 400 | L2P200 | L2P200/2 | E4644
3084 | LEDs | LED 2-pin (2), 201-205W | 410 | L2P205 | L2P205/2 | E4645
3085 | LEDs | LED 2-pin (2), 206-210W | 420 | L2P210 | L2P210/2 | E4646
3086 | LEDs | LED 2-pin (2), 211-215W | 430 | L2P215 | L2P215/2 | E4647
3087 | LEDs | LED 2-pin (2), 216-220W | 440 | L2P220 | L2P220/2 | E4648
3088 | LEDs | LED 2-pin (2), 221-225W | 450 | L2P225 | L2P225/2 | E4649
3089 | LEDs | LED 2-pin (2), 226-230W | 460 | L2P230 | L2P230/2 | E4650
3090 | LEDs | LED 2-pin (2), 231-235W | 470 | L2P235 | L2P235/2 | E4651
3091 | LEDs | LED 2-pin (2), 236-240W | 480 | L2P240 | L2P240/2 | E4652
3092 | LEDs | LED 2-pin (2), 241-245W | 490 | L2P245 | L2P245/2 | E4653
3093 | LEDs | LED 2-pin (2), 246-250W | 500 | L2P250 | L2P250/2 | E4654
3094 | LEDs | LED 4-pin (1), 1-5W | 5 | L4P5 | L4P5/1 | E4655
3095 | LEDs | LED 4-pin (1), 6-10W | 10 | L4P10 | L4P10/1 | E4656
3096 | LEDs | LED 4-pin (1), 11-15W | 15 | L4P15 | L4P15/1 | E4657
3097 | LEDs | LED 4-pin (1), 16-20W | 20 | L4P20 | L4P20/1 | E4658
3098 | LEDs | LED 4-pin (1), 21-25W | 25 | L4P25 | L4P25/1 | E4659
3099 | LEDs | LED 4-pin (1), 26-30W | 30 | L4P30 | L4P30/1 | E4660
3100 | LEDs | LED 4-pin (1), 31-35W | 35 | L4P35 | L4P35/1 | E4661
3101 | LEDs | LED 4-pin (1), 36-40W | 40 | L4P40 | L4P40/1 | E4662
3102 | LEDs | LED 4-pin (1), 41-45W | 45 | L4P45 | L4P45/1 | E4663
3103 | LEDs | LED 4-pin (1), 46-50W | 50 | L4P50 | L4P50/1 | E4664
3104 | LEDs | LED 4-pin (1), 51-55W | 55 | L4P55 | L4P55/1 | E4665
3105 | LEDs | LED 4-pin (1), 56-60W | 60 | L4P60 | L4P60/1 | E4666
3106 | LEDs | LED 4-pin (1), 61-65W | 65 | L4P65 | L4P65/1 | E4667
3107 | LEDs | LED 4-pin (1), 66-70W | 70 | L4P70 | L4P70/1 | E4668
3108 | LEDs | LED 4-pin (1), 71-75W | 75 | L4P75 | L4P75/1 | E4669
3109 | LEDs | LED 4-pin (1), 76-80W | 80 | L4P80 | L4P80/1 | E4670
3110 | LEDs | LED 4-pin (1), 81-85W | 85 | L4P85 | L4P85/1 | E4671
3111 | LEDs | LED 4-pin (1), 86-90W | 90 | L4P90 | L4P90/1 | E4672
3112 | LEDs | LED 4-pin (1), 91-95W | 95 | L4P95 | L4P95/1 | E4673
3113 | LEDs | LED 4-pin (1), 96-100W | 100 | L4P100 | L4P100/1 | E4674
3114 | LEDs | LED 4-pin (1), 101-105W | 105 | L4P105 | L4P105/1 | E4675
3115 | LEDs | LED 4-pin (1), 106-110W | 110 | L4P110 | L4P110/1 | E4676
3116 | LEDs | LED 4-pin (1), 111-115W | 115 | L4P115 | L4P115/1 | E4677
3117 | LEDs | LED 4-pin (1), 116-120W | 120 | L4P120 | L4P120/1 | E4678
3118 | LEDs | LED 4-pin (1), 121-125W | 125 | L4P125 | L4P125/1 | E4679
3119 | LEDs | LED 4-pin (1), 126-130W | 130 | L4P130 | L4P130/1 | E4680
3120 | LEDs | LED 4-pin (1), 131-135W | 135 | L4P135 | L4P135/1 | E4681
3121 | LEDs | LED 4-pin (1), 136-140W | 140 | L4P140 | L4P140/1 | E4682
3122 | LEDs | LED 4-pin (1), 141-145W | 145 | L4P145 | L4P145/1 | E4683
3123 | LEDs | LED 4-pin (1), 146-150W | 150 | L4P150 | L4P150/1 | E4684
3124 | LEDs | LED 4-pin (1), 151-155W | 155 | L4P155 | L4P155/1 | E4685
3125 | LEDs | LED 4-pin (1), 156-160W | 160 | L4P160 | L4P160/1 | E4686
3126 | LEDs | LED 4-pin (1), 161-165W | 165 | L4P165 | L4P165/1 | E4687
3127 | LEDs | LED 4-pin (1), 166-170W | 170 | L4P170 | L4P170/1 | E4688
3128 | LEDs | LED 4-pin (1), 171-175W | 175 | L4P175 | L4P175/1 | E4689
3129 | LEDs | LED 4-pin (1), 176-180W | 180 | L4P180 | L4P180/1 | E4690
3130 | LEDs | LED 4-pin (1), 181-185W | 185 | L4P185 | L4P185/1 | E4691
3131 | LEDs | LED 4-pin (1), 186-190W | 190 | L4P190 | L4P190/1 | E4692
3132 | LEDs | LED 4-pin (1), 191-195W | 195 | L4P195 | L4P195/1 | E4693
3133 | LEDs | LED 4-pin (1), 196-200W | 200 | L4P200 | L4P200/1 | E4694
3134 | LEDs | LED 4-pin (1), 201-205W | 205 | L4P205 | L4P205/1 | E4695
3135 | LEDs | LED 4-pin (1), 206-210W | 210 | L4P210 | L4P210/1 | E4696
3136 | LEDs | LED 4-pin (1), 211-215W | 215 | L4P215 | L4P215/1 | E4697
3137 | LEDs | LED 4-pin (1), 216-220W | 220 | L4P220 | L4P220/1 | E4698
3138 | LEDs | LED 4-pin (1), 221-225W | 225 | L4P225 | L4P225/1 | E4699
3139 | LEDs | LED 4-pin (1), 226-230W | 230 | L4P230 | L4P230/1 | E4700
3140 | LEDs | LED 4-pin (1), 231-235W | 235 | L4P235 | L4P235/1 | E4701
3141 | LEDs | LED 4-pin (1), 236-240W | 240 | L4P240 | L4P240/1 | E4702
3142 | LEDs | LED 4-pin (1), 241-245W | 245 | L4P245 | L4P245/1 | E4703
3143 | LEDs | LED 4-pin (1), 246-250W | 250 | L4P250 | L4P250/1 | E4704
3144 | LEDs | LED 4-pin (2), 1-5W | 10 | L4P5 | L4P5/2 | E4705
3145 | LEDs | LED 4-pin (2), 6-10W | 20 | L4P10 | L4P10/2 | E4706
3146 | LEDs | LED 4-pin (2), 11-15W | 30 | L4P15 | L4P15/2 | E4707
3147 | LEDs | LED 4-pin (2), 16-20W | 40 | L4P20 | L4P20/2 | E4708
3148 | LEDs | LED 4-pin (2), 21-25W | 50 | L4P25 | L4P25/2 | E4709
3149 | LEDs | LED 4-pin (2), 26-30W | 60 | L4P30 | L4P30/2 | E4710
3150 | LEDs | LED 4-pin (2), 31-35W | 70 | L4P35 | L4P35/2 | E4711
3151 | LEDs | LED 4-pin (2), 36-40W | 80 | L4P40 | L4P40/2 | E4712
3152 | LEDs | LED 4-pin (2), 41-45W | 90 | L4P45 | L4P45/2 | E4713
3153 | LEDs | LED 4-pin (2), 46-50W | 100 | L4P50 | L4P50/2 | E4714
3154 | LEDs | LED 4-pin (2), 51-55W | 110 | L4P55 | L4P55/2 | E4715
3155 | LEDs | LED 4-pin (2), 56-60W | 120 | L4P60 | L4P60/2 | E4716
3156 | LEDs | LED 4-pin (2), 61-65W | 130 | L4P65 | L4P65/2 | E4717
3157 | LEDs | LED 4-pin (2), 66-70W | 140 | L4P70 | L4P70/2 | E4718
3158 | LEDs | LED 4-pin (2), 71-75W | 150 | L4P75 | L4P75/2 | E4719
3159 | LEDs | LED 4-pin (2), 76-80W | 160 | L4P80 | L4P80/2 | E4720
3160 | LEDs | LED 4-pin (2), 81-85W | 170 | L4P85 | L4P85/2 | E4721
3161 | LEDs | LED 4-pin (2), 86-90W | 180 | L4P90 | L4P90/2 | E4722
3162 | LEDs | LED 4-pin (2), 91-95W | 190 | L4P95 | L4P95/2 | E4723
3163 | LEDs | LED 4-pin (2), 96-100W | 200 | L4P100 | L4P100/2 | E4724
3164 | LEDs | LED 4-pin (2), 101-105W | 210 | L4P105 | L4P105/2 | E4725
3165 | LEDs | LED 4-pin (2), 106-110W | 220 | L4P110 | L4P110/2 | E4726
3166 | LEDs | LED 4-pin (2), 111-115W | 230 | L4P115 | L4P115/2 | E4727
3167 | LEDs | LED 4-pin (2), 116-120W | 240 | L4P120 | L4P120/2 | E4728
3168 | LEDs | LED 4-pin (2), 121-125W | 250 | L4P125 | L4P125/2 | E4729
3169 | LEDs | LED 4-pin (2), 126-130W | 260 | L4P130 | L4P130/2 | E4730
3170 | LEDs | LED 4-pin (2), 131-135W | 270 | L4P135 | L4P135/2 | E4731
3171 | LEDs | LED 4-pin (2), 136-140W | 280 | L4P140 | L4P140/2 | E4732
3172 | LEDs | LED 4-pin (2), 141-145W | 290 | L4P145 | L4P145/2 | E4733
3173 | LEDs | LED 4-pin (2), 146-150W | 300 | L4P150 | L4P150/2 | E4734
3174 | LEDs | LED 4-pin (2), 151-155W | 310 | L4P155 | L4P155/2 | E4735
3175 | LEDs | LED 4-pin (2), 156-160W | 320 | L4P160 | L4P160/2 | E4736
3176 | LEDs | LED 4-pin (2), 161-165W | 330 | L4P165 | L4P165/2 | E4737
3177 | LEDs | LED 4-pin (2), 166-170W | 340 | L4P170 | L4P170/2 | E4738
3178 | LEDs | LED 4-pin (2), 171-175W | 350 | L4P175 | L4P175/2 | E4739
3179 | LEDs | LED 4-pin (2), 176-180W | 360 | L4P180 | L4P180/2 | E4740
3180 | LEDs | LED 4-pin (2), 181-185W | 370 | L4P185 | L4P185/2 | E4741
3181 | LEDs | LED 4-pin (2), 186-190W | 380 | L4P190 | L4P190/2 | E4742
3182 | LEDs | LED 4-pin (2), 191-195W | 390 | L4P195 | L4P195/2 | E4743
3183 | LEDs | LED 4-pin (2), 196-200W | 400 | L4P200 | L4P200/2 | E4744
3184 | LEDs | LED 4-pin (2), 201-205W | 410 | L4P205 | L4P205/2 | E4745
3185 | LEDs | LED 4-pin (2), 206-210W | 420 | L4P210 | L4P210/2 | E4746
3186 | LEDs | LED 4-pin (2), 211-215W | 430 | L4P215 | L4P215/2 | E4747
3187 | LEDs | LED 4-pin (2), 216-220W | 440 | L4P220 | L4P220/2 | E4748
3188 | LEDs | LED 4-pin (2), 221-225W | 450 | L4P225 | L4P225/2 | E4749
3189 | LEDs | LED 4-pin (2), 226-230W | 460 | L4P230 | L4P230/2 | E4750
3190 | LEDs | LED 4-pin (2), 231-235W | 470 | L4P235 | L4P235/2 | E4751
3191 | LEDs | LED 4-pin (2), 236-240W | 480 | L4P240 | L4P240/2 | E4752
3192 | LEDs | LED 4-pin (2), 241-245W | 490 | L4P245 | L4P245/2 | E4753
3193 | LEDs | LED 4-pin (2), 246-250W | 500 | L4P250 | L4P250/2 | E4754
3194 | LEDs | LED Spiral (1), 1-5W | 5 | LS5 | LS5/1 | E4755
3195 | LEDs | LED Spiral (1), 6-10W | 10 | LS10 | LS10/1 | E4756
3196 | LEDs | LED Spiral (1), 11-15W | 15 | LS15 | LS15/1 | E4757
3197 | LEDs | LED Spiral (1), 16-20W | 20 | LS20 | LS20/1 | E4758
3198 | LEDs | LED Spiral (1), 21-25W | 25 | LS25 | LS25/1 | E4759
3199 | LEDs | LED Spiral (1), 26-30W | 30 | LS30 | LS30/1 | E4760
3200 | LEDs | LED Spiral (1), 31-35W | 35 | LS35 | LS35/1 | E4761
3201 | LEDs | LED Spiral (1), 36-40W | 40 | LS40 | LS40/1 | E4762
3202 | LEDs | LED Spiral (1), 41-45W | 45 | LS45 | LS45/1 | E4763
3203 | LEDs | LED Spiral (1), 46-50W | 50 | LS50 | LS50/1 | E4764
3204 | LEDs | LED Spiral (1), 51-55W | 55 | LS55 | LS55/1 | E4765
3205 | LEDs | LED Spiral (1), 56-60W | 60 | LS60 | LS60/1 | E4766
3206 | LEDs | LED Spiral (1), 61-65W | 65 | LS65 | LS65/1 | E4767
3207 | LEDs | LED Spiral (1), 66-70W | 70 | LS70 | LS70/1 | E4768
3208 | LEDs | LED Spiral (1), 71-75W | 75 | LS75 | LS75/1 | E4769
3209 | LEDs | LED Spiral (1), 76-80W | 80 | LS80 | LS80/1 | E4770
3210 | LEDs | LED Spiral (1), 81-85W | 85 | LS85 | LS85/1 | E4771
3211 | LEDs | LED Spiral (1), 86-90W | 90 | LS90 | LS90/1 | E4772
3212 | LEDs | LED Spiral (1), 91-95W | 95 | LS95 | LS95/1 | E4773
3213 | LEDs | LED Spiral (1), 96-100W | 100 | LS100 | LS100/1 | E4774
3214 | LEDs | LED Spiral (1), 101-105W | 105 | LS105 | LS105/1 | E4775
3215 | LEDs | LED Spiral (1), 106-110W | 110 | LS110 | LS110/1 | E4776
3216 | LEDs | LED Spiral (1), 111-115W | 115 | LS115 | LS115/1 | E4777
3217 | LEDs | LED Spiral (1), 116-120W | 120 | LS120 | LS120/1 | E4778
3218 | LEDs | LED Spiral (1), 121-125W | 125 | LS125 | LS125/1 | E4779
3219 | LEDs | LED Spiral (1), 126-130W | 130 | LS130 | LS130/1 | E4780
3220 | LEDs | LED Spiral (1), 131-135W | 135 | LS135 | LS135/1 | E4781
3221 | LEDs | LED Spiral (1), 136-140W | 140 | LS140 | LS140/1 | E4782
3222 | LEDs | LED Spiral (1), 141-145W | 145 | LS145 | LS145/1 | E4783
3223 | LEDs | LED Spiral (1), 146-150W | 150 | LS150 | LS150/1 | E4784
3224 | LEDs | LED Spiral (1), 151-155W | 155 | LS155 | LS155/1 | E4785
3225 | LEDs | LED Spiral (1), 156-160W | 160 | LS160 | LS160/1 | E4786
3226 | LEDs | LED Spiral (1), 161-165W | 165 | LS165 | LS165/1 | E4787
3227 | LEDs | LED Spiral (1), 166-170W | 170 | LS170 | LS170/1 | E4788
3228 | LEDs | LED Spiral (1), 171-175W | 175 | LS175 | LS175/1 | E4789
3229 | LEDs | LED Spiral (1), 176-180W | 180 | LS180 | LS180/1 | E4790
3230 | LEDs | LED Spiral (1), 181-185W | 185 | LS185 | LS185/1 | E4791
3231 | LEDs | LED Spiral (1), 186-190W | 190 | LS190 | LS190/1 | E4792
3232 | LEDs | LED Spiral (1), 191-195W | 195 | LS195 | LS195/1 | E4793
3233 | LEDs | LED Spiral (1), 196-200W | 200 | LS200 | LS200/1 | E4794
3234 | LEDs | LED Spiral (1), 201-205W | 205 | LS205 | LS205/1 | E4795
3235 | LEDs | LED Spiral (1), 206-210W | 210 | LS210 | LS210/1 | E4796
3236 | LEDs | LED Spiral (1), 211-215W | 215 | LS215 | LS215/1 | E4797
3237 | LEDs | LED Spiral (1), 216-220W | 220 | LS220 | LS220/1 | E4798
3238 | LEDs | LED Spiral (1), 221-225W | 225 | LS225 | LS225/1 | E4799
3239 | LEDs | LED Spiral (1), 226-230W | 230 | LS230 | LS230/1 | E4800
3240 | LEDs | LED Spiral (1), 231-235W | 235 | LS235 | LS235/1 | E4801
3241 | LEDs | LED Spiral (1), 236-240W | 240 | LS240 | LS240/1 | E4802
3242 | LEDs | LED Spiral (1), 241-245W | 245 | LS245 | LS245/1 | E4803
3243 | LEDs | LED Spiral (1), 246-250W | 250 | LS250 | LS250/1 | E4804

## Lighting
[40 empty] | HIDE | HIDE | HIDE | HIDE | HIDE | HIDE | HIDE | HIDE | HIDE | HIDE | HIDE | HIDE | HIDE | HIDE | HIDE | HIDE | HIDE | HIDE | HIDE | HIDE | HIDE | HIDE | HIDE | HIDE | HIDE | HIDE | HIDE | HIDE | HIDE | HIDE | HIDE | HIDE | HIDE | HIDE | HIDE | HIDE | HIDE | HIDE | HIDE | HIDE | HIDE | HIDE | HIDE | HIDE | HIDE | HIDE | HIDE | HIDE | HIDE | HIDE | HIDE
Lighting | [69 empty] | Lighting Project Cost | Lighting Uncapped Incentive ($) | Lighting Final Incentive ($) | Lighting Savings (kWh) | Lighting Summer Demand (kW) | Lighting Winter Demand (kW) | Controls Equipment Cost | Controls Uncapped Incentive ($) | Controls Final Incentive ($) | Controls Savings (kWh) | Controls Summer Demand (kW) | Controls Winter Demand (kW) | DIY Equipment Cost | DIY Uncapped Incentive ($) | DIY Final Incentive ($) | DIY Savings (kWh) | DIY Summer Demand (kW) | DIY Winter Demand (kW) | Lighting Equipment Cost | Controls Equipment Cost | DIY Equipment Cost | Lighting Fossil Fuel Penalty (Therms) | Controls Fossil Fuel Penalty (Therms) | DIY Fossil Fuel Penalty (Therms) | Lighting Lifetime GHG Savings (MTCO2e) | Controls Lifetime GHG Savings (MTCO2e) | DIY Lifetime GHG Savings (MTCO2e)
This measure documents savings associated with the installation of new lighting fixtures and lamps | [69 empty] | 0 | 0 | 0 | 0 | 0 | 0 | 0 | 0 | 0 | 0 | 0 | 0 | 0 | 0 | 0 | 0 | 0 | 0 | 0 | 0 | 0 | 0 | 0 | 0 | 0 | 0 | 0
Row |  | Location | Ceiling Height (feet) | Interior or Exterior Lighting? | Exterior ECM (Select the drop down ONLY if you select exterior) | Facility Type | Space Type ( If Space Type not applicable select Facility Type "ALL" for more space type options) | HVAC Type | Existing Fixture Quantity | Existing Fixture Type | Fixture/Base Type | Color Temperature (optional) | Existing Lamp Description | Existing Wattage per Unit | Existing Total Wattage | Proposed Controls (Only If Installing Controls) | Ref Id from Lighting Fixtures tab | Replacement Unit Quantity | Manufacturer Name from DLC or ES List for Display | Model Number from DLC or ES List for Display | Post Install Description | Color Temp | Equipment Certification | Unit Efficient Wattage | Total Efficient Wattage | Hours of Operation |  | Total Line Item Cost | Energy Savings (kWh) | Summer kW | Winter kW | Fossil Fuel Penalty (MMBTU) | Total Cost Savings/ year | Unit Installed Cost (Inputted Value) | Unit Incentive Paid | Total Incentive Paid | Total Net Cost to Customer | $/kWh | Notes |  | Dropdown Lookup | CONCAT Facility + Space | Summer CF | Winter CF | ISR | Lifetime Savings Adj | WHF Building Type Mapping | HVAC Equipment Type | WHFe | WHFd Cool | WHFd Heat | Unit Equipment Cost | Unit Installation Cost | Measure Name text | CONCAT Index | Measure Life | Therms | Lifetime GHG Savings (MTCO2e) | DIY Quantity | Lighting Quantity | Controls Quantity | DIY? | Lighting Incentive Category | DIY Check | Lighting Check | Controls Check | Uncapped Incentive ($) | Final Incentive ($)
Example |  | First Floor | 12 | Interior |  | Office | Office (General) | Baseboard Electric with No AC | 20 | 2' T12 Fixture | Industrial | 2700K | FLUORESCENT, (2) 24", T12 40W U-TUBE, STD LAMP, Mag-STD | 50 | 1632 | NETWORK | Example | 40 | RAB | EZPAN2X4-30YN/D10 | DIY - LED (1) 4' T5 Tube (Relamp) | 4100 | DLC | 32.5 | 1300 | 3009 |  | 2400 | 1000 | 1 | 1 | 0 | 0 | 50 | 60 | 2400 | 1200 | 2.4 |  |  | LED | Office Office (General) | 0.7 | 0.48 | 1 | 1 | Office | NoAC/ ElecRes |  |  |  | 50 | 50 | #N/A |  | 15 | 0 | 2.4975 | 40 | 0 | 0 | DIY | DIY | 1 | 0 | 0 | 800 | 2400
1
2
3
4
5
6
7
8
9
10
11
12
13
14
15
16
17
18
19
20
21
22
23
24
25
26
27
28
29
30
31
32
33
34
35
36
37
38
39
40
41
42
43
44
45
46
47
48
49
50
51
52
53
54
55
56
57
58
59
60
61
62
63
64
65
66
67
68
69
70
71
72
73
74
75
76
77
78
79
80
81
82
83
84
85
86
87
88
89
90
91
92
93
94
95
96
97
98
99
100
101
102
103
104
105
106
107
108
109
110
111
112
113
114
115
116
117
118
119
120
121
122
123
124
125
126
127
128
129
130
131
132
133
134
135
136
137
138
139
140
141
142
143
144
145
146
147
148
149
150
151
152
153
154
155
156
157
158
159
160
161
162
163
164
165
166
167
168
169
170
171
172
173
174
175
176
177
178
179
180
181
182
183
184
185
186
187
188
189
190
191
192
193
194
195
196
197
198
199
200
201
202
203
204
205
206
207
208
209
210
211
212
213
214
215
216
217
218
219
220
221
222
223
224
225
226
227
228
229
230
231
232
233
234
235
236
237
238
239
240
241
242
243
244
245
246
247
248
249
250
[28 empty] | Total Equipment Cost | Energy Savings (kWh) | Winter kW |  | Incentive | $/kWh | Unit Incentive
Overhead Lighting
Row | Install Work Order | Location | Ceiling Height (feet) | Interior or Exterior Lighting? | Exterior ECM (Select the drop down ONLY if you select exterior) | Facility Type | Space Type ( If Space Type not applicable select Facility Type "ALL" for more space type options) | HVAC Type | Existing Fixture Quantity | Existing Fixture Type | Fixture/Base Type | Color Temperature (optional) | Existing Lamp Description | Existing Wattage per Unit | Existing Total Wattage | Proposed Controls (Only If Installing Controls) | Ref Id from Reference tab | Replacement Unit Quantity(If installing lamps, count each lamp in a fixture as 1 unit) | Manufacturer Name from DLC or ES List for Display | Model Number from DLC or ES List for Display | Post Install Description | Color Temp | Equipment Certification | Unit Efficient Wattage | Total Efficient Wattage | Hours |  | Total Installed Cost | kWh Saved per Year | Summer Demand Savings PJM | Winter Demand Savings PJM | Total Cost Savings/ year | Unit Installed Cost (Inputted Value) | Unit Incentive Paid | Total Incentive Paid | Total Net Cost to Customer |  |  | Fossil Fuel Penalty (MMBTU)
Example | A | First Floor | 12 | Interior |  | Education | Office (General) | Baseboard Electric with No AC | 20 | 2' T12 Fixture | Industrial | 2700K | FLUORESCENT, (2) 24", T12 40W U-TUBE, STD LAMP, Mag-STD | 50 | 1632 | NETWORK | Example | 40 | RAB | EZPAN2X4-30YN/D10 |  | 0 | 0 | 0 | 1300 |  |  | 1200 | 1002.2814 | 0.32254 | 0.024435 | 110.251 | 0 |  | 0 | 1200 |  |  | 0
1 |  | Exterior Near Library |  | Exterior | FloodSpot | All | Outside/Outdoor Area | Unconditioned | 2 | Plug-In CFLs | 4 Pin | 5000K | Compact Fluorescent, (1) 32W lamp (4-Pin Vertical) |  | 68 |  | 9 | 2 | Euri Lighting | EOL-WL60BK-1100esw | 4FT Integrated Fixture LED 2x4 Troffer 27-30W | 5000K | DLC | 0 | 24 |  |  | 320 | 158.576 | 0.044 | 0.044 | 17.4434 |  | 39.644 | 79.288 | 240.712
2 |  | Exterior Near Library 1 |  | Exterior | FloodSpot | All | Outside/Outdoor Area | Unconditioned | 2 | Plug-In CFLs | 4 Pin | 4000K | Compact Fluorescent, quad, (2) 26W lamp, (4-Pin Vertical) |  | 100 |  | 7 | 2 | MaxLite | RCF8T18WCS | 4FT Integrated Fixture LED 2x4 Troffer 27-30W | 5000K | DLC | 0 | 36 |  |  | 300 | 230.656 | 0.00704 | 0.03712 | 25.3722 |  | 57.664 | 115.328 | 184.672
3 |  | Parking Lot |  | Exterior | PoleArm | All | Outside/Outdoor Area | Unconditioned | 6 | HID Fixtures | Pole Lighting | 5000K | METAL HALIDE, (1) 400W LAMP |  | 2748 |  | 14 | 6 | Mester LED Limited | MAL08140W[27,48]VDDK[D,B,W,SG][Blank,P0,P3,P4][Blank,M][SQ,SP,WM,YK,SQA]T4[Blank,A-Z,a-z,0-9] | LED Downlight LED Downlight 1-13W | 5000K | Energy Star | 0 | 540 |  |  | 3870 | 7957.632 | 2.208 | 2.208 | 875.3395 |  | 663.136 | 3978.816 | -108.816
4 | A | Entrance | 12 | Interior |  | All | Corridor/Hallways | Non Electric Heating With AC | 2 | Plug-In CFLs | 4 Pin | 5000K | Compact Fluorescent, spiral, (1) 23W lamp | 131 | 46 |  | 6 | 2 | MaxLite | RCF6T10WCS | 4FT Integrated Fixture LED 2x4 Troffer 27-30W | 5000K | DLC | 0 | 20 |  |  | 280 | 159.2136 | 0.029292 | 0.016892 | 17.5135 | 245 | 39.8034 | 79.6068 | 200.3932 |  |  | 0
5 | A | Entrance (Continued) | 12 | Interior |  | Other | Corridor/Hallways | Non Electric Heating With AC | 3 | Plug-In CFLs | 4 Pin | 5000K | Compact Fluorescent, spiral, (1) 23W lamp | 131 | 69 |  | 7 | 3 | MaxLite | RCF8T18WCS | HID Wall Pack LED Wall Pack 31-60W | 5000K | DLC | 0 | 54 |  |  | 450 | 91.854 | 0.016899 | 0.0097455 | 10.1039 | 450 | 15.309 | 45.927 | 404.073 |  |  | 0
6 |  | Towards Front Parking Lot |  | Exterior | FloodSpot | All | Outside/Outdoor Area | Unconditioned | 3 | HID Fixtures | Wall Pack | 5000K | METAL HALIDE, (1) 100W LAMP |  | 384 |  | 3 | 3 | WISDOM OPTOELECTRONICS TECHNOLOGY CO.,LIMITED | WSD-HWP45W27-50K-[D,W,B,S]-[Blank,P] | HID Wall Pack LED Wall Pack 31-60W | 5000K | DLC | 0 | 135 |  |  | 1350 | 897.396 | 0.249 | 0.249 | 98.7136 |  | 149.566 | 448.698 | 901.302
7 |  | Side wall Near Grass |  | Exterior | FloodSpot | All | Outside/Outdoor Area | Unconditioned | 1 | HID Fixtures | Flood | 5000K | METAL HALIDE, (1) 250W LAMP |  | 295 |  | 15 | 1 | Mester LED Limited | MFD1190W27VDDK[B,D,W][P,Blank][YK,SP]B77[Blank,X] | 4FT Integrated Fixture LED 2x4 Troffer 27-30W | 4000K | DLC | 0 | 90 |  |  | 495 | 738.82 | 0.205 | 0.205 | 81.2702 |  | 369.41 | 369.41 | 125.59
8 |  | Playground Area |  | Exterior | FloodSpot | All | Outside/Outdoor Area | Unconditioned | 3 | HID Fixtures | Wall Pack | 5000K | METAL HALIDE, (1) 100W LAMP |  | 384 |  | 3 | 3 | WISDOM OPTOELECTRONICS TECHNOLOGY CO.,LIMITED | WSD-HWP45W27-50K-[D,W,B,S]-[Blank,P] | HID Wall Pack LED Wall Pack 31-60W | 5000K | DLC | 0 | 135 |  |  | 1350 | 897.396 | 0.249 | 0.249 | 98.7136 |  | 149.566 | 448.698 | 901.302
9 |  | Playground Area and Towards Gym |  | Exterior | FloodSpot | All | Outside/Outdoor Area | Unconditioned | 3 | HID Fixtures | Wall Pack | 5000K | METAL HALIDE, (1) 100W LAMP |  | 384 |  | 3 | 3 | WISDOM OPTOELECTRONICS TECHNOLOGY CO.,LIMITED | WSD-HWP45W27-50K-[D,W,B,S]-[Blank,P] | HID Wall Pack LED Wall Pack 31-60W | 5000K | DLC | 0 | 135 |  |  | 1350 | 897.396 | 0.249 | 0.249 | 98.7136 |  | 149.566 | 448.698 | 901.302
10 |  | Side Exterior |  | Exterior | FloodSpot | All | Outside/Outdoor Area | Unconditioned | 6 | HID Fixtures | Wall Pack | 5000K | METAL HALIDE, (1) 100W LAMP |  | 768 |  | 4 | 6 | WISDOM OPTOELECTRONICS TECHNOLOGY CO.,LIMITED | WSD-WP015W27-50K-[D,W,B,S]-[Blank,P] | LED Downlight LED Downlight 1-13W | 5000K | Energy Star | 0 | 90 |  |  | 1500 | 2443.512 | 0.678 | 0.678 | 268.7863 |  | 203.626 | 1221.756 | 278.244
Lighting Controls
This measure documents savings associated with the adding controls to new or existing fixtures
Row | Sensor Location |  | Lighting Location | SVGd Location | Ceiling Height (feet) | Interior or Exterior Lighting? | Connect the Occupancy Sensors to Which Lighting? | Installation Type | Sensor | kW Connected | Facility Type | Space Type | HVAC Type | Total Number of Fixtures Controlled by these Sensors (Fixture Qty) | Total Number of Sensors | Type of Sensor Proposed? |  |  | Hours | Energy Savings (kWh) | Summer kW | Winter kW | Fossil Fuel Penalty (MMBTU) | Unit Sensor Cost | Unit Installation Cost | Total Installed Cost | Unit Incentive Paid | Total Incentive Paid | $/kWh | [10 empty] | SVGd | CF Summer | CF Winter | WHFd cool | WHFd heat | SVGe | WHFe | BLC | Measure Name Text | SVGe Existing | SVGd Existing | Measure Life | Therms | Lifetime GHG Savings (MTCO2e) | [6 empty] | Lighting Quantity | Controls Quantity |  |  |  | Lighting Incentive Category | Lighting Check | Controls Check | Uncapped Incentive ($) | Final Incentive ($)
Example | First Floor |  | First Floor | Assembly | 12 | Interior | DIY - LED (1) 4' T5 Tube (Relamp) | Retrofit – Space with no pre-existing controls | NETWORK | 1.3 | Office | Office (General) | Baseboard Electric with No AC | 40 | 1 | Networked Lighting Controls |  |  | 3009 | 821.457 | 1 | 1 | -1.0235 | 66 | 10 | 76 | 60.8 | 60.8 | 0.074015 | [10 empty] | 0.28 | 0.7 | 0.48 |  |  | 0.28 | 0.75 | 0 |  | 0 | 0 | 10 | -10.2355 | 0.51818 | [6 empty] | 0 | 1 |  |  |  | NETWORK | 0 | 1 | 657.1656 | 60.8
1
2
3
4
5
6
7
8
9
10
11
12
13
14
15
16
17
18
19
20
21
22
23
24
25
26
27
28
29
30
31
32
33
34
35
36
37
38
39
40
41
42
43
44
45
46
47
48
49
50
51
52
53
54
55
56
57
58
59
60
61
62
63
64
65
66
67
68
69
70
71
72
73
74
75
76
77
78
79
80
81
82
83
84
85
86
87
88
89
90
91
92
93
94
95
96
97
98
99
100
101
102
103
104
105
106
107
108
109
110
111
112
113
114
115
116
117
118
119
120
121
122
123
124
125
126
127
128
129
130
131
132
133
134
135
136
137
138
139
140
141
142
143
144
145
146
147
148
149
150
151
152
153
154
155
156
157
158
159
160
161
162
163
164
165
166
167
168
169
170
171
172
173
174
175
176
177
178
179
180
181
182
183
184
185
186
187
188
189
190
191
192
193
194
195
196
197
198
199
200
201
202
203
204
205
206
207
208
209
210
211
212
213
214
215
216
217
218
219
220
221
222
223
224
225
226
227
228
229
230
231
232
233
234
235
236
237
238
239
240
241
242
243
244
245
246
247
248
249
250
[59 empty] | 0 | 0 | 0
0

## HVAC
Thermostat | VFD | HVAC Tune Up | Economizer | Chiller Tune-Up | [68 empty] | Project Cost | Savings (kWh) | Summer Demand (kW) | Winter Demand (kW) | Uncapped Incentive ($) | Final Incentive ($) | MMBTU | Therms | Thermo Cost | Thermo Uncapped | Thermo Final | Lifetime GHG Savings (MTCO2e)
Mini Split | ARC/DCV | Switch Reluctance Motor | Duct Sealing | Unitary HVAC | [67 empty] | Totals | 0 | 0 | 0 | 0 | 0 | 0 | 0 | 0 | 0 | 0 | 0 | 0
Chiller | VRF | Occupancy Sensor | Heat Pump Water Heater | Bathroom Exhaust Fan
Unitary HVAC Systems | [72 empty] | Project Cost | Savings (kWh) | Summer Demand (kW) | Winter Demand (kW) | Uncapped Incentive ($) | Final Incentive ($) | Therms | Lifetime GHG Savings (MTCO2e)
This measure documents savings associated with the installation of new heating, ventilating, and air conditioning systems exceeding baseline efficiency criteria in place of an existing system or a new standard efficiency system of the same capacity. | [71 empty] | Totals | 0 | 0 | 0 | 0 | 0 | 0 | 0 | 0
Index | Floor # | Location | Make | Model | Facility Type | Baseline Condition | Equipment Type | Subcategory | Existing Heating System Type | Equipment Size Classification | Unit Cool Capacity (Tons) | Unit Heat Capacity (Tons) | Units | SEER2/SEER Replacement Equipment | IEER Replacement Equipment | EER2/EER Replacement Equipment | HSPF2/HSPF Replacement Equipment | COP Replacement Equipment | SEER2/SEER Existing Equipment | IEER Existing Equipment | EER2/EER Existing Equipment | HSPF2/HSPF Existing Equipment | COP Existing Equipment | SEER2 Baseline Equipment | IEER Baseline Equipment | EER2 Baseline Equipment | HSPF2 Baseline Equipment | COP Baseline Equipment | Quantity | Per Unit Equipment Cost* | Per Unit Installation Cost | Total Line Item Cost | Energy Savings (kWh) | Summer kW | Winter kW | Unit Incentive | Incentive | $/kWh | EFLHcool | EFLHheat | Concat | Baseline IEER | Baseline SEER2 | Baseline EER2 | Baseline EER2_PT | Baseline HSPF2 | Baseline COP | Baseline COP_PT | Baseline Adjustment | SEER to SEER2 | SEER2 Final | EER to EER2 | EER2 Final | HSPF to HSPF2 | HSPF2 Final | ER SEER to SEER2 | ER SEER2 Final | ER EER to EER2 | ER EER2 Final | ER HSPF to HSPF2 | ER HSPF2 Final | kWh_cool | kWh_heat | ETDF_Summer Peak | ETDF_Winter Peak | kWh_cool, time of sale baseline | kWh_heat time of sale, baseline | Measure Life | RUL | EUL-RUL | Lifetime kWh Savings |  | Line Item Cost | Savings (kWh) | Summer Demand (kW) | Winter Demand (kW) | Uncapped Incentive ($) | Final Incentive ($) | Therms Savings | Lifetime GHG Savings (MTCO2e)
Example | First | Kitchen | Stanley | Cook | Education - Community College | Time of Sale | Air Conditioners, Air Cooled | Split system | Other | ≥65,000 Btu/h and <135,000 Btu/h | 6 | 6 | SEER2/EER2/HSPF2/IEER/COP |  | 16 | [9 empty] | 14.6 |  |  |  | 2 | 1000 | 500 | 3000 | 557.507 | 0.23755 | 0 | 1200 | 2400 | $4.30 | 646 | 697 | Air Conditioners, Air CooledSplit system≥65,000 Btu/h and <135,000 Btu/h | 14.8 | 0 | 10.64 | 9.025 | 0 | 0 |  | 0.2 |  | 0 |  | 0 |  | 0 |  | 0 |  | 0 |  | 0 | 278.7534 | 0 | 0.0008522 | 0.0009643 | 278.7534 | 0 | 15 | 5 | 10 | 8362.6027 |  | 3000 | 557.507 | 0.23755 | 0 | 1393.7675 | 2400 | 0 | 1.3924
1 | [62 empty] | 0 |  |  |  | 0 | [11 empty] | 0
2 | [62 empty] | 0 |  |  |  | 0 | [11 empty] | 0
3 | [62 empty] | 0 |  |  |  | 0 | [11 empty] | 0
4 | [62 empty] | 0 |  |  |  | 0 | [11 empty] | 0
5 | [62 empty] | 0 |  |  |  | 0 | [11 empty] | 0
6 | [62 empty] | 0 |  |  |  | 0 | [11 empty] | 0
7 | [62 empty] | 0 |  |  |  | 0 | [11 empty] | 0
8 | [62 empty] | 0 |  |  |  | 0 | [11 empty] | 0
9 | [62 empty] | 0 |  |  |  | 0 | [11 empty] | 0
10 | [62 empty] | 0 |  |  |  | 0 | [11 empty] | 0
[72 empty] | Totals | 0 | 0 | 0 | 0 | 0 | 0 | 0 | 0
ENERGY STAR Smart Thermostat
This measure involves the replacement of a manually operated or conventional programmable thermostat with a “smart” thermostat . This measure only applies to thermostats that control central A/C, heat pump, furnace, or rooftop units (RTUs) with capacity up to 300,000 BTU/h) that serve normally conditioned spaces, not semi-conditioned spaces or spaces with large frequently open doors (e.g., loading docks and car repair shops).
Index | Floor # | Location | Make | Model | Facility Type | Existing Heat Type | Unit Cool Capacity (Tons) | Unit Heat Capacity Electric Unit (Tons) | Unit Heat Capacity Gas Unit (BTU/h) | SEER/IEER | HSPF/COP | AFUE | Quantity | Per Unit Equipment Cost* | Per Unit Installation Cost | Total Line Item Cost | Energy Savings (kWh) | Summer kW | Winter kW | Unit Incentive | Incentive | $/kWh | [16 empty] | CCAP (kBTU) | HCAPelec (kBTU) | HCAPfuel (MMBTU) | EFLHcool | EFLHheat | COP to HSPF | Electric Saving% | Fuel Saving% | kWh_cool | kWh_heat | MMBTU | ETDF_Summer Peak | ETDF_Winter Peak | Measure Life | [20 empty] | Line Item Cost | Savings (kWh) | Summer Demand (kW) | Winter Demand (kW) | Uncapped Incentive ($) | Final Incentive ($) | Therms Savings | Lifetime GHG Savings (MTCO2e)
Example | First | Kitchen | Stanley | Cook | Education - Primary School | Electric Heat | 5 | 5 |  | 15 | 8 |  | 1 | 500 | 500 | 1000 | 309.79 | 0.056156 | 0.31357 | 1000 | 1000 | $3.23 | [16 empty] | 60 | 60 | 0 | 265 | 653 | 8 | 0.052 | 0 | 55.12 | 254.67 | 0 | 0.0010188 | 0.0012313 | 7.5 | [20 empty] | 1000 | 309.79 | 0.056156 | 0.31357 | 1000 | 1000 | 0 | 0.38685
1 | [48 empty] | 0
2 | [48 empty] | 0
3 | [48 empty] | 0
4 | [48 empty] | 0
5 | [48 empty] | 0
6 | [48 empty] | 0
7 | [48 empty] | 0
8 | [48 empty] | 0
9 | [48 empty] | 0
10 | [48 empty] | 0
[72 empty] | Totals | 0 | 0 | 0 | 0 | 0 | 0 | 0 | 0
Ductless Mini-Split Heat Pump
This measure relates to the installation of new high efficiency ductless “mini-split” heat pump(s) (DMSHP) in a small commercial space. The efficient condition is the installation of a high efficiency ductless unit; typically, one that meets or exceeds the following ENERGY STAR efficiency criteria for a ductless mini-split heat pump: 15.2 SEER2, 11.7 EER2, 7.8 HSPF2.
Index | Floor # | Location | Make | Model | Facility Type | Unit Cool Capacity (Tons) | Unit Heat Capacity (Tons) | Units | SEER2/SEER Replacement Equipment | HSPF2/HSPF Replacement Equipment | EER2/EER Replacement Equipment | Quantity | Per Unit Equipment Cost* | Per Unit Installation Cost | Total Line Item Cost | Energy Savings (kWh) | Summer kW | Winter kW | Unit Incentive | Incentive | $/kWh | [17 empty] | CCAP (kBTU) | HCAP (kBTU) | EFLHcool | EFLHheat | Baseline SEER2 | Baseline HSPF2 | Baseline EER2 | SEER to SEER2 | SEER2 Final | HSPF to HSPF2 | HSPF2 Final | EER to EER2 | EER2 Final | kWh_cool | kWh_heat | ETDF_Summer Peak | ETDF_Winter Peak | Measure Life | [16 empty] | Line Item Cost | Savings (kWh) | Summer Demand (kW) | Winter Demand (kW) | Uncapped Incentive ($) | Final Incentive ($) | Therms Savings | Lifetime GHG Savings (MTCO2e)
Example | First | Kitchen | Stanley | Cook | Education - Primary School | 5 | 5 | SEER2/HSPF2/EER2 | 16 | 9 | 17 | 1 | 1000 | 500 | 1500 | 988.805 | 0.12036 | 1.0721 | 1200 | 1200 | $1.21 | [17 empty] | 60 | 60 | 265 | 653 | 14.3 | 7.5 | 10.5 |  | 16 |  | 9 |  | 17 | 118.1381 | 870.6667 | 0.0010188 | 0.0012313 | 15 | [16 empty] | 1500 | 988.805 | 0.12036 | 1.0721 | 2472.0125 | 1200 | 0 | 2.4695
1
2
3
4
5
6
7
8
9
10
[72 empty] | Totals | 0 | 0 | 0 | 0 | 0 | 0 | 0 | 0
Variable Frequency Drive (VFD) for HVAC Fans and Pumps
This measure defines savings associated with installing a variable frequency drive on a motor of 200 hp or less for the following HVAC applications: supply fans, return fans, chilled water pumps, cooling tower fans, and heating hot water pumps. Calculation based on addendum to MD v11 TRM.
Index | Floor # | Location | Make | Model | Facility Type | Motor Application | HP | Quantity | Per Unit Equipment Cost* | Per Unit Installation Cost | Total Line Item Cost | Energy Savings (kWh) | Summer kW | Winter kW | Unit Incentive | Incentive | $/kWh | [21 empty] | ETDF Facility Type | DSF | ETDF Load Shape | Type | RHRS_BASE | ETDF_Summer Peak | ETDF_Winter Peak | Measure Life | [26 empty] | Line Item Cost | Savings (kWh) | Summer Demand (kW) | Winter Demand (kW) | Uncapped Incentive ($) | Final Incentive ($) | Therms Savings | Lifetime GHG Savings (MTCO2e)
Example | First | Kitchen | Stanley | Cook | College – Cafeteria | Chilled Water Pump | 5 | 1 | 1000 | 500 | 1500 | 1212.675 | 0.19221 | 0.15534 | 1200 | 1200 | $0.99 | [21 empty] | Restaurant - Fast-Food | 0.185 | Pumps | Chill | 1311 | 0.0001585 | 0.0001281 | 15 | [26 empty] | 1500 | 1212.675 | 0.19221 | 0.15534 | 970.14 | 1200 | 0 | 3.0287
1
2
3
4
5
6
7
8
9
10
[72 empty] | Totals | 0 | 0 | 0 | 0 | 0 | 0 | 0 | 0
Dual Enthalpy Economizer
This measure involves the installation of a dual enthalpy economizer to provide free cooling during the appropriate ambient conditions. Enthalpy refers to the total heat content of the air. A dual enthalpy economizer uses two sensors — one measuring return air enthalpy and one measuring outdoor air enthalpy.
Index | Floor # | Location | Make | Model | Facility Type | Unit Capacity (Tons) | Quantity | Per Unit Equipment Cost* | Per Unit Installation Cost | Total Line Item Cost | Energy Savings (kWh) | Summer kW | Winter kW | Unit Incentive | Incentive | $/kWh | [22 empty] | SF (kWh/ton) | ETDF_Summer Peak | ETDF_Winter Peak | Measure Life | [30 empty] | Line Item Cost | Savings (kWh) | Summer Demand (kW) | Winter Demand (kW) | Uncapped Incentive ($) | Final Incentive ($) | Therms Savings | Lifetime GHG Savings (MTCO2e)
Example | First | Kitchen | Stanley | Cook | Primary School | 10 | 2 | 1000 | 500 | 3000 | 780 | 0 | 0 | 1200 | 2400 | $3.08 | [22 empty] | 39 | 0 | 0 | 7 | [30 empty] | 3000 | 780 | 0 | 0 | 624 | 2400 | 0 | 0.90909
1
2
3
4
5
6
7
8
9
10
[72 empty] | Totals | 0 | 0 | 0 | 0 | 0 | 0 | 0 | 0
Guest Room Occupancy Sensors
This measure relates to the installation of a control system in hotel/motel guest rooms. The control system automatically setbacks the guest room temperature during unoccupied periods. Savings for this measure are based on management of the guest room temperature set points and controlling the HVAC unit for various occupancy modes. The savings are per controlled guestroom, rather than per sensor, for multi-room suites.
Index | Floor # | Location | Make | Model | Facility Type | Baseline | HVAC Type | Unit Cool Capacity (Tons) | Quantity | Per Unit Equipment Cost* | Per Unit Installation Cost | Total Line Item Cost | Energy Savings (kWh) | Summer kW | Winter kW | Unit Incentive | Incentive | $/kWh | [20 empty] | Concat | ESF | GSF | Therms | ETDF_Summer Peak | ETDF_Winter Peak | Measure Life | [27 empty] | Line Item Cost | Savings (kWh) | Summer Demand (kW) | Winter Demand (kW) | Uncapped Incentive ($) | Final Incentive ($) | Therms Savings | Lifetime GHG Savings (MTCO2e)
Example | First | Kitchen | Stanley | Cook | Hotel | No Housekeeping Setback | PTHP | 3 | 1 | 1000 | 500 | 1500 | 942 | 0.44792 | 0.96678 | 1200 | 1200 | $1.27 | [20 empty] | HotelPTHPNo Housekeeping Setback | 314 | 0 | 0 | 0.0004755 | 0.0010263 | 15 | [27 empty] | 1500 | 942 | 0.44792 | 0.96678 | 753.6 | 1200 | 0 | 2.3526
1
2
3
4
5
6
7
8
9
10
[72 empty] | Totals | 0 | 0 | 0 | 0 | 0 | 0 | 0 | 0
Tune-Ups
This measure is for a “tune-up” for a commercial Air Conditioner (AC) or Heat Pump (HP) system. Tune-up practices involve the measurement of refrigerant charge levels and airflow over the unit coils, correction of any problems and post-treatment remeasurement.
Index | Floor # | Location | Make | Model | Facility Type | Unit Cool Capacity (Tons) | Tune-Up Type | System Type | Unit Heat Capacity (Tons) | Units | Pre-Conditioned EER | Pre-Conditioned SEER/IEER | Pre-Conditioned HSPF/COP | Tested by Contractor Post Tune-Up | Post-Conditioned EER | Post-Conditioned SEER/IEER | Post-Conditioned HSPF/COP | Quantity | Per Unit Equipment Cost* | Per Unit Installation Cost | Total Line Item Cost | Energy Savings (kWh) | Summer kW | Winter kW | Unit Incentive | Incentive | $/kWh | [11 empty] | EFLHcool | EFLHheat | System Type Percentage Cooling | Post Tune Up Percentage Cooling | % improvement Cooling | System Type Percentage Heating | Post Tune Up Percentage Heating | % improvement Heating | kWh_cool | kWh_heat | ETDF_Summer Peak | ETDF_Winter Peak | Measure Life | [21 empty] | Line Item Cost | Savings (kWh) | Summer Demand (kW) | Winter Demand (kW) | Uncapped Incentive ($) | Final Incentive ($) | Therms Savings | Lifetime GHG Savings (MTCO2e)
Example | First | Kitchen | Stanley | Cook | Education - Secondary School | 10 | Cooling + Heating | Packaged Terminal Heat Pumps | 10 | HSPF | 16 | 15 | 9 | No |  |  |  | 1 | 1000 | 500 | 1500 | 1057.813 | 0.22249 | 0.76829 | 1200 | 1200 | $1.13 | [11 empty] | 305 | 703 | 0.107 |  | 0.107 | 0.085 |  | 0.085 | 261.08 | 796.7333 | 0.0008522 | 0.0009643 | 3 | [21 empty] | 1500 | 1057.813 | 0.22249 | 0.76829 | 600 | 1200 | 0 | 0.52838
1
2
3
4
5
6
7
8
9
10
11
12
13
14
15
16
17
18
19
20
21
22
23
24
25
[72 empty] | Totals | 0 | 0 | 0 | 0 | 0 | 0 | 0 | 0
Variable Refrigerant Flow (VRF) Heat Pump Systems
This measure relates to the installation of new high efficiency variable refrigerant flow (VRF) heat pump(s) also known as variable refrigerant volume (VRV) heat pump. The efficient equipment is a high-efficiency VRF system meeting or exceeding CEE Tier 1 efficiency levels.
Index | Floor # | Location | Make | Model | Facility Type | System Type | Baseline Condition | Heating Fuel Source | Heat Recovery | Unit Cool Capacity (Tons) | Unit Heat Capacity (Tons) | Units | Cooling Efficient Factor Replacement Equipment (SEER2/SEER/IEER) | Cooling Efficient Factor Existing Equipment (SEER2/SEER/IEER) | Heating Efficient Factor Replacement Equipment (HSPF2/HSPF/COP) | Heating Efficient Factor Existing Equipment (HSPF2/HSPF/COP) | Cooling Efficient Factor Baseline Equipment (SEER2/IEER) | Heating Efficient Factor Baseline Equipment (HSPF2/COP) | Quantity | Per Unit Equipment Cost* | Per Unit Installation Cost | Total Line Item Cost | Energy Savings (kWh) | Summer kW | Winter kW | Unit Incentive | Incentive | $/kWh | [10 empty] | Capacity | Concat | EFLHcool | EFLHheat | TE | ELECHEAT | HU | CEFee | SEER to SEER2 Existing | CEFbase | HEFee | HSPF to HSPF2 Existing | HEFbase | kWh_cool | kWh_heat | MMBTU | ETDF_Summer Peak | ETDF_Winter Peak | Measure Life | [15 empty] | Line Item Cost | Savings (kWh) | Summer Demand (kW) | Winter Demand (kW) | Uncapped Incentive ($) | Final Incentive ($) | Therms Savings | Lifetime GHG Savings (MTCO2e)
Example | First | Kitchen | Stanley | Cook | Education - University | VRF - air cooled | Time of Sale | Natural Gas | w/o heat recovery | 5 | 10 | SEER2/HSPF2 | 15 |  | 8 |  | 13.4 | 7.5 | 1 | 1000 | 500 | 1500 | 340.537 | 0.29021 | 0 | 1200 | 1200 | $3.52 | [10 empty] | <65,000 Btu/h | VRF - air cooled<65,000 Btu/hw/o heat recovery | 713 | 518 | 0.82 | 0 | 1000 | 15 | 0 | 13.4 | 8 | 0 | 7.5 | 340.5373 | 0 | 75.8049 | 0.0008522 | 0.0009643 | 15 | [15 empty] | 1500 | 340.537 | 0.29021 | 0 | 851.3425 | 1200 | 758.049 | 95.2276
1 | [53 empty] | 0
2 | [53 empty] | 0
3 | [53 empty] | 0
4 | [53 empty] | 0
5 | [53 empty] | 0
6 | [53 empty] | 0
7 | [53 empty] | 0
8 | [53 empty] | 0
9 | [53 empty] | 0
10 | [53 empty] | 0
[72 empty] | Totals | 0 | 0 | 0 | 0 | 0 | 0 | 0 | 0
C&I Heat Pump Water Heater
This measure relates to the installation of a Heat Pump water heater in place of a standard electric water heater. Heat Pump Water heaters with a residential end use are not eligible for incentive through the SBDI/BTU program.
Index | Floor # | Location | Make | Model | Facility Type | Area of Facility Serviced (ft^2) | Number of Employees,Students, Residents, etc. | Tank Size (ft^3) | UEF_ee | Quantity | Per Unit Equipment Cost* | Per Unit Installation Cost | Total Line Item Cost | Energy Savings (kWh) | Summer kW | Winter kW | Unit Incentive | Incentive | $/kWh | [19 empty] | UEFbase | WaterTempRise | Facility (MD) | Units | GPD Rate | GPD | kBTUreq | ETDF_Summer Peak | ETDF_Winter Peak | Measure Life | [24 empty] | Line Item Cost | Savings (kWh) | Summer Demand (kW) | Winter Demand (kW) | Uncapped Incentive ($) | Final Incentive ($) | Therms Savings | Lifetime GHG Savings (MTCO2e)
Example | First | Kitchen | Stanley | Cook | Elementary School |  | 300 | 10 | 3.5 | 1 | 1000 | 500 | 1500 | 10532.456 | 1.8558 | 2.3003 | 1200 | 1200 | $0.11 | [19 empty] | 0.904 | 80 | Education - Primary School | People | 0.6 | 180 | 43812.468 | 0.0001762 | 0.0002184 | 10 | [24 empty] | 1500 | 10532.456 | 1.8558 | 2.3003 | 26331.14 | 1200 | 0 | 17.5365
1
2
3
4
5
6
7
8
9
10
[72 empty] | Totals | 0 | 0 | 0 | 0 | 0 | 0 | 0 | 0
Advanced Rooftop Controls (ARC) and/or Demand Controlled Ventillation (DCV)
The Advanced Rooftop Controls (ARC) measure involves adding demand-controlled ventilation and may include an optional supply-fan variable-speed drive. The efficient measure is a single-zone packaged HVAC unit with an integrated economizer, retrofitted with controls for demand-controlled ventilation. Installation of a variable-frequency drive for the supply fan is optional. A custom savings calculation should be done for any individual systems over 10 tons. The Demand Controlled Ventilation (DCV) measure involves modulating outdoor air ventilation rates based on the occupancy level of the space. The efficient measure is a system with a sensor installed within a return air system that did not previously have a sensor. This measure does not apply to systems with terminal reheat for heating savings. A custom savings calculation should be done for systems with terminal reheat, or any individual systems serving over 25,000 square feet.
Index | Floor # | Location | Make | Model | Facility Type | Does the baseline system have an existing economizer? | If no, will an economizer be installed as part of the upgrade? | Economizer Savings Note | Area of Conditioned Space (ft^2) | Controls Installation Type | Unit Cooling Capacity (Tons) | Heating Type | Unit Heating Capacity (kBTU/hr) | Quantity | Per Unit Equipment Cost* | Per Unit Installation Cost | Total Line Item Cost | Energy Savings (kWh) | Summer kW | Winter kW | Unit Incentive | Incentive | $/kWh | [15 empty] | ARC Savings Status | ARC Building Type | ARC Installation Type | Concat | NECES | NEHES | Heat_electric | NEDS | CF_Summer | CF_Winter | kWh_cool | kWh_heat | kWh ARC | NGHES | Heat_non-electric | Therms_ARC | DCV Savings Status | DCV Building Type | SF_cool | SF_heat | kWh DCV | SF_heat Gas | Therms_DCV | Therms | ETDF_Summer Peak | ETDF_Winter Peak | Measure_Name_Text | Measure Life | [6 empty] | Line Item Cost | Savings (kWh) | Summer Demand (kW) | Winter Demand (kW) | Uncapped Incentive ($) | Final Incentive ($) | Therms Savings | Lifetime GHG Savings (MTCO2e)
Example | First | Kitchen | Stanley | Cook | Default (non-garage) | No | Yes | ARC & Economizer Savings. NOTE: Use with Dual Enthalpy Economizer Measure (row 74-83) | 15000 | ARC: DCV with two-speed VFD | 9 | Electric Heat - Electric Resistance | 120 | 1 | 1000 | 500 | 1500 | 10093 | 1.8497 | 0 | 1200 | 1200 | $0.12 | [15 empty] | 1 | Office - Small | DCV_VFD2 | Office - Small DCV_VFD2 | 1067 | 49 | 1 | 0.373 | 0.551 | 0 | 9603 | 490 | 10093 | 0.4 | 0 | 0 | 0 | [6 empty] | 0 | 0.000692 | 0.001105 | Advanced Rooftop Controls (ARC) | 10 | [6 empty] | 1500 | 10093 | 1.8497 | 0 | 8074.4 | 1200 | 0 | 16.8048
1 | [61 empty] | 0
2 | [61 empty] | 0
3 | [61 empty] | 0
4 | [61 empty] | 0
5 | [61 empty] | 0
6 | [61 empty] | 0
7 | [61 empty] | 0
8 | [61 empty] | 0
9 | [61 empty] | 0
10 | [61 empty] | 0
[72 empty] | Totals | 0 | 0 | 0 | 0 | 0 | 0 | 0 | 0
Electric Chiller System Tune-Ups
This measure relates to the chiller system tune-ups that are conducted to ensure that the equipment is operating at optimal performance. Testing and maintenance conducted as part of a typical chiller tune-up include checking and cleaning evaporator and condenser coils/tubes, checking and replacing filters, belts, and contactors, checking cooling towers for buildup/scale, checking control operation and setpoints, checking crankcase heater operation and checking the economizer function.
Index | Floor # | Location | Make | Model | Facility Type | Equipment Type | Unit Capacity (Tons) | Existing IPLV | Quantity | Per Unit Equipment Cost* | Per Unit Installation Cost | Total Line Item Cost | Energy Savings (kWh) | Summer kW | Winter kW | Unit Incentive | Incentive | $/kWh | [20 empty] | EFLHcool | ESF | ETDF_Summer Peak | ETDF_Winter Peak | Measure Life | [29 empty] | Line Item Cost | Savings (kWh) | Summer Demand (kW) | Winter Demand (kW) | Uncapped Incentive ($) | Final Incentive ($) | Therms Savings | Lifetime GHG Savings (MTCO2e)
Example | First | Kitchen | Stanley | Cook | Education - Community College | Water Cooled, Centrifugal | 150 | 0.85 | 1 | 1000 | 500 | 1500 | 3706.425 | 3.1586 | 3.5741 | 1200 | 1200 | $0.32 | [20 empty] | 646 | 0.045 | 0.0008522 | 0.0009643 | 3 | [29 empty] | 1500 | 3706.425 | 3.1586 | 3.5741 | 1800 | 1200 | 0 | 1.8514
1
2
3
4
5
6
7
8
9
10
[72 empty] | Totals | 0 | 0 | 0 | 0 | 0 | 0 | 0 | 0
High Rotor Pole Switch Reluctance Motor
This measure relates to installation of High Rotor Pole Switch Reluctance Motor (HRSRM) in HVAC applications. HRSRM is a type of brushless DC electric motor that runs by reluctance torque. The efficient case is a single-zone, packaged HVAC unit with an existing functional integrated economizer that has been fitted with a HRSRM supply-fan and integrated speed control.
Index | Floor # | Location | Make | Model | Facility Type | Baseline Condition | Compressor Stage | Fan HP | Annual Fan Hours | Quantity | Per Unit Equipment Cost* | Per Unit Installation Cost | Total Line Item Cost | Energy Savings (kWh) | Summer kW | Winter kW | Unit Incentive | Incentive | $/kWh | [19 empty] | Concat | ESF | ETDF_Summer Peak | ETDF_Winter Peak | Measure Life | [29 empty] | Line Item Cost | Savings (kWh) | Summer Demand (kW) | Winter Demand (kW) | Uncapped Incentive ($) | Final Incentive ($) | Therms Savings | Lifetime GHG Savings (MTCO2e)
Example | First | Kitchen | Stanley | Cook | Education - Community College | Supply Fan Retrofit Only | HRSRM on Single Two Stage Compressor | 5 | 6190 | 1 | 1000 | 500 | 1500 | 17685.944 | 2.6759 | 2.7749 | 1200 | 1200 | $0.07 | [19 empty] | Supply Fan Retrofit OnlyHRSRM on Single Two Stage Compressor | 0.766 | 0.0001513 | 0.0001569 | 12 | [29 empty] | 1500 | 17685.944 | 2.6759 | 2.7749 | 14148.7552 | 1200 | 0 | 35.3365
1
2
3
4
5
6
7
8
9
10
[72 empty] | Totals | 0 | 0 | 0 | 0 | 0 | 0 | 0 | 0
Duct Sealing and Insulation
This measure covers the installation of sealing and insulation of the space heating and air conditioning distribution system (including air handlers, filter boxes and building cavities used as ducts before code change) in the unconditioned spaces of commercial facilities.
Index | Floor # | Location | Make | Model | Facility Type | Duct Location | Baseline Duct System R-Value | Efficient Duct System R-Value | Pre-Implementation Duct Total Leakage (%) | Post-Implementation Duct Total Leakage (%) | Cooling System Type | Heating System Type | Rated Output Cooling Capacity (kBTU/hr) | Rated Output Heating Capacity (kBTU/hr) | Input Heating Capacity (kW) 1 Ton = 12000 BTU/hr = 3.52 kW | EER (BTU/watt-hour) | SEER/IEER (BTU/watt-hour) | HSPF/COP | Quantity | Per Unit Equipment Cost* | Per Unit Installation Cost | Total Line Item Cost | Energy Savings (kWh) | Summer kW | Winter kW | Unit Incentive | Incentive | $/kWh | [10 empty] | EFLHcool | EFLHheat | Building Type (NY) | Concat Pre | Concat Post | TRFcooling | TRFheating | EFFdist,cooling,base | EFFdist,cooling,ee | EFFdist,heating,base | EFFdist,heating,ee | kWh_cool | kWh_heat | MMBTU | CF | Measure Life | [18 empty] | Line Item Cost | Savings (kWh) | Summer Demand (kW) | Winter Demand (kW) | Uncapped Incentive ($) | Final Incentive ($) | Therms Savings | Lifetime GHG Savings (MTCO2e)
Example | First | Kitchen | Stanley | Cook | Health/Medical - Hospital | Basement, Insulated Walls | Uninsulated | R-6 | 30% | 15% | AC | Electric Furnace | 180 |  | 20 | 12 | 15 | 9 | 1 | 1000 | 500 | 1500 | 947.622 | 0.34944 | 0 | 1200 | 1200 | $1.27 | [10 empty] | 1099 | 209 | Other | 0.3UninsulatedOther | 0.15R-6Other | 0.6 | 0.6 | 0.816 | 0.937 | 0.707 | 0.841 | 681.2158 | 266.4067 | 0 | 0.451 | 18 | [18 empty] | 1500 | 947.622 | 0.34944 | 0 | 758.0976 | 1200 | 0 | 2.84
1
2
3
4
5
6
7
8
9
10
[72 empty] | Totals | 0 | 0 | 0 | 0 | 0 | 0 | 0 | 0
Electric Chillers
This measure relates to the installation of a new high-efficiency electric water chilling package in place of an existing chiller or a new standard efficiency chiller of the same capacity. The efficient condition is a high-efficiency electric water chilling package; typically a unit that meets or exceeds the requirements presented in the International Energy Conservation Code 2018 (IECC 2018).
Index | Floor # | Location | Make | Model | Facility Type | Baseline Condition | Equipment Type | Compliance Path | Unit Capacity (Tons) | IPLV Replacement (kW/ton) | IPLV Existing (kW/ton) | Full Load Replacement (kW/ton) | Full Load Existing (kW/ton) | IPLV Baseline (kW/ton) | Full Load Baseline (kW/ton) | Quantity | Per Unit Equipment Cost* | Per Unit Installation Cost | Total Line Item Cost | Energy Savings (kWh) | Summer kW | Winter kW | Unit Incentive | Incentive | $/kWh | [13 empty] | Size Category | EFLHcool | Concat | IPLV base/exist | ETDF_Summer Peak | ETDF_Winter Peak | kWh_cool time of sale, baseline | Measure Life | RUL | EUL-RUL | Lifetime kWh Savings | [23 empty] | Line Item Cost | Savings (kWh) | Summer Demand (kW) | Winter Demand (kW) | Uncapped Incentive ($) | Final Incentive ($) | Therms Savings | Lifetime GHG Savings (MTCO2e)
Example | First | Kitchen | Stanley | Cook | Education - Community College | Time of Sale | Water Cooled, Positive Displacement | Path A | 150 | 0.2 | 0.6 | 0.4 | 0.5 | 0.54 | 0.66 | 1 | 1000 | 500 | 1500 | 32946 | 28.0766 | 0 | 1200 | 1200 | $0.04 | [13 empty] | ≥150 to <300 tons | 646 | Water Cooled, Positive DisplacementPath A≥150 to <300 tons | 0.54 | 0.0008522 | 0 | 32946 | 23 | 7.6667 | 15.3333 | 757758 | [23 empty] | 1500 | 32946 | 28.0766 | 0 | 82365 | 1200 | 0 | 126.1667
1
2
3
4
5
6
7
8
9
10
[72 empty] | Totals | 0 | 0 | 0 | 0 | 0 | 0 | 0 | 0
Bathroom Exhaust Fan
This measure defines the purchase and installation of a new bathroom fan for typical usage (i.e., non-continuous). This measure assumes fan capacities between 10 and 200 CFM rated at a sound level of less than 2.0 sones at 0.1 inches of water column static pressure. New high efficiency exhaust-only ventilation fan, quiet (< 2.0 sones) operating; typically a unit that meets or exceeds the ENERGY STAR v4.1 specifications.
Index | Floor # | Location | Make | Model | Facility Type | Nominal Capacity of Fan (CFM) | Efficient Fan Avg Efficacy (CFM/W) | Baseline Fan Avg Efficacy (CFM/W) | Includes Lighting Component? | Existing Light Wattage | Replacement Light Wattage | Quantity | Per Unit Equipment Cost* | Per Unit Installation Cost | Total Line Item Cost | Energy Savings (kWh) | Summer kW | Winter kW | Unit Incentive | Incentive | $/kWh | [17 empty] | Hours | WFHe | kWh_fan | kWh_light | ETDF_Summer Peak | ETDF_Winter Peak | MMBTU | Measure Life | [26 empty] | Line Item Cost | Savings (kWh) | Summer Demand (kW) | Winter Demand (kW) | Uncapped Incentive ($) | Final Incentive ($) | Therms Savings | Lifetime GHG Savings (MTCO2e)
Example | First | Kitchen | Stanley | Cook | Office - Large | 70.6 | 4.9 | 2.8 | Yes | 60 | 20 | 1 | 1000 | 500 | 1500 | 46.3486 | 0.0047044 | 0.0051262 | 1200 | 1200 | 25.8908 | [17 empty] | 945 | 0.956 | 10.2118 | 36.1368 | 0.0001015 | 0.0001106 | 0 | 12 | [26 empty] | 1500 | 46.3486 | 0.0047044 | 0.0051262 | 37.0789 | 1200 | 0 | 0.092604
1 | [44 empty] | 0
2 | [44 empty] | 0
3 | [44 empty] | 0
4 | [44 empty] | 0
5 | [44 empty] | 0
6 | [44 empty] | 0
7 | [44 empty] | 0
8 | [44 empty] | 0
9 | [44 empty] | 0
10 | [44 empty] | 0
[72 empty] | Totals | 0 | 0 | 0 | 0 | 0 | 0 | 0 | 0
0

## Refrigeration
ECM Retro | Fan Ctrls | Case Lighting | Vending Ctrls | Coil Defrost Controls | Anti Sweat | [36 empty] | Project Cost | Savings (kWh) | Summer Demand (kW) | Winter Demand (kW) | Uncapped Incentive ($) | Final Incentive ($) | DIY Project Cost | DIY Savings | DIY Summer Demand | DIY Winter Demand | DIY Incentive | Therms | Lifetime GHG Savings (MTCO2e) | DIY Therms | DIY Lifetime GHG Savings (MTCO2e)
Case Cover | VSRC | Strip Curtains | Add Doors | Suction Pipe Insulation | [36 empty] | Totals | 0 | 0 | 0 | 0 | 0 | 0 | 0 | 0 | 0 | 0 | 0 | 0 | 0 | 0 | 0
Gasket | Reach Ins | Auto Closer | Special Doors | Floating Head Pressure Ctrls
Anti-Sweat Heater Control
Anti-sweat door heaters (ASDH) prevent condensation from forming on cooler and freezer doors. The efficient equipment is a door heater control on a commercial glass door cooler or refrigerator utilizing either ON/OFF or micro pulse controls.
Index | Floor # | Location | Make | Model | Facility Type | Temperature | Control Type | kW per door (kW) | # of Doors per Case | # of Cases | Controls Quantity | Per Unit Equipment Cost* | Per Unit Installation Cost | Total Line Item Cost | Energy Savings (kWh) | Summer kW | Winter kW | Unit Incentive | Incentive | $/kWh |  |  | %ONnone | %ONcontrol | Hours | WHFe | ETDF_Summer Peak | ETDF_Winter Peak | Measure Life | [12 empty] | Line Item Cost | Savings (kWh) | Summer Demand (kW) | Winter Demand (kW) | Uncapped Incentive ($) | Final Incentive ($) | Therms Savings | Lifetime GHG Savings (MTCO2e)
Example | First | Kitchen | Stanley | Cook | Full Service Restaurant | Cooler | Micropulse | 0.23 | 5 | 1 | 1 | 1000 | 500 | 1500 | 6031.808 | 0.85712 | 0.65264 | 1200 | 1200 | $0.20 |  |  | 0.907 | 0.428 | 8760 | 1.25 | 0.0001421 | 0.0001082 | 4 | [12 empty] | 1500 | 6031.808 | 0.85712 | 0.65264 | 4825.4464 | 1200 | 0 | 4.0172
1
2
3
4
5
6
7
8
9
10
[41 empty] | Totals | 0 | 0 | 0 | 0 | 0 | 0 | 0 | 0
Evaporator Fan ECM Retrofit
Evaporator fans circulate cool air in refrigerated spaces by drawing air across the evaporator coil and into the space. The efficient case is defined as an evaporator fan powered by an ECM that runs continuously with no controls in a walk-in freezer or a walk-in cooler.
Index | Floor # | Location | Make | Model | Facility Type | Temperature | HP | kW/HP | %ChangeinPwr | %ONuc | Quantity | Per Unit Equipment Cost* | Per Unit Installation Cost | Total Line Item Cost | Energy Savings (kWh) | Summer kW | Winter kW | Unit Incentive | Incentive | $/kWh |  |  | Hours | WHFe | ETDF_Summer Peak | ETDF_Winter Peak | Measure Life | [14 empty] | Line Item Cost | Savings (kWh) | Summer Demand (kW) | Winter Demand (kW) | Uncapped Incentive ($) | Final Incentive ($) | Therms Savings | Lifetime GHG Savings (MTCO2e)
Example | First | Kitchen | Stanley | Cook | Full Service Restaurant | Freezer | 1 | 0.758 | 157% | 97.8% | 1 | 1000 | 500 | 1500 | 17944.216 | 2.5499 | 1.9416 | 1200 | 1200 | $0.07 |  |  | 8760 | 1.76 | 0.0001421 | 0.0001082 | 15 | [14 empty] | 1500 | 17944.216 | 2.5499 | 1.9416 | 14355.3728 | 1200 | 0 | 44.8157
1
2
3
4
5
6
7
8
9
10
[41 empty] | Totals | 0 | 0 | 0 | 0 | 0 | 0 | 0 | 0
Evaporator Fan Motor Controls
Evaporator fans circulate cool air in refrigerated spaces by drawing air across the evaporator coil and into the space. The efficient equipment is an evaporator fan powered by an ECM or SP motor utilizing either ON/OFF or multispeed controls.
Index | Floor # | Location | Make | Model | Facility Type | Temperature | Motor Type | Control Type | kWhp | HP | %ONuc | # of Fans | Controls Quantity | Per Unit Equipment Cost* | Per Unit Installation Cost | Total Line Item Cost | Energy Savings (kWh) | Summer kW | Winter kW | Unit Incentive | Incentive | $/kWh | Hours | %ONcontrol | WHFe | ETDF_Summer Peak | ETDF_Winter Peak | Measure Life | [13 empty] | Line Item Cost | Savings (kWh) | Summer Demand (kW) | Winter Demand (kW) | Uncapped Incentive ($) | Final Incentive ($) | Therms Savings | Lifetime GHG Savings (MTCO2e)
Example | First | Kitchen | Stanley | Cook | Full Service Restaurant | Freezer | SP | Multi-speed | 2.088 | 5 | 97.8% | 1 | 1 | 1000 | 500 | 1500 | 46034.487 | 6.5415 | 4.9809 | 1200 | 1200 | $0.03 | 8760 | 0.692 | 1.76 | 0.0001421 | 0.0001082 | 16 | [13 empty] | 1500 | 46034.487 | 6.5415 | 4.9809 | 36827.5896 | 1200 | 0 | 122.6359
1
2
3
4
5
6
7
8
9
10
[41 empty] | Totals | 0 | 0 | 0 | 0 | 0 | 0 | 0 | 0
LED Refrigerated Case Lighting
This measure relates to the installation of LED luminaries in vertical and horizontal refrigerated display cases replacing T8 or T12HO linear fluorescent lamp technology. The efficient measure is assumed to be DesignLights Consortium qualified LED vertical or horizontal refrigerated case luminaires.
Index | Floor # | Location | Make | Model | Facility Type | Temperature | Baseline Lamp | Light Fixture Length (ft) | Watts per Foot LED | Quantity | Per Unit Equipment Cost* | Per Unit Installation Cost | Total Line Item Cost | Energy Savings (kWh) | Summer kW | Winter kW | Unit Incentive | Incentive | $/kWh |  |  |  | Watts per Foot Base | Hours | WHFe | WHFd | CF | Customer Information Building Type | HOU by Building Type | Measure Life | [11 empty] | Line Item Cost | Savings (kWh) | Summer Demand (kW) | Winter Demand (kW) | Uncapped Incentive ($) | Final Incentive ($) | Therms Savings | Lifetime GHG Savings (MTCO2e)
Example | First | Kitchen | Stanley | Cook | Full Service Restaurant | Freezer | T8 Case Lighting System | 15 | 9.4 | 5 | 1000 | 500 | 7500 | 4671.652 | 0.71755 | 0.71755 | 1200 | 6000 | $1.28 |  |  |  | 16 | 6209 | 1.52 | 1.51 | 0.96 | 0 | #N/A | [12 empty] | 7500 | 4671.652 | 0.71755 | 0.71755 | 3737.3216 | 6000 | 0 | #VALUE!
1
2
3
4
5
6
7
8
9
10
[41 empty] | Totals | 0 | 0 | 0 | 0 | 0 | 0 | 0 | 0
Beverage Vending Machine Controls
This measure involves the addition of control systems to existing, non-ENERGY STAR, beverage vending machines. The control systems are intended to reduce energy consumption from lighting and refrigeration during times of lower customer sales.
Index | Floor # | Location | Make | Model | Facility Type | Installation Type | Category | Vintage | Frontal Transparency | Volume (ft^3) | Wattage of Bulb | Quantity | Per Unit Equipment Cost* | Per Unit Installation Cost | Total Line Item Cost | Energy Savings (kWh) | Summer kW | Winter kW | Unit Incentive | Incentive | $/kWh |  | Class | Concat | Occ Hours | Sleep Hours | Days | MDEC Calc A | MDEC Calc B | MDEC | kWh Lighting | kWh RefBMC | ETDF_Summer Peak | ETDF_Winter Peak | Measure Life | [6 empty] | Line Item Cost | Savings (kWh) | Summer Demand (kW) | Winter Demand (kW) | Uncapped Incentive ($) | Final Incentive ($) | DIY Line Item Cost | DIY Savings | DIY Summer Demand | DIY Winter Demand | DIY Incentive | Lifetime GHG Savings (MTCO2e) | DIYLifetime GHG Savings (MTCO2e)2
Example | First | Kitchen | Stanley | Cook | Education | CNP Installed (Default) | Combination Vending Machine | Pre-2019 | <25% Transparent | 21 | 56.4 | 2 | 500 | 200 | 1400 | 1187.035 | 0 | 0 | 560 | 1120 | $0.94 |  | B | Combination Vending MachinePre-2019B | 3302 | 4 | 365.25 | 0.073 | 3.16 | 4.693 | 307.8312 | 285.6864 | 0 | 0 | 5 | [6 empty] | 1400 | 1187.035 | 0 | 0 | 949.628 | 1120 | 0 | 0 | 0 | 0 | 0 | 0.98821 | 0
1
2
3
4
5
6
7
8
9
10
[41 empty] | Totals | 0 | 0 | 0 | 0 | 0 | 0 | 0 | 0 | 0 | 0 | 0 | 0 | 0
Evaporator Coil Defrost Control
This measure involves the installation of electric defrost controls on small commercial walk-in cooler and freezer systems. The efficient condition is a small commercial walk-in cooler or freezer with defrost controls installed.
Index | Floor # | Location | Make | Model | Facility Type | Temperature | kW_de (kW) | Annual Full Load Defrost Hours | COP | # of Fans Controlled | Controls Quantity | Per Unit Equipment Cost* | Per Unit Installation Cost | Total Line Item Cost | Energy Savings (kWh) | Summer kW | Winter kW | Unit Incentive | Incentive | $/kWh |  |  | SVG | ETDF_Summer Peak | ETDF_Winter Peak | Measure Life | [15 empty] | Line Item Cost | Savings (kWh) | Summer Demand (kW) | Winter Demand (kW) | Uncapped Incentive ($) | Final Incentive ($) | Therms Savings | Lifetime GHG Savings (MTCO2e)
Example | First | Kitchen | Stanley | Cook | Full Service Restaurant | Freezer | 0.9 | 487 | 1 | 2 | 1 | 1000 | 500 | 1500 | 337.754 | 0.047995 | 0.036545 | 1200 | 1200 | $3.55 |  |  | 0.3 | 0.0001421 | 0.0001082 | 10 | [15 empty] | 1500 | 337.754 | 0.047995 | 0.036545 | 270.2032 | 1200 | 0 | 0.56236
1
2
3
4
5
6
7
8
9
10
[41 empty] | Totals | 0 | 0 | 0 | 0 | 0 | 0 | 0 | 0
Variable Speed Refrigeration Compressor
This measure involves the installation of variable speed drive (VSD) compressors that are used to control and reduce the speed of the compressor during times when the refrigeration system does not require the motor to run at full capacity.
Index | Floor # | Location | Make | Model | Facility Type | Temperature | Unit Capacity (HP) | Quantity | Per Unit Equipment Cost* | Per Unit Installation Cost | Total Line Item Cost | Energy Savings (kWh) | Summer kW | Winter kW | Unit Incentive | Incentive | $/kWh | [5 empty] | DC | LF | Efficiency | HOURS | SVG | ETDF_Winter Peak | Measure Life | [12 empty] | Line Item Cost | Savings (kWh) | Summer Demand (kW) | Winter Demand (kW) | Uncapped Incentive ($) | Final Incentive ($) | Therms Savings | Lifetime GHG Savings (MTCO2e)
Example | First | Kitchen | Stanley | Cook | Full Service Restaurant | Freezer | 5 | 3 | 1000 | 500 | 4500 | 12782.159 | 0 | 0.35023 | 1200 | 3600 | $0.28 | [5 empty] | 0.85 | 0.9 | 0.88 | 8760 | 0.15 | 2.74e-05 | 15 | [12 empty] | 4500 | 12782.159 | 0 | 0.35023 | 10225.7272 | 3600 | 0 | 31.9234
1
2
3
4
5
6
7
8
9
10
[41 empty] | Totals | 0 | 0 | 0 | 0 | 0 | 0 | 0 | 0
Floating Head Pressure Controls
This measure involves the installation of a floating head pressure control on a single-compressor refrigeration system. The efficient condition is a single-compressor refrigeration system with a floating head pressure control. The compressor must be 1 HP or larger.
Index | Floor # | Location | Make | Model | Facility Type | System Rating | Condensing Type | Temperature | Unit Capacity (Ton) | Unit Capacity (HP) | Quantity | Per Unit Equipment Cost* | Per Unit Installation Cost | Total Line Item Cost | Energy Savings (kWh) | Summer kW | Winter kW | Unit Incentive | Incentive | $/kWh |  |  | Concat | kWh/HP | COP | ETDF_Summer Peak | ETDF_Winter Peak | Measure Life | [13 empty] | Line Item Cost | Savings (kWh) | Summer Demand (kW) | Winter Demand (kW) | Uncapped Incentive ($) | Final Incentive ($) | Therms Savings | Lifetime GHG Savings (MTCO2e)
Example | First | Kitchen | Stanley | Cook | Full Service Restaurant | Ton | Condensing Unit | Freezer | 5 |  | 1 | 1000 | 500 | 1500 | 13976.607 | 1.9861 | 1.5123 | 1200 | 1200 | $0.09 |  |  | FreezerCondensing Unit | 830 | 1.4 | 0.0001421 | 0.0001082 | 15 | [13 empty] | 1500 | 13976.607 | 1.9861 | 1.5123 | 11181.2856 | 1200 | 0 | 34.9066
1
2
3
4
5
6
7
8
9
10
[41 empty] | Totals | 0 | 0 | 0 | 0 | 0 | 0 | 0 | 0
Suction Pipe Insulation for Walk-Ins
This measure involves the installation of insulation on existing bare suction lines (the larger diameter lines that run from the evaporator to the compressor) that are located outside of the refrigerated space for walk-in coolers and freezers. Flexible, closed-cell, nitrite rubber or an equivalent insulation. Savings in this protocol are applicable to medium temperature lines that require 3/4 inch of insulation and low temperature lines that require 1-inch of insulation.
Index | Floor # | Location | Make | Model | Facility Type | Installation Type | Temperature | Insulation Length (ft) | Quantity | Per Unit Equipment Cost per ft* | Per Unit Installation Cost | Total Line Item Cost | Energy Savings (kWh) | Summer kW | Winter kW | Unit Incentive | Incentive | $/kWh |  |  |  |  | kWh/ft | ETDF_Summer Peak | ETDF_Winter Peak | Measure Life | [15 empty] | Line Item Cost | Savings (kWh) | Summer Demand (kW) | Winter Demand (kW) | Uncapped Incentive ($) | Final Incentive ($) | DIY Line Item Cost | DIY Savings | DIY Summer Demand | DIY Winter Demand | DIY Incentive | Lifetime GHG Savings (MTCO2e) | DIYLifetime GHG Savings (MTCO2e)2
Example | First | Kitchen | Stanley | Cook | Full Service Restaurant | CNP Installed (Default) | Freezer | 10 | 2 | 500 | 200 | 1400 | 2442 | 0.34701 | 0.26422 | 560 | 1120 | $0.46 |  |  |  |  | 122.1 | 0.0001421 | 0.0001082 | 11 | [15 empty] | 1400 | 2442 | 0.34701 | 0.26422 | 1953.6 | 1120 | 0 | 0 | 0 | 0 | 0 | 4.4725 | 0
1
2
3
4
5
6
7
8
9
10
[41 empty] | Totals | 0 | 0 | 0 | 0 | 0 | 0 | 0 | 0 | 0 | 0 | 0 | 0 | 0
Special Doors w/ Anti-Sweat Heat for Reach-Ins
This measure involves the installation of low-heat or no-heat doors can reduce the energy consumption of the case by using lower wattage heaters or a reduced number of total heaters per door. The efficient condition is a no-heat/low-heat clear glass door on an upright display case. Doors must have either heat reflective treated glass, be gas filled, or both. Doors must be 57 inches high or more for the savings of the protocol to apply.
Index | Floor # | Location | Make | Model | Facility Type | Baseline Wattage | Efficient Wattage | COP | Hours/yr | Quantity | Per Unit Equipment Cost* | Per Unit Installation Cost | Total Line Item Cost | Energy Savings (kWh) | Summer kW | Winter kW | Unit Incentive | Incentive | $/kWh |  |  |  | ETDF_Summer Peak | ETDF_Winter Peak | Measure Life | [16 empty] | Line Item Cost | Savings (kWh) | Summer Demand (kW) | Winter Demand (kW) | Uncapped Incentive ($) | Final Incentive ($) | Therms Savings | Lifetime GHG Savings (MTCO2e)
Example | First | Kitchen | Stanley | Cook | Full Service Restaurant | 25 | 15 | 4.04 | 8760 | 1 | 1000 | 500 | 1500 | 109.283 | 0.015529 | 0.011824 | 1200 | 1200 | $10.98 |  |  |  | 0.0001421 | 0.0001082 | 4 | [16 empty] | 1500 | 109.283 | 0.015529 | 0.011824 | 87.4264 | 1200 | 0 | 0.072782
1
2
3
4
5
6
7
8
9
10
[41 empty] | Totals | 0 | 0 | 0 | 0 | 0 | 0 | 0 | 0
Refrigerated Case Cover
Refrigerated case covers (Night covers) are designed to reduce refrigeration energy consumption by reducing the work done by the compressor. Night covers reduce the heat and moisture entry into the refrigerated space through various heat transfer mechanisms. The efficient equipment is assumed to be a refrigerated case with a continuous cover deployed during overnight periods. Characterization assumes covers are deployed for six hours daily.
Index | Floor # | Location | Make | Model | Facility Type | Length per Case (ft) | COP | Quantity | Per Unit Equipment Cost* | Per Unit Installation Cost | Total Line Item Cost | Energy Savings (kWh) | Summer kW | Winter kW | Unit Incentive | Incentive | $/kWh | [5 empty] | Load | ESF | Measure Life | [16 empty] | Line Item Cost | Savings (kWh) | Summer Demand (kW) | Winter Demand (kW) | Uncapped Incentive ($) | Final Incentive ($) | Therms Savings | Lifetime GHG Savings (MTCO2e)
Example | First | Kitchen | Stanley | Cook | Full Service Restaurant | 20 | 0.85 | 1 | 1000 | 500 | 1500 | 9422.811 | 0 | 0 | 1200 | 1200 | $0.13 | [5 empty] | 1733.625 | 0.09 | 5 | [16 empty] | 1500 | 9422.811 | 0 | 0 | 7538.2488 | 1200 | 0 | 7.8445
1
2
3
4
5
6
7
8
9
10
[41 empty] | Totals | 0 | 0 | 0 | 0 | 0 | 0 | 0 | 0
Refrigeration Door Gasket Replacement
This measure describes the replacement of worn-out gaskets with new better-fitting gaskets. Applicable gaskets include those located on the doors of walk-in and/or reach-in coolers and freezers. The efficient measure is a new complete gasket.
Index | Floor # | Location | Make | Model | Facility Type | Refrigeration Type | Quantity | Per Unit Equipment Cost* | Per Unit Installation Cost | Total Line Item Cost | Energy Savings (kWh) | Summer kW | Winter kW | Unit Incentive | Incentive | $/kWh | [6 empty] | Savings per Door | ETDF_Summer Peak | ETDF_Winter Peak | Measure Life Category | Measure Life | [14 empty] | Line Item Cost | Savings (kWh) | Summer Demand (kW) | Winter Demand (kW) | Uncapped Incentive ($) | Final Incentive ($) | Therms Savings | Lifetime GHG Savings (MTCO2e)
Example | First | Kitchen | Stanley | Cook | Full Service Restaurant | Walk-in Cooler | 2 | 1000 | 500 | 3000 | 408 | 0.057977 | 0.044146 | 1200 | 2400 | $5.88 | [6 empty] | 204 | 0.0001421 | 0.0001082 | Storage | 4 | [14 empty] | 3000 | 408 | 0.057977 | 0.044146 | 326.4 | 2400 | 0 | 0.27173
1
2
3
4
5
6
7
8
9
10
[41 empty] | Totals | 0 | 0 | 0 | 0 | 0 | 0 | 0 | 0
Strip Curtains for Walk-Ins
This measure involves the installation of infiltration barriers (strip curtains) on walk-in coolers or freezers. Strip curtains impede heat transfer from adjacent warm and humid spaces into walkins when the main door is opened, thus reducing the cooling load. The efficient measure is defined as a strip curtain at least 0.06 inches thick added to a walk-in cooler or freezer. The new strip curtain must cover the entire area of the doorway when the door is opened.
Index | Floor # | Location | Make | Model | Facility Type | Temperature | Doorway Area (ft^2) | Quantity | Per Unit Equipment Cost* | Per Unit Installation Cost | Total Line Item Cost | Energy Savings (kWh) | Summer kW | Winter kW | Unit Incentive | Incentive | $/kWh | [5 empty] | Concat | Savings per SF | ETDF_Summer Peak | ETDF_Winter Peak | Measure Life | [14 empty] | Line Item Cost | Savings (kWh) | Summer Demand (kW) | Winter Demand (kW) | Uncapped Incentive ($) | Final Incentive ($) | Therms Savings | Lifetime GHG Savings (MTCO2e)
Example | First | Kitchen | Stanley | Cook | Supermarket | Freezer | 21 | 2 | 1000 | 500 | 3000 | 20760.6 | 2.9605 | 2.2712 | 1200 | 2400 | $0.12 | [5 empty] | SupermarketFreezer | 494.3 | 0.0001426 | 0.0001094 | 4 | [14 empty] | 3000 | 20760.6 | 2.9605 | 2.2712 | 16608.48 | 2400 | 0 | 13.8266
1
2
3
4
5
6
7
8
9
10
[41 empty] | Totals | 0 | 0 | 0 | 0 | 0 | 0 | 0 | 0
Auto-Closers on Walk-Ins
Auto-closers on walk-in coolers and freezers can reduce the amount of time that doors are open, thereby reducing infiltration and refrigeration loads. The efficient condition is a cooler or freezer door with an auto-closer. The walk-in door perimeter must be ≥ 16 feet. The auto-closer should be applied to the main insulated opaque door(s) of a walk-in cooler or freezer. It must be able to firmly close the door when it is within one inch of full closure.
Index | Floor # | Location | Make | Model | Facility Type | Temperature | Quantity | Per Unit Equipment Cost* | Per Unit Installation Cost | Total Line Item Cost | Energy Savings (kWh) | Summer kW | Winter kW | Unit Incentive | Incentive | $/kWh | [6 empty] | kWh per door | ETDF_Summer Peak | ETDF_Winter Peak | Measure Life | [15 empty] | Line Item Cost | Savings (kWh) | Summer Demand (kW) | Winter Demand (kW) | Uncapped Incentive ($) | Final Incentive ($) | Therms Savings | Lifetime GHG Savings (MTCO2e)
Example | First | Kitchen | Stanley | Cook | Full Service Restaurant | Cooler | 1 | 1000 | 500 | 1500 | 1052 | 0.14949 | 0.11383 | 1200 | 1200 | $1.14 | [6 empty] | 1052 | 0.0001421 | 0.0001082 | 8 | [15 empty] | 1500 | 1052 | 0.14949 | 0.11383 | 841.6 | 1200 | 0 | 1.4013
1
2
3
4
5
6
7
8
9
10
[41 empty] | Totals | 0 | 0 | 0 | 0 | 0 | 0 | 0 | 0
Adding Doors to Existing Refrigerated Display Case
This measure involves adding doors to existing vertical open display cases. The efficient case is an existing vertical display case with doors. The added doors may be no sweat (also known as zero heat) or they may contain anti-sweat heaters.
Index | Floor # | Location | Make | Model | Facility Type | Door Type | Case Width | Daily Compressor kWh/ft | # of Doors per Case | Quantity | Per Unit Equipment Cost* | Per Unit Installation Cost | Total Line Item Cost | Energy Savings (kWh) | Summer kW | Winter kW | Unit Incentive | Incentive | $/kWh |  |  |  | ESF | Days/yr | ETDF_Summer Peak | ETDF_Winter Peak | Measure Life | [14 empty] | Line Item Cost | Savings (kWh) | Summer Demand (kW) | Winter Demand (kW) | Uncapped Incentive ($) | Final Incentive ($) | Therms Savings | Lifetime GHG Savings (MTCO2e)
Example | First | Kitchen | Stanley | Cook | Full Service Restaurant | Without Anti-Sweat Heaters | 10 | 1.76 | 4 | 1 | 1000 | 500 | 6000 | 5592.708 | 0.79472 | 0.60513 | 4800 | 4800 | $0.86 |  |  |  | 0.87 | 365.25 | 0.0001421 | 0.0001082 | 4 | [14 empty] | 6000 | 5592.708 | 0.79472 | 0.60513 | 4474.1664 | 4800 | 0 | 3.7247
1
2
3
4
5
6
7
8
9
10
[41 empty] | Totals | 0 | 0 | 0 | 0 | 0 | 0 | 0 | 0
Energy Star Commercial Reach-Ins
This measure describes the installation of an ENERGY STAR qualified, high-efficiency packaged commercial refrigerator or freezer intended for food product storage. The efficient measure is a high efficiency packaged commercial refrigerator or freezer; typically a unit that meets or exceeds ENERGY STAR Version 5.0 requirements.
Index | Floor # | Location | Make | Model | Facility Type | Project Type | Existing Equip. Manufacture Date | Temperature | Door Closed | Door Type | Volume (ft^3) | Volume (ft^3) Existing | Quantity | Per Unit Equipment Cost* | Per Unit Installation Cost | Total Line Item Cost | Energy Savings (kWh) | Summer kW | Winter kW | Unit Incentive | Incentive | $/kWh | Volume Range | Concat | Baseline/Existing Product | Baseline/Existing Sum | Efficient Product | Efficient Sum | Annual Days of Operation | kWh Baseline/Existing | kWh Efficient | ETDF_Summer Peak | ETDF_Winter Peak | kWh time of sale, baseline | Time of Sale Baseline/Existing Product | Time of Sale Baseline/Existing Sum | Measure Life | RUL | EUL-RUL | Lifetime kWh Savings |  | Line Item Cost | Savings (kWh) | Summer Demand (kW) | Winter Demand (kW) | Uncapped Incentive ($) | Final Incentive ($) | Therms Savings | Lifetime GHG Savings (MTCO2e)
Example | First | Kitchen | Stanley | Cook | Full Service Restaurant | Time of Sale |  | Refrigerator | Vertical | Solid | 25 |  | 2 | 1000 | 500 | 3000 | 664.755 | 0.094462 | 0.071926 | 1200 | 2400 | $3.61 | 15≤V<30 | RefrigeratorVerticalSolid15≤V<30 | 0.05 | 1.36 | 0.05 | 0.45 | 365.25 | 2.61 | 1.7 | 0.0001421 | 0.0001082 | 664.755 | 0.05 | 1.36 | 12 | 4 | 8 | 7977.06 |  | 3000 | 664.755 | 0.094462 | 0.071926 | 531.804 | 2400 | 0 | 1.3282
1
2
3
4
5
6
7
8
9
10
[41 empty] | Totals | 0 | 0 | 0 | 0 | 0 | 0 | 0 | 0
0

## Food Service
Fryer | Ice Makers | Convection | [55 empty] | Project Cost | Savings (kWh) | Summer Demand (kW) | Winter Demand (kW) | Uncapped Incentive ($) | Final Incentive ($) | MMBTU | Therms | Lifetime GHG Savings (MTCO2e)
Griddle | Kitchen DCV | Dishwasher | [54 empty] | Totals | 0 | 0 | 0 | 0 | 0 | 0 | 0 | 0 | 0
Steam | Comp Air VSD | Combination
Commercial Combination Oven
A combination oven is a convection oven that includes the added capability to inject steam into the oven cavity and typically offers at least three distinct cooking modes. The efficient equipment is assumed to be a high efficiency electric combination oven.
Index | Floor # | Location | Make | Model | Facility Type | LB | # of Pans per Unit | PCT_conv | PCT_steam | EFFICIENCY eff, conv | EFFICIENCY eff, steam | IDLE eff, conv | IDLE eff, steam | PC eff, conv | PC eff, steam | Quantity | Per Unit Equipment Cost* | Per Unit Installation Cost | Total Line Item Cost | Energy Savings (kWh) | Summer kW | Winter kW | Unit Incentive | Incentive | $/kWh | HOURS_day | DAYS | EFOOD, conv | EFOOD, steam | EFF base, conv | EFF base, steam | IDLE base, conv | IDLE base, steam | PC base, conv | PC base, steam | kWh_cooking base, conv | kWh_cooking base, steam | kWh_cooking base | kWh_idle base, conv | kWh_idle base, steam | kWh_idle base | kWh_cooking eff, conv | kWh_cooking eff, steam | kWh_cooking eff | kWh_idle eff, conv | kWh_idle eff, steam | kWh_idle eff | Delta kWh_cooking | Delta kWh_idle | ETDF_Summer Peak | ETDF_Winter Peak | MMBTU | kWh_base | kWh_eff | Annual kWh | Measure Life |  | Line Item Cost | Savings (kWh) | Summer Demand (kW) | Winter Demand (kW) | Uncapped Incentive ($) | Final Incentive ($) | Therms Savings | Lifetime GHG Savings (MTCO2e)
Example | First | Kitchen | Stanley | Cook | Hotel | 200 | 2 | 85% | 15% | 76% | 55% | 0.66 | 0.91 | 119 | 177 | 1 | 1000 | 500 | 1500 | 8172.193 | 1.0248 | 1.1891 | 1200 | 1200 | $0.15 | 20 | 365 | 0.0732 | 0.0308 | 0.72 | 0.49 | 1.32 | 5.26 | 79 | 126 | 17.2833 | 1.8857 | 19.169 | 19.5995 | 14.5276 | 34.1271 | 16.3737 | 1.68 | 18.0537 | 10.2771 | 2.5758 | 12.8529 | 1.1154 | 21.2742 | 0.0001254 | 0.0001455 | 0 | 53.2962 | 30.9066 | 30734.0038 | 12 |  | 1500 | 8172.193 | 1.0248 | 1.1891 | 6537.7544 | 1200 | 0 | 16.328
1
2
3
4
5
6
7
8
9
10
[57 empty] | Totals | 0 | 0 | 0 | 0 | 0 | 0 | 0 | 0
Commercial Convection Oven
Commercial convection ovens that are ENERGY STAR certified have higher heavy load cooking efficiencies and lower idle energy rates making them on average about 20 percent more efficient than standard models. The efficient equipment is assumed to be a high efficiency electric convection oven measure.
Index | Floor # | Location | Make | Model | Facility Type | LB | Size | EFFICIENCY eff | IDLE eff | PC eff | Quantity | Per Unit Equipment Cost* | Per Unit Installation Cost | Total Line Item Cost | Energy Savings (kWh) | Summer kW | Winter kW | Unit Incentive | Incentive | $/kWh | [5 empty] | HOURS_day | DAYS | EFOOD | EFF base | IDLE base | PC base | kWh_cooking base | kWh_cooking eff | kWh_idle base | kWh_idle eff | kWh_base | kWh_eff | ETDF_Summer Peak | ETDF_Winter Peak | MMBTU_cooking base | MMBTU_idle base | MMBTU_cooking eff | MMBTU_idle eff | MMBTU | Measure Life | [12 empty] | Line Item Cost | Savings (kWh) | Summer Demand (kW) | Winter Demand (kW) | Uncapped Incentive ($) | Final Incentive ($) | Therms Savings | Lifetime GHG Savings (MTCO2e)
Example | First | Kitchen | Stanley | Cook | Fast Food Restaurant | 100 | Full | 71% | 1.6 | 90 | 4 | 1000 | 500 | 6000 | 8867.705 | 1.3071 | 1.2042 | 1200 | 4800 | $0.54 | [5 empty] | 14 | 363 | 0.0732 | 0.65 | 2 | 90 | 11.2615 | 10.3099 | 25.7778 | 20.6222 | 13445.2718 | 11228.3455 | 0.0001474 | 0.0001358 | 0.056818 | 0.19321 | 0.035211 | 20.6222 | 0 | 12 | [12 empty] | 6000 | 8867.705 | 1.3071 | 1.2042 | 7094.164 | 4800 | 0 | 17.7177
1
2
3
4
5
6
7
8
9
10
[57 empty] | Totals | 0 | 0 | 0 | 0 | 0 | 0 | 0 | 0
Energy Star Commercial Fryer
This measure applies to both standard sized fryers and large vat fryers. Standard sized fryers that have earned the ENERGY STAR are up to 30% more efficient than non-qualified models; large vat fryers are 35% more efficient. The efficient equipment is assumed to be high efficiency electric fryer.
Index | Floor # | Location | Make | Model | Facility Type | LB | Size | Hours/day | Days/yr | EFFICIENCY eff | IDLE eff | PC eff | Quantity | Per Unit Equipment Cost* | Per Unit Installation Cost | Total Line Item Cost | Energy Savings (kWh) | Summer kW | Winter kW | Unit Incentive | Incentive | $/kWh |  |  |  | EFOOD | EFF base | IDLE base | PC base | kWh_cooking base | kWh_cooking eff | kWh_idle base | kWh_idle eff | kWh_base | kWh_eff | ETDF_Summer Peak | ETDF_Winter Peak | MMBTU_cooking base | MMBTU_idle base | MMBTU_cooking eff | MMBTU_idle eff | MMBTU | Measure Life | [14 empty] | Line Item Cost | Savings (kWh) | Summer Demand (kW) | Winter Demand (kW) | Uncapped Incentive ($) | Final Incentive ($) | Therms Savings | Lifetime GHG Savings (MTCO2e)
Example | First | Kitchen | Stanley | Cook | Secondary School | 150 | Standard Size | 16 | 365.25 | 83% | 0.8 | 70 | 6 | 1000 | 500 | 9000 | 18768.734 | 2.8397 | 2.9448 | 1200 | 7200 | $0.38 |  |  |  | 0.167 | 0.75 | 1.2 | 65 | 33.4 | 30.1807 | 16.4308 | 11.0857 | 18200.6885 | 15072.5662 | 0.0001513 | 0.0001569 | 0.24429 | 0.189 | 0.10301 | 11.0857 | 0 | 12 | [14 empty] | 9000 | 18768.734 | 2.8397 | 2.9448 | 15014.9872 | 7200 | 0 | 37.4999
1
2
3
4
5
6
7
8
9
10
[57 empty] | Totals | 0 | 0 | 0 | 0 | 0 | 0 | 0 | 0
Energy Star Commercial Griddle
ENERGY STAR qualified commercial griddles have higher cooking energy efficiency and lower idle energy rates than standard equipment. The result is a greater percentage of energy being absorbed by the food compared with conventional equipment, and less wasted energy when the griddle is in standby mode. The efficient equipment is assumed to be a high efficiency electric griddle.
Index | Floor # | Location | Make | Model | Facility Type | LB | Size (ft^2) | Griddle Type | Hours/day | Days/yr | EFFICIENCY eff | IDLE eff | PC eff | PE eff (kWh) | Quantity | Per Unit Equipment Cost* | Per Unit Installation Cost | Total Line Item Cost | Energy Savings (kWh) | Summer kW | Winter kW | Unit Incentive | Incentive | $/kWh |  | EFOOD | EFF base | IDLE base | PC base | PE base | kWh_cooking base | kWh_cooking eff | kWh_idle base | kWh_idle eff | kWh_base | kWh_eff | ETDF_Summer Peak | ETDF_Winter Peak | MMBTU_cooking base | MMBTU_idle base | MMBTU_preheat base | MMBTU_cooking eff | MMBTU_idle eff | MMBTU_preheat eff | MMBTU | Measure Life | [11 empty] | Line Item Cost | Savings (kWh) | Summer Demand (kW) | Winter Demand (kW) | Uncapped Incentive ($) | Final Incentive ($) | Therms Savings | Lifetime GHG Savings (MTCO2e)
Example | First | Kitchen | Stanley | Cook | Full Service Restaurant | 100 | 10 | Single-Sided | 12 | 365.25 | 70% | 0.32 | 6.67 | 2 | 4 | 1000 | 500 | 6000 | 16164.519 | 2.5378 | 2.2436 | 1200 | 4800 | $0.30 |  | 0.139 | 0.65 | 0.4 | 5.83 | 4 | 21.3846 | 19.8571 | 41.1389 | 33.6024 | 24297.7273 | 20256.5976 | 0.000157 | 0.0001388 | 0.14844 | 0.33607 | 0.021 | 0.067857 | 33.6024 | 0.0001388 | 0 | 12 | [11 empty] | 6000 | 16164.519 | 2.5378 | 2.2436 | 12931.6152 | 4800 | 0 | 32.2967
1
2
3
4
5
6
7
8
9
10
[57 empty] | Totals | 0 | 0 | 0 | 0 | 0 | 0 | 0 | 0
Commercial Steam Cooker
Energy efficient steam cookers that have earned the ENERGY STAR label offer shorter cook times, higher production rates, and reduced heat loss due to better insulation and more efficient steam delivery system. The efficient measure assumes the installation of an ENERGY STAR v1.2 qualified electric steam cooker.
Index | Floor # | Location | Make | Model | Facility Type | LB | Pans | PCT_steam | Hours/day | Days/yr | EFFICIENCY eff | IDLE eff | PC eff | PE eff (kWh) | Quantity | Per Unit Equipment Cost* | Per Unit Installation Cost | Total Line Item Cost | Energy Savings (kWh) | Summer kW | Winter kW | Unit Incentive | Incentive | $/kWh |  | EFOOD | EFF base | IDLE base | PC base | PE base | Time idle base | Time idle eff | kWh_cooking base | kWh_cooking eff | kWh_idle base | kWh_idle eff | kWh_base | kWh_eff | ETDF_Summer Peak | ETDF_Winter Peak | MMBTU_cooking base | MMBTU_idle base | MMBTU_preheat base | MMBTU_cooking eff | MMBTU_idle eff | MMBTU_preheat eff | MMBTU | Measure Life | [9 empty] | Line Item Cost | Savings (kWh) | Summer Demand (kW) | Winter Demand (kW) | Uncapped Incentive ($) | Final Incentive ($) | Therms Savings | Lifetime GHG Savings (MTCO2e)
Example | First | Kitchen | Stanley | Cook | Full Service Restaurant | 100 | 6 | 85% | 9 | 311 | 50% | 0.8 | 16.7 | 1.672 | 5 | 1000 | 500 | 7500 | 31551.373 | 4.9536 | 4.3793 | 1200 | 6000 | $0.19 |  | 0.0308 | 0.5 | 2 | 23.3 | 1.776 | 8.2847 | 8.002 | 6.16 | 6.16 | 63.1288 | 42.9425 | 22101.1403 | 15790.8656 | 0.000157 | 0.0001388 | 0.31667 | 0.72641 | 18833 | 0.095 | 0.17913 | 1.672 | 0 | 12 | [9 empty] | 7500 | 31551.373 | 4.9536 | 4.3793 | 25241.0984 | 6000 | 0 | 63.0396
1
2
3
4
5
6
7
8
9
10
[57 empty] | Totals | 0 | 0 | 0 | 0 | 0 | 0 | 0 | 0
Ice Machine
This measure describes the installation of an ENERGY STAR qualified, high-efficiency automatic commercial ice maker which are used in restaurants, bars, hotels, hospitals and a variety of commercial and industrial facilities for both food and patient care applications.
Index | Floor # | Location | Make | Model | Facility Type | Harvest Rate (lbs/day) | Days/yr | Existing Operation | Existing Type | New Operation | New Type | Quantity | Per Unit Equipment Cost* | Per Unit Installation Cost | Total Line Item Cost | Energy Savings (kWh) | Summer kW | Winter kW | Unit Incentive | Incentive | $/kWh |  |  |  |  | Duty | Base Concat OpType | Baseline HR | Base Concat HR | Eff Concat OpType | Eff HR | Eff Concat HR | Base a | Base b | Eff a | Eff b | ECR base | ECR Eff | ETDF_Summer Peak | ETDF_Winter Peak | Measure_Name_Text | Measure Life | [15 empty] | Line Item Cost | Savings (kWh) | Summer Demand (kW) | Winter Demand (kW) | Uncapped Incentive ($) | Final Incentive ($) | Therms Savings | Lifetime GHG Savings (MTCO2e)
Example | First | Kitchen | Stanley | Cook | Full Service Restaurant | 8 | 365.25 | Continuous | Ice-Making Head | Continuous | Ice-Making Head | 2 | 1000 | 500 | 3000 | 29.99 | 0.004708 | 0.004163 | 1200 | 2400 | $80.03 |  |  |  |  | 0.4 | ContinuousIce-Making Head | < 310 | ContinuousIce-Making Head< 310 | ContinuousIce-Making Head | < 310 | ContinuousIce-Making Head< 310 | 9.19 | -0.00629 | 7.9 | -0.005409 | 9.1397 | 7.8567 | 0.000157 | 0.0001388 | Ice Machine - Ice-Making Head Unit | 8 | [15 empty] | 3000 | 29.99 | 0.004708 | 0.004163 | 23.992 | 2400 | 0 | 0.039947
1
2
3
4
5
6
7
8
9
10
[57 empty] | Totals | 0 | 0 | 0 | 0 | 0 | 0 | 0 | 0
Commercial Dishwasher
This measure describes the installation of an ENERGY STAR qualified, high-efficiency stationary and conveyor-type commercial dishwashers used in commercial kitchen establishments that use nondisposable dishes, glassware, and utensils. Energy Star qualified models use less water and have lower idling rates than non-Energy Star rated models.
Index | Floor # | Location | Make | Model | Facility Type | Building Hot Water Fuel Type | Booster Water Heater Fuel Type | Temperature | Dishwasher Type | Quantity | Per Unit Equipment Cost* | Per Unit Installation Cost | Total Line Item Cost | Energy Savings (kWh) | Summer kW | Winter kW | Unit Incentive | Incentive | $/kWh | [6 empty] | Concat | kWh Base | kWh Eff | MMBtu Base | MMBtu Eff | CFF Base | CFF Eff | ETDF_Summer Peak | ETDF_Winter Peak | MMBtu | Measure Life | [21 empty] | Line Item Cost | Savings (kWh) | Summer Demand (kW) | Winter Demand (kW) | Uncapped Incentive ($) | Final Incentive ($) | Therms Savings | Lifetime GHG Savings (MTCO2e)
Example | First | Kitchen | Stanley | Cook | Full Service Restaurant | Electric | Natural Gas | High | Pot, Pan, and Utensil | 2 | 1000 | 500 | 3000 | 4214 | 0.6616 | 0.5849 | 1200 | 2400 | $0.57 | [6 empty] | ElectricNatural GasHighPot, Pan, and Utensil | 14042 | 11935 | 29.4 | 24.3 | 95.6 | 79.2 | 0.000157 | 0.0001388 | 5.1 | 10 | [21 empty] | 3000 | 4214 | 0.6616 | 0.5849 | 3371.2 | 2400 | 51 | 11.2493
1
2
3
4
5
6
7
8
9
10
[57 empty] | Totals | 0 | 0 | 0 | 0 | 0 | 0 | 0 | 0
Demand Control Commercial Kitchen Ventilation
This measure relates to the installation of a demand control kitchen ventilation system (DCKV) in a commercial kitchen. DCKV systems employ active cooking sensors to reduce ventilation rates when the full ventilation capacity is not required.
Index | Floor # | Location | Make | Model | Facility Type | CFM | Hours/day | Days/wk | Weeks/yr | %MUAcool | % of Make Up Air from Nearby Conditioned Space Heated or NOT Heated | Quantity | Per Unit Equipment Cost* | Per Unit Installation Cost | Total Line Item Cost | Energy Savings (kWh) | Summer kW | Winter kW | Unit Incentive | Incentive | $/kWh |  |  |  |  | kWh fan | kWh cooling | SFheat | MMBtu | ETDF_Summer Peak | ETDF_Winter Peak | Measure Life | [25 empty] | Line Item Cost | Savings (kWh) | Summer Demand (kW) | Winter Demand (kW) | Uncapped Incentive ($) | Final Incentive ($) | Therms Savings | Lifetime GHG Savings (MTCO2e)
Example | First | Kitchen | Stanley | Cook | Full Service Restaurant | 250 | 15 | 5 | 50 | 30% | 30% Heated | 2 | 1000 | 500 | 3000 | 804.158 | 0.12625 | 0.11162 | 1200 | 2400 | $2.98 |  |  |  |  | 352.2991 | 49.7799 | 0.0101 | 3.5582 | 0.000157 | 0.0001388 | 15 | [25 empty] | 3000 | 804.158 | 0.12625 | 0.11162 | 643.3264 | 2400 | 35.582 | 6.4383
1
2
3
4
5
6
7
8
9
10
[57 empty] | Totals | 0 | 0 | 0 | 0 | 0 | 0 | 0 | 0
Variable Speed Drive Screw Air Compressor
This measure relates to the installation of a new high-efficiency oil-flooded rotary screw air compressor, with a rated capacity below 100 HP and equipped with an integrated variable speed control. Applications above 100 HP should receive custom analysis.
Index | Floor # | Location | Make | Model | Facility Type | HP | Number of Shifts | Compressor Annual Hours of Operation | Baseline Compressor Control Type | COMPFee | Quantity | Per Unit Equipment Cost* | Per Unit Installation Cost | Total Line Item Cost | Energy Savings (kWh) | Summer kW | Winter kW | Unit Incentive | Incentive | $/kWh | [5 empty] | COMPF base | ETDF_Summer Peak | ETDF_Winter Peak | Measure Life | [28 empty] | Line Item Cost | Savings (kWh) | Summer Demand (kW) | Winter Demand (kW) | Uncapped Incentive ($) | Final Incentive ($) | Therms Savings | Lifetime GHG Savings (MTCO2e)
Example | First | Kitchen | Stanley | Cook | Hospital | 18 | 2 - shift | 3952 | Inlet Vane Modulating w/Blowdown | 0.85 | 2 | 1000 | 500 | 3000 | 5121.792 | 0.7611 | 0.76878 | 1200 | 2400 | $0.47 | [5 empty] | 0.89 | 0.0001486 | 0.0001501 | 13 | [28 empty] | 3000 | 5121.792 | 0.7611 | 0.76878 | 4097.4336 | 2400 | 0 | 11.0861
1
2
3
4
5
6
7
8
9
10
[57 empty] | Totals | 0 | 0 | 0 | 0 | 0 | 0 | 0 | 0
0

## Misc (DIY)
Advanced Power Strip | [39 empty] | Project Cost | Savings (kWh) | Summer Demand (kW) | Winter Demand (kW) | Uncapped Incentive ($) | Final Incentive ($) | Therms | Lifetime GHG Savings (MTCO2e)
Low Faucet Aerator | [38 empty] | Totals | 0 | 0 | 0 | 0 | 0 | 0 | 0 | 0
Water Heater Pipe Insulation
Advanced Power Strip
Tier 1 APS have a master control socket arrangement and will shut off the items plugged into the controlled power-saver sockets when they sense that the appliance plugged into the master socket has been turned off. Tier 2 units manage both standby and active power consumption. The efficient measure is either a Tier 1 advanced power strip with a load-sensing master plug, or a Tier 2 advanced power strip that also monitors user’s engagement or presence in the workstation area.
Index | Floor # | Location | Make | Model | Facility Type | Power Strip Tier | End-Use | Quantity | Per Unit Equipment Cost* | Total Line Item Cost | Energy Savings (kWh) | Summer kW | Winter kW | Unit Incentive | Incentive | $/kWh |  |  | Concat | Usage | ERP | ETDF_Summer Peak | ETDF_Winter Peak | Measure Life | [15 empty] | Line Item Cost | Savings (kWh) | Summer Demand (kW) | Winter Demand (kW) | Uncapped Incentive ($) | Final Incentive ($) | Therms Savings | Lifetime GHG Savings (MTCO2e)
Example | First | Kitchen | Stanley | Cook | Large Hotel | Tier 1 | Workstation | 1 | 50 | 50 | 82.004 | 0.009193 | 0.010439 | 50 | 50 | $0.61 |  |  | Tier 1Workstation | 332 | 0.247 | 0.0001121 | 0.0001273 | 5 | [15 empty] | 50 | 82.004 | 0.009193 | 0.010439 | 50 | 50 | 0 | 0.068268
1
2
3
4
5
6
7
8
9
10
[39 empty] | Totals | 0 | 0 | 0 | 0 | 0 | 0 | 0 | 0
Low Flow Faucet Aerator
This measure relates to the direct installation of a low flow faucet aerator in a commercial building. To qualify for this measure the installed equipment must be an energy efficient faucet aerator, for bathrooms rated at 1.5 gallons per minute (GPM) or less, or for kitchens rated at 2.2 GPM or less. For LFR devices, the installed equipment must be a device rated at 2.2 GPM or less
Index | Floor # | Location | Make | Model | Facility Type | Installation Location | Water Heater Type | Quantity | Per Unit Equipment Cost* | Total Line Item Cost | Energy Savings (kWh) | Summer kW | Winter kW | Unit Incentive | Incentive | $/kWh |  |  | %Electric_DHW | GPM_base | GPM_low | Usage | Water Temp | Supply Temp | RE_electric | EPG_electric | ISR | Ewater_total | Hours | CF | GPH | %Fossil_DHW | RE_gas | EPG_gas | Delta Water (gallons) | kWh_water | Therms | Measure Life |  | Line Item Cost | Savings (kWh) | Summer Demand (kW) | Winter Demand (kW) | Uncapped Incentive ($) | Final Incentive ($) | Therms Savings | Lifetime GHG Savings (MTCO2e)
Example | First | Kitchen | Stanley | Cook | Fast Food Restaurant | Bathroom | Electric | 4 | 30 | 120 | 576.615 | 0.062097 | 0 | 30 | 120 | $0.21 |  |  | 1 | 1.39 | 0.94 | 9581 | 86 | 50.7 | 0.98 | 0.08794 | 0.5 | 5010 | 78 | 0.0084 | 53.9 | 0 | 0.67 | 0.0043888 | 1550.8813 | 7.7699 | 0 | 10 |  | 120 | 576.615 | 0.062097 | 0 | 120 | 120 | 0 | 0.96006
1
2
3
4
5
6
7
8
9
10
[39 empty] | Totals | 0 | 0 | 0 | 0 | 0 | 0 | 0 | 0
Electric Water Heater Pipe Insulation
DHW pipe insulation provides a thermal barrier against heat transfer between ambient conditions and the working fluid. DHW pipe insulation applies to supply distribution pipe for an electric water heater system. Water heaters that use other fuels, such as natural gas, are not eligible for this measure. | [47 empty] | 0
Index | Floor # | Location | Make | Model | Facility Type | Pipe Diameter (in) | Water Heater Supply Temp (°F) | Motor Controls | Length of Insulated Pipe (ft) | Quantity | Per Unit Equipment Cost per ft* | Total Line Item Cost | Energy Savings (kWh) | Summer kW | Winter kW | Unit Incentive | Incentive | $/kWh | Concat | kWh/ft | ETDF_Summer Peak | ETDF_Winter Peak | Measure Life | [16 empty] | Line Item Cost | Savings (kWh) | Summer Demand (kW) | Winter Demand (kW) | Uncapped Incentive ($) | Final Incentive ($) | Therms Savings | Lifetime GHG Savings (MTCO2e)
Example | First | Kitchen | Stanley | Cook | Outpatient | 0.75 | 120 | Uncontrolled | 15 | 1 | 30 | 450 | 1021.5 | 0.30849 | 0.13392 | 6750 | 6750 | $6.61 | Uncontrolled0.75120 | 68.1 | 0.000302 | 0.0001311 | 15 | [16 empty] | 450 | 1021.5 | 0.30849 | 0.13392 | 450 | 6750 | 0 | 2.5512
1
2
3
4
5
6
7
8
9
10
[39 empty] | Totals | 0 | 0 | 0 | 0 | 0 | 0 | 0 | 0
0

## Electrification
Air Source Heat Pump | [87 empty] | Project Cost | Savings (kWh) | Summer Demand (kW) | Winter Demand (kW) | Uncapped Incentive ($) | Final Incentive ($) | Δtherms/yr | Lifetime kWh savings | Lifetime Therms Savings | Lifetime Greenhouse Gas Emmissions Savings (MTCO2e)
Ductless Mini Split Heat Pump | [86 empty] | Totals | 0 | 0 | 0 | 0 | 0 | 0 | 0 | 0 | 0 | 0
Heat Pump Water Heater
Air Source Heat Pumps
This measure documents savings associated with the installation of new air source heat pump systens exceeding baseline efficiency criteria in place of an existing system or a new standard efficiency system of the same capacity.
Index | Floor # | Location | Make | Model | Facility Type | Project Type | Existing Heating Equipment Type | Subcategory | Units | Nominal Tons (Cooling) | AHRI Rated Cooling Capacity (Btu/h) | SEER2/SEER/IEER | Heating Type | AHRI Rated Heating Capacity (Btu/h) | HSPF2/HSPF/COP | Removed Equipment Model # | Removed Equipment Age (Years) | Removed AHRI Rated Cooling Capacity (Btu/h) | Removed SEER2/SEER/IEER | Removed AHRI Rated Heating Capacity (Btu/h) | Removed AFUE | Removed Units | Quantity | Per Unit Equipment Cost* | Per Unit Installation Cost | Total Line Item Cost | Energy Savings (kWh) | Summer kW | Winter kW | Unit Incentive | Incentive | $/therm | Therms Savings | Lifetime Therms Savings | Lifetime kWh Savings | Lifetime Greenhouse Gas Emmissions Savings (MTCO2e) | EUL | RUL | EUL-RUL | Size Category | Heating Type | Name Index | EER/ EER2 | SEER2 / IEER | Heating Size Category | Furnace Name Index | AFUE | EER base ER | SEER2 / IEER base ER | AFUE ER | SEER2 / IEER EE | HSPF2 / COP EE | EFLH cool | EFLH heat | ETDF Bldg Type | ETDF Summer | ETDF Winter | SEER2/IEER QE | HSPF2 / COP QE | Flag | ΔkWh/yr Time of Sale | kW Summer Peak Savings | kW Winter Peak Savings | Δtherms/yr | ΔkWh/yr Early Retirement | kW Summer Peak Savings ER | kW Winter Peak Savings ER | Δtherms/yr ER | Capacity heat | Heat Load Factor | HeatLoad_Disp (Btu/yr) | % Fuel Switch | Ductless Save | Gas Heat Replaced | Furnace Flag | Fe | Furnace Fan Savings | HSPF2_ClimateAdj | PD_Adj | ASHP Site Heat Consumed (MMBtu/yr) | Cooling Load (Btu/yr) | ASHP Site Cooling Impact | Fuel Switch Savings | Non Fuel Switch Savings | Site Energy Savings (MMBTU) |  |  | Line Item Cost | Savings (kWh) | Summer Demand (kW) | Winter Demand (kW) | Uncapped Incentive ($) | Final Incentive ($) | Δtherms/yr | Lifetime kWh savings | Lifetime Therms Savings | Lifetime Greenhouse Gas Emmissions Savings (MTCO2e)
Example | First | Kitchen | Stanley | Cook | Industrial - 2 Shift | Time of Sale | Furnace, oil fired | Packaged | IEER/COP | 6 | 70000 | 16 | Other | 70000 | 3.5 | [7 empty] | 1 | 1000 | 500 | 1500 | -47.265 | -0.072948 | -0.082377 | 1200 | 1200 | $9.95 | 120.602 | 1809.036 | -708.968 | 14.897 | 15 | 0 | 15 | ≥5.4 to <11.25 Tons | Other | Air Source Packaged ≥5.4 to <11.25 TonsOther | 11 | 13.9 | <225,000 Btu/hr | Furnace, oil fired<225,000 Btu/hr | 0.83 | 11 |  |  | 16 | 3.5 | 785 | 143 | Warehouse | 0.0015434 | 0.0017429 | 13.9 | 3.4 | 1 | -47.2645 | -0.072948 | -0.082377 | 120.6024 | 0 | 0 | 0 | 0 | 70000 | 1 | 10010000 | 1 | 1 | 12.0602 | 1 | 0.077 | 0.92864 | 1 | 1 | 9.7583 | 54950000 | 1.7704 | 2.3019 | 2.699 | 5.0009 |  |  | 1500 | -47.265 | -0.072948 | -0.082377 | 4500 | 1200 | 120.602 | -708.968 | 1809.036 | 14.897
1 | [36 empty] | 15 | 0 | 15 |  | 0 | [19 empty] | 0 | 0 | 0 | 0 | 0 | 0 | 0 | 0 | 0 | 1 |  | 1 | 1 |  | 1 | 0.077 |  | 1 | 1 |  |  | 0
2 | [36 empty] | 15 | 0 | 15 |  | 0 | [19 empty] | 0 | 0 | 0 | 0 | 0 | 0 | 0 | 0 | 0 | 1 |  | 1 | 1 |  | 1 | 0.077 |  | 1 | 1 |  |  | 0
3 | [36 empty] | 15 | 0 | 15 |  | 0 | [19 empty] | 0 | 0 | 0 | 0 | 0 | 0 | 0 | 0 | 0 | 1 |  | 1 | 1 |  | 1 | 0.077 |  | 1 | 1 |  |  | 0
4 | [36 empty] | 15 | 0 | 15 |  | 0 | [19 empty] | 0 | 0 | 0 | 0 | 0 | 0 | 0 | 0 | 0 | 1 |  | 1 | 1 |  | 1 | 0.077 |  | 1 | 1 |  |  | 0
5 | [36 empty] | 15 | 0 | 15 |  | 0 | [19 empty] | 0 | 0 | 0 | 0 | 0 | 0 | 0 | 0 | 0 | 1 |  | 1 | 1 |  | 1 | 0.077 |  | 1 | 1 |  |  | 0
6 | [36 empty] | 15 | 0 | 15 |  | 0 | [19 empty] | 0 | 0 | 0 | 0 | 0 | 0 | 0 | 0 | 0 | 1 |  | 1 | 1 |  | 1 | 0.077 |  | 1 | 1 |  |  | 0
7 | [36 empty] | 15 | 0 | 15 |  | 0 | [19 empty] | 0 | 0 | 0 | 0 | 0 | 0 | 0 | 0 | 0 | 1 |  | 1 | 1 |  | 1 | 0.077 |  | 1 | 1 |  |  | 0
8 | [36 empty] | 15 | 0 | 15 |  | 0 | [19 empty] | 0 | 0 | 0 | 0 | 0 | 0 | 0 | 0 | 0 | 1 |  | 1 | 1 |  | 1 | 0.077 |  | 1 | 1 |  |  | 0
9 | [36 empty] | 15 | 0 | 15 |  | 0 | [19 empty] | 0 | 0 | 0 | 0 | 0 | 0 | 0 | 0 | 0 | 1 |  | 1 | 1 |  | 1 | 0.077 |  | 1 | 1 |  |  | 0
10 | [36 empty] | 15 | 0 | 15 |  | 0 | [19 empty] | 0 | 0 | 0 | 0 | 0 | 0 | 0 | 0 | 0 | 1 |  | 1 | 1 |  | 1 | 0.077 |  | 1 | 1 |  |  | 0
[87 empty] | Totals | 0 | 0 | 0 | 0 | 0 | 0 | 0 | 0 | 0 | 0
Ductless Mini-Split Heat Pump (DMSHP)
This measure relates to the installation of new high efficiency ductless “mini-split” heat pump(s) (DMSHP) in a small commercial space.
Index | Floor # | Location | Make | Model | Facility Type | Project Type | Existing Ductwork Type | Existing Heating Equipment Type | Units | Nominal Tons (Cooling) | AHRI Rated Cooling Capacity (Btu/h) | EER2/EER | SEER2/SEER | AHRI Rated Heating Capacity (Btu/h) | HSPF2/HSPF | Removed Equipment Model # | Removed Equipment Age (Years) | Removed SEER2/SEER | Removed AFUE | Removed Units | Quantity | Per Unit Equipment Cost* | Per Unit Installation Cost | Total Line Item Cost | Energy Savings (kWh) | Summer kW | Winter kW | Unit Incentive | Incentive | $/therm | Therms Savings | Lifetime Therms Savings | Lifetime kWh Savings | Lifetime Greenhouse Gas Emmissions Savings (MTCO2e) |  |  | EUL | RUL | EUL-RUL | EER2 | SEER2 | Heating Size Category | Furnace Name Index | AFUE | SEER2 ER | AFUE ER | EER2ee | SEER2ee | HSPF2ee | Equipment Type | ISR | EFLH cool | EFLH heat | ETDF Bldg Type | ETDF Summer | ETDF Winter | EER2 QE | SEER2 QE | HSPF2 QE | Flag | ΔkWh/yr Time of Sale | kW Summer Peak Savings | kW Winter Peak Savings | Δtherms/yr | ΔkWh/yr Early Retirement | kW Summer Peak Savings ER | kW Winter Peak Savings ER | Δtherms/yr ER | Capacity heat | Heat Load Factor | HeatLoad_Disp (Btu/yr) | % Fuel Switch | Ductless Save | Gas Heat Replaced | Furnace Flag | Fe | Furnace Fan Savings | HSPF2_ClimateAdj | PD_Adj | ASHP Site Heat Consumed (MMBtu/yr) | Capacity cool | Cooling Load | ASHP Site Cooling Impact | Fuel Switch Savings | Non Fuel Switch Savings | Site Energy Savings (MMBTU) |  | Line Item Cost | Savings (kWh) | Summer Demand (kW) | Winter Demand (kW) | Uncapped Incentive ($) | Final Incentive ($) | Δtherms/yr | Lifetime kWh savings | Lifetime Therms Savings | Lifetime Greenhouse Gas Emmissions Savings (MTCO2e)
Example | First | Kitchen | Stanley | Cook | Industrial - 2 Shift | Time of Sale | Ductless | Furnace, oil fired | EER2/SEER2/HSPF2 | 5 | 64000 | 12 | 16 | 70000 | 9 | [5 empty] | 1 | 1000 | 500 | 1500 | -466.844 | -0.72053 | -0.81366 | 1200 | 1200 | $9.95 | 120.602 | 1809.036 | -7002.666 | 13.849 |  |  | 15 | 0 | 15 | 10.5 | 14.3 | <225,000 Btu/hr | Furnace, oil fired<225,000 Btu/hr | 0.83 | 0 |  | 12 | 16 | 9 | Non-Ducted | 1 | 785 | 143 | Warehouse | 0.0015434 | 0.0017429 | 11.7 | 15.2 | 7.8 | 1 | -466.8444 | -0.72053 | -0.81366 | 120.6024 | 0 | 0 | 0 | 0 | 70000 | 1 | 10010000 | 1 | 1 | 12.0602 | 1 | 0.077 | 0.92864 | 1 | 1 | 3.7949 | 64000 | 50240000 | 1.2737 | 8.2653 | 2.2023 | 10.4676 |  | 1500 | -466.844 | -0.72053 | -0.81366 | 1500 | 1200 | 120.602 | -7002.666 | 1809.036 | 13.849
1 | [36 empty] | 15 | 0 | 15 | 10.5 | 14.3 |  |  |  | 0 |  | 0 | 0 | 0 | Non-Ducted | 1 | [5 empty] | 11.7 | 15.2 | 7.8 |  | 0 | 0 | 0 | 0 | 0 | 0 | 0 | 0 | 0 | 1 |  | 1 | 0 | 0 | 1 | 0.077 | 0 | 1 | 1 | 0 | 0 |  | 0 | 0 | 0
2 | [36 empty] | 15 | 0 | 15 | 10.5 | 14.3 |  |  |  | 0 |  | 0 | 0 | 0 | Non-Ducted | 1 | [5 empty] | 11.7 | 15.2 | 7.8 |  | 0 | 0 | 0 | 0 | 0 | 0 | 0 | 0 | 0 | 1 |  | 1 | 0 | 0 | 1 | 0.077 | 0 | 1 | 1 | 0 | 0 |  | 0 | 0 | 0
3 | [36 empty] | 15 | 0 | 15 | 10.5 | 14.3 |  |  |  | 0 |  | 0 | 0 | 0 | Non-Ducted | 1 | [5 empty] | 11.7 | 15.2 | 7.8 |  | 0 | 0 | 0 | 0 | 0 | 0 | 0 | 0 | 0 | 1 |  | 1 | 0 | 0 | 1 | 0.077 | 0 | 1 | 1 | 0 | 0 |  | 0 | 0 | 0
4 | [36 empty] | 15 | 0 | 15 | 10.5 | 14.3 |  |  |  | 0 |  | 0 | 0 | 0 | Non-Ducted | 1 | [5 empty] | 11.7 | 15.2 | 7.8 |  | 0 | 0 | 0 | 0 | 0 | 0 | 0 | 0 | 0 | 1 |  | 1 | 0 | 0 | 1 | 0.077 | 0 | 1 | 1 | 0 | 0 |  | 0 | 0 | 0
5 | [36 empty] | 15 | 0 | 15 | 10.5 | 14.3 |  |  |  | 0 |  | 0 | 0 | 0 | Non-Ducted | 1 | [5 empty] | 11.7 | 15.2 | 7.8 |  | 0 | 0 | 0 | 0 | 0 | 0 | 0 | 0 | 0 | 1 |  | 1 | 0 | 0 | 1 | 0.077 | 0 | 1 | 1 | 0 | 0 |  | 0 | 0 | 0
6 | [36 empty] | 15 | 0 | 15 | 10.5 | 14.3 |  |  |  | 0 |  | 0 | 0 | 0 | Non-Ducted | 1 | [5 empty] | 11.7 | 15.2 | 7.8 |  | 0 | 0 | 0 | 0 | 0 | 0 | 0 | 0 | 0 | 1 |  | 1 | 0 | 0 | 1 | 0.077 | 0 | 1 | 1 | 0 | 0 |  | 0 | 0 | 0
7 | [36 empty] | 15 | 0 | 15 | 10.5 | 14.3 |  |  |  | 0 |  | 0 | 0 | 0 | Non-Ducted | 1 | [5 empty] | 11.7 | 15.2 | 7.8 |  | 0 | 0 | 0 | 0 | 0 | 0 | 0 | 0 | 0 | 1 |  | 1 | 0 | 0 | 1 | 0.077 | 0 | 1 | 1 | 0 | 0 |  | 0 | 0 | 0
8 | [36 empty] | 15 | 0 | 15 | 10.5 | 14.3 |  |  |  | 0 |  | 0 | 0 | 0 | Non-Ducted | 1 | [5 empty] | 11.7 | 15.2 | 7.8 |  | 0 | 0 | 0 | 0 | 0 | 0 | 0 | 0 | 0 | 1 |  | 1 | 0 | 0 | 1 | 0.077 | 0 | 1 | 1 | 0 | 0 |  | 0 | 0 | 0
9 | [36 empty] | 15 | 0 | 15 | 10.5 | 14.3 |  |  |  | 0 |  | 0 | 0 | 0 | Non-Ducted | 1 | [5 empty] | 11.7 | 15.2 | 7.8 |  | 0 | 0 | 0 | 0 | 0 | 0 | 0 | 0 | 0 | 1 |  | 1 | 0 | 0 | 1 | 0.077 | 0 | 1 | 1 | 0 | 0 |  | 0 | 0 | 0
10 | [36 empty] | 15 | 0 | 15 | 10.5 | 14.3 |  |  |  | 0 |  | 0 | 0 | 0 | Non-Ducted | 1 | [5 empty] | 11.7 | 15.2 | 7.8 |  | 0 | 0 | 0 | 0 | 0 | 0 | 0 | 0 | 0 | 1 |  | 1 | 0 | 0 | 1 | 0.077 | 0 | 1 | 1 | 0 | 0 |  | 0 | 0 | 0
[87 empty] | Totals | 0 | 0 | 0 | 0 | 0 | 0 | 0 | 0 | 0 | 0
Heat Pump Water Heater
This measure relates to the installation of a Heat Pump water heater in place of a standard fossil fuel water heater.
Index | Floor # | Location | Make | Model | Facility Type | Space Conditioned Type | Building Cooling System Type | Building Heating System Type | Replacement Water Heater Type | Replacement Tank Capacity (Gallons) | Approximate Daily Usage ( Gallons Per Day) | Tank Capacity Suggested Value based on Removed Unit | Uniform Energy Factor (UEF) | Existing Water Heater Type | Quantity | Per Unit Equipment Cost* | Per Unit Installation Cost | Total Line Item Cost | Energy Savings (kWh) | Summer kW | Winter kW | Unit Incentive | Incentive | $/therm | Therms Savings | Lifetime Therms Savings | Lifetime kWh Savings | Lifetime Greenhouse Gas Emmissions Savings (MTCO2e) | [8 empty] | T out | T in | Consumption/Cap | Hot Water Use Gallon | y water | Draw Pattern | Tank Size Category | Concat | Formula flag | UEF WH base | UEF HPWH | AFUEheat | Annual Heating % | Annual Cooling % | Location Factor, heating LFH | Location Factor, cooling LFC | Water Main Factor, heating WMFH | Water Main Factor, cooling WMFC | %HVACFossil Heat | %HVACElectric Heat | ETDF Bldg Type | ETDF Summer | ETDF Winter | LM | COP Cool | COP Heat | ISR | kWh HPWH | kWh Heating | kWh Cooling | EUL | MMBTU WH Replaced | MMBTU Heating | MMBTU WH | [17 empty] | Line Item Cost | Savings (kWh) | Summer Demand (kW) | Winter Demand (kW) | Uncapped Incentive ($) | Final Incentive ($) | Δtherms/yr | Lifetime kWh savings | Lifetime Therms Savings | Lifetime Greenhouse Gas Emmissions Savings (MTCO2e)
Example | First | Kitchen | Stanley | Cook | Health | Conditioned | Central Air Conditioner | Resistance | Storage | 53 | 38 | <=120 gal | 0.9 | Res Duty Commercial High Capacity Gas Storage Water Heaters > 75,000 Btu/h | 1 | 1000 | 500 | 1500 | -1061.5627 | -0.10881 | -0.14087 | 1200 | 1200 | $2.54 | 471.858 | 4718.58 | -10615.627 | 37.397 | [8 empty] | 125 | 60.9 | 788 | 41764 | 8.33 | Low | <=120 | Storage<=120Low | 1 | 0.4726 | 0.9 | 0.85 | 24% | 21% | 1 | 1 | 1.14 | 0.82 | 0 | 1 | Hospital | 0.0001025 | 0.0001327 | 1.33 | 3.08 | 1 | 1 | 871.7834 | 238.5199 | 48.7406 | 10 | 47.1858 | 0 | 47.1858 | [17 empty] | 1500 | -1061.5627 | -0.10881 | -0.14087 | 1500 | 1200 | 471.858 | -10615.627 | 4718.58 | 37.397
1 | [36 empty] | 125 | 60.9 | 0 | 0 | 8.33 | 0 | 0 | 00 |  |  | 0 | 0.85 | 24% | 21% |  |  | 1.14 | 0.82 | 0 | 0 |  |  |  | 1.33 | 0 | 0 | 1 | 0 | 0 | 0 | 10 | 0 | 0 | 0
2 | [36 empty] | 125 | 60.9 | 0 | 0 | 8.33 | 0 | 0 | 00 |  |  | 0 | 0.85 | 24% | 21% |  |  | 1.14 | 0.82 | 0 | 0 |  |  |  | 1.33 | 0 | 0 | 1 | 0 | 0 | 0 | 10 | 0 | 0 | 0
3 | [36 empty] | 125 | 60.9 | 0 | 0 | 8.33 | 0 | 0 | 00 |  |  | 0 | 0.85 | 24% | 21% |  |  | 1.14 | 0.82 | 0 | 0 |  |  |  | 1.33 | 0 | 0 | 1 | 0 | 0 | 0 | 10 | 0 | 0 | 0
4 | [36 empty] | 125 | 60.9 | 0 | 0 | 8.33 | 0 | 0 | 00 |  |  | 0 | 0.85 | 24% | 21% |  |  | 1.14 | 0.82 | 0 | 0 |  |  |  | 1.33 | 0 | 0 | 1 | 0 | 0 | 0 | 10 | 0 | 0 | 0
5 | [36 empty] | 125 | 60.9 | 0 | 0 | 8.33 | 0 | 0 | 00 |  |  | 0 | 0.85 | 24% | 21% |  |  | 1.14 | 0.82 | 0 | 0 |  |  |  | 1.33 | 0 | 0 | 1 | 0 | 0 | 0 | 10 | 0 | 0 | 0
6 | [36 empty] | 125 | 60.9 | 0 | 0 | 8.33 | 0 | 0 | 00 |  |  | 0 | 0.85 | 24% | 21% |  |  | 1.14 | 0.82 | 0 | 0 |  |  |  | 1.33 | 0 | 0 | 1 | 0 | 0 | 0 | 10 | 0 | 0 | 0
7 | [36 empty] | 125 | 60.9 | 0 | 0 | 8.33 | 0 | 0 | 00 |  |  | 0 | 0.85 | 24% | 21% |  |  | 1.14 | 0.82 | 0 | 0 |  |  |  | 1.33 | 0 | 0 | 1 | 0 | 0 | 0 | 10 | 0 | 0 | 0
8 | [36 empty] | 125 | 60.9 | 0 | 0 | 8.33 | 0 | 0 | 00 |  |  | 0 | 0.85 | 24% | 21% |  |  | 1.14 | 0.82 | 0 | 0 |  |  |  | 1.33 | 0 | 0 | 1 | 0 | 0 | 0 | 10 | 0 | 0 | 0
9 | [36 empty] | 125 | 60.9 | 0 | 0 | 8.33 | 0 | 0 | 00 |  |  | 0 | 0.85 | 24% | 21% |  |  | 1.14 | 0.82 | 0 | 0 |  |  |  | 1.33 | 0 | 0 | 1 | 0 | 0 | 0 | 10 | 0 | 0 | 0
10 | [36 empty] | 125 | 60.9 | 0 | 0 | 8.33 | 0 | 0 | 00 |  |  | 0 | 0.85 | 24% | 21% |  |  | 1.14 | 0.82 | 0 | 0 |  |  |  | 1.33 | 0 | 0 | 1 | 0 | 0 | 0 | 10 | 0 | 0 | 0
[87 empty] | Totals | 0 | 0 | 0 | 0 | 0 | 0 | 0 | 0 | 0 | 0
0

## Bonus (hidden)
Bonus
GNI Adder: Reserved for facilities designated as Government, Non Profit, or Institutional. Bonus: Requires manual input of a bonus for projects with a unique additional incentive
Index | Measure | Quantity | Energy Savings (kWh) | Summer kW | Winter kW | Per Unit Equipment Cost* | Total Equipment Cost | Unit Bonus Amount | Bonus Amount | $/kWh
1 | GNI Adder | [6 empty] | #VALUE! | 0 |  |  |  |  | Annual Energy Savings
2 | Bonus | [12 empty] | 0
3 | Tiered Bonus | [6 empty] | #VALUE! | 0 |  |  |  |  | Program
4 | Closing Bonus | [6 empty] | #VALUE! | 0 |  |  |  |  | Building Tune-Up
5 | Summit Bonus | [6 empty] | #VALUE! | 0
6 | Boost Bonus | [6 empty] | #VALUE! | 0
2025 Tiered Bonus
[11 empty] | 5k to 19.999k kWh | 500 | 0
[11 empty] | 20k - 49.999k kWh | 750 | 0
[11 empty] | 50k - 99.999k kWh | 1250 | 0
[11 empty] | 100k+ kWh | 2500 | 0

## Lookups (hidden)
Lighting Lookups | HVAC Lookups | Food Service Lookups | Refrigeration Lookups |  | DIY Lookups | Electrification Lookups | [7 empty] | Bonus Lookups
Yes
No
Food Service
Commercial Combination/Convection Ovens
Oven Operation by Building Type |  |  | Ventillation ETDF
Facility Type | hours/day | days/year | ETDF_Summer Peak | ETDF_Winter Peak |  | EFOOD_conv | EFOOD_steam | EEF base_conv | EEF base_steam | EFOOD_elec |  |  |  | Measure | SBDI |  |  | BTU |  |  | End Use | SBDI UAT |  | BTU UAT
Community College | 11 | 283 | 0.0001453 | 0.0001347 | Electric | 0.0732 | 0.0308 | 0.72 | 0.49 | 0.0732 |  |  |  | Measure_Name_Text__c | SBDI Catalog ID | Eligible_Measure__c | RecordTypeId | BTU Catalog ID | Eligible_Measure__c | RecordTypeId | Measure Type | Eligible_Measure__c | RecordTypeId | Eligible_Measure__c | RecordTypeId
Fast Food Restaurant | 14 | 363 | 0.0001474 | 0.0001358 | Gas | 0.00025 | 0.000105 | 0.52 | 0.39 |  |  |  |  | Advanced Rooftop Controls (ARC) | 88403 | a2a8Y000006w7h0QAA | 0128Y000001Z1O6QAK | 88347 | a2a8Y000006w7mA | 0128Y000001Z1O3QAK | HVAC | a2aD5000000s0CIIAY | a2aD5000000s0CIIAY | a2aD5000000s0DyIAI | 012D5000000BRjkIAG
Full Service Restaurant | 12 | 321 | 0.000157 | 0.0001388 |  | Electric |  |  |  | Gas |  |  |  | Anti-Condensation Door Heater Controls | 88365 | a2a8Y000006w7jBQAQ | 0128Y000001Z1O6QAK | 88303 | a2a8Y000006w7my | 0128Y000001Z1O3QAK | Refrigeration | a2aD5000000s0BgIAI | a2aD5000000s0BgIAI | a2aD5000000s0DMIAY | 012D5000000BRjkIAG
Grocery | 12 | 365 | 0.0001453 | 0.0001347 |  | Parameter | # of Pans | Convection Mode | Steam Mode | Parameter | # of Pans | Convection Mode | Steam Mode | Auto Closers on Walk-in Freezers/Coolers | 88407 | a2a8Y000006w7g7QAA | 0128Y000001Z1O6QAK | 88351 | a2a8Y000006w7mU | 0128Y000001Z1O3QAK | Refrigeration | a2aD50000029KVnIAM | a2aD50000029KVnIAM | a2aD5000000s0E2IAI | 012D5000000BRjkIAG
Hospital | 11 | 365 | 0.0001181 | 0.0001114 |  | IDLE (kW) | <15 | 1.32 | 5.26 | IDLE (MMBTU/h) | <15 | 0.008747 | 0.018656 | Bathroom Exhaust Fan | [6 empty] | HVAC
Hotel | 20 | 365 | 0.0001254 | 0.0001455 |  |  | >=15 | 2.28 | 8.71 |  | >=15 and <30 | 0.007823 | 0.024562 | Bonus | 88705 | a2a8Y000006w7qlQAA | 0128c000001amh0AAA | 88680 | a2a8Y000006w7oV | 0128c000001amh0AAA | Other | a2aD50000029KYrIAM | a2aD50000029KYrIAM | a2aD50000029K9PIAU | 0120n0000001oCaAAI
Miscellaneous | 9 | 325 | 0.0001453 | 0.0001347 |  | PC | <15 | 79 | 126 |  | >=30 | 0.013 | 0.0433 | C&I Heat Pump Water Heater | 88382 | a2a8Y000006w7jfQAA | 0128Y000001Z1O6QAK | 88306 | a2a8Y000006w7lW | 0128Y000001Z1O3QAK | HVAC | a2aD5000000s0BxIAI | a2aD5000000s0BxIAI | a2aD5000000s0DdIAI | 012D5000000BRjkIAG
Motel | 20 | 365 | 0.0001273 | 0.00012 |  |  | >=15 | 166 | 295 | PC | <15 | 125 | 195 | Central AC and HP Tune-Up | 88368 | a2a8Y000006w8hVQAQ | 0128Y000001Z1O6QAK | 88321 | a2a8Y000006w8ha | 0128Y000001Z1O3QAK | HVAC Tune-Up | a2aD5000000fBUrIAM | a2aD5000000fBUrIAM | a2aD5000000fBUwIAM | 012D5000000BRjkIAG
Primary School | 5 | 180 | 0.0002077 | 0.0001931 |  |  | Electric |  | Gas |  | >=15 and <30 | 176 | 211 | Chiller Tune-Up | 88405 | a2a8Y000006w7hAQAQ | 0128Y000001Z1O6QAK | 88349 | a2a8Y000006w7mK | 0128Y000001Z1O3QAK | HVAC Tune-Up | a2aD5000000s0CKIAY | a2aD5000000s0CKIAY | a2aD5000000s0E0IAI | 012D5000000BRjkIAG
Secondary School | 8 | 180 | 0.0001513 | 0.0001569 |  | Parameter | Half Size | Full Size | All |  | >=30 | 392 | 579 | Combination Oven – Electric | 88383 | a2a8Y000006w7jkQAA | 0128Y000001Z1O6QAK | 88297 | a2a8Y000006w7lb | 0128Y000001Z1O3QAK | Food Service | a2aD5000000s0ByIAI | 012D5000000BRfEIAW | a2aD5000000s0DeIAI | 012D5000000BRjkIAG
Office | 12 | 250 | 0.00013647 | 0.00013257 |  |  | Baseline | [6 empty] | Convection Ovens Convection Oven – Electric | 88384 | a2a8Y000006w7jpQAA | 0128Y000001Z1O6QAK | 88298 | a2a8Y000006w7lg | 0128Y000001Z1O3QAK | Food Service | a2aD5000000s0BzIAI | 012D5000000BRfEIAW | a2aD5000000s0DfIAI | 012D5000000BRjkIAG
University | 11 | 283 | 0.0001453 | 0.0001347 |  | IDLE (kW) | 1.03 | 2 | 0.0151 |  |  |  |  | Daylight Dimming Control | 88380 | a2a8Y000006w7i3QAA | 0128Y000001Z1O6QAK | 88343 | a2a8Y000006w7lM | 0128Y000001Z1O3QAK | Lighting Controls | a2aD5000000s0BvIAI | a2aD5000000s0BvIAI | a2aD5000000s0DbIAI | 012D5000000BRjkIAG
[6 empty] | EFF | 0.68 | 0.65 | 0.44 |  |  |  |  | Delamping | 88379 | a2a8Y000006w7hyQAA | 0128Y000001Z1O6QAK | 88344 | a2a8Y000006w7lH | 0128Y000001Z1O3QAK | Lighting | a2aD5000000s0BuIAI | a2aD5000000s0BuIAI | a2aD5000000s0DaIAI | 012D5000000BRjkIAG
Size |  | EUL |  |  |  | PC | 45 | 90 | 83 |  |  |  |  | Demand Control Commerical Kitchen Ventilation | 88388 | a2a8Y000006w7k9QAA | 0128Y000001Z1O6QAK | 88301 | a2a8Y000006w7l8 | 0128Y000001Z1O3QAK | Food Service | a2aD5000000s0C3IAI | a2aD5000000s0C3IAI | a2aD5000000s0DjIAI | 012D5000000BRjkIAG
Half |  | 12 | [11 empty] | Demand Control Ventilation | 88387 | a2a8Y000006w7k4QAA | 0128Y000001Z1O6QAK | 88302 | a2a8Y000006w7lv | 0128Y000001Z1O3QAK | HVAC | a2aD5000000s0C2IAI | a2aD5000000s0C2IAI | a2aD5000000s0DiIAI | 012D5000000BRjkIAG
Full | [13 empty] | Dishwasher | 88394 | a2a8Y000006w7iIQAQ | 0128Y000001Z1O6QAK | 88319 | a2a8Y000006w7gw | 0128Y000001Z1O3QAK | Food Service | a2aD5000000s0C9IAI | a2aD5000000s0C9IAI | a2aD5000000s0DpIAI | 012D5000000BRjkIAG
[14 empty] | DIY LED Four-Foot Linear Replacement Lamps | 88408 | a2a8Y000006w7hKQAQ | 0128Y000001Z1O6QAK | N/A | N/A | N/A | Lighting | a2aD5000000s0CNIAY | a2aD5000000s0CNIAY | N/A | N/A
Commercial Fryers | [13 empty] | Dual Enthalpy Economizer | 88375 | a2a8Y000006w7hjQAA | 0128Y000001Z1O6QAK | 88323 | a2a8Y000006w7kx | 0128Y000001Z1O3QAK | HVAC | a2aD5000000s0BqIAI | a2aD5000000s0BqIAI | a2aD5000000s0DWIAY | 012D5000000BRjkIAG
Electric | [13 empty] | Duct Sealing | 88364 | a2a8Y000006w7j6QAA | 0128Y000001Z1O6QAK | 88330 | a2a8Y000006w7mt | 0128Y000001Z1O3QAK | HVAC | a2aD5000000s0BfIAI | a2aD5000000s0BfIAI | a2aD5000000s0DLIAY | 012D5000000BRjkIAG
Parameter | Standard Size | Large Vat |  | EFOOD_elec | EFOOD_gas | [8 empty] | Ductless Mini-Split Heat Pump (DMSHP) | 88376 | a2a8Y000006w7gDQAQ | 0128Y000001Z1O6QAK | 88307 | a2a8Y000006w7l2 | 0128Y000001Z1O3QAK | HVAC | a2aD5000000s0BrIAI | a2aD5000000s0BrIAI | a2aD5000000s0DXIAY | 012D5000000BRjkIAG
| Baseline |  |  | 0.167 | 0.00057 | [8 empty] | EC Motors Retrofits | 88369 | a2a8Y000006w7jQQAQ | 0128Y000001Z1O6QAK | 88327 | a2a8Y000006w7nI | 0128Y000001Z1O3QAK | Refrigeration | a2aD5000000s0BkIAI | a2aD5000000s0BkIAI | a2aD5000000s0DQIAY | 012D5000000BRjkIAG
IDLE (kW) | 1.2 | 1.35 |  | Gas | [9 empty] | Electric Chiller | 88410 | a2a8Y000006w7hUQAQ | 0128Y000001Z1O6QAK | 88896 | a2a8Y000006w7l3 | 0128Y000001Z1O3QAK | HVAC | a2aD5000000s0CPIAY | a2aD5000000s0CPIAY | a2aD5000000s0E5IAI | 012D5000000BRjkIAG
EFF | 0.75 | 0.7 |  | Parameter | Standard Size | Large Vat | [7 empty] | ENERGY STAR Integrated Screw Based SSL (LED) Lamp | 88357 | a2a8Y000006w7gbQAA | 0128Y000001Z1O6QAK | 88333 | a2a8Y000006w7lI | 0128Y000001Z1O3QAK | Lighting | a2aD5000000fBG1IAM | 012D5000000BRfEIAW | a2aD5000000fBGBIA2 | 012D5000000BRjkIAG
PC | 65 | 100 |  |  | Baseline | [8 empty] | Evaporator Coil Defrost Controls | 88396 | a2a8Y000006w7iSQAQ | 0128Y000001Z1O6QAK | 88300 | a2a8Y000006w7o6 | 0128Y000001Z1O3QAK | Refrigeration | a2aD5000000s0CBIAY | a2aD5000000s0CBIAY | a2aD5000000s0DrIAI | 012D5000000BRjkIAG
|  |  |  | IDLE (MMBTU/h) | 0.014 | 0.016 | [7 empty] | Exit Signs | 88360 | a2a8Y000006w7gqQAA | 0128Y000001Z1O6QAK | 88334 | a2a8Y000006w7kP | 0128Y000001Z1O3QAK | Lighting | a2aD5000000s0BbIAI | a2aD5000000s0BbIAI | a2aD5000000s0DHIAY | 012D5000000BRjkIAG
Size |  | EUL |  | EFF | 0.35 | 0.35 | [7 empty] | Exterior LED Flood and Spot Luminaires | 88359 | a2a8Y000006w7glQAA | 0128Y000001Z1O6QAK | 88335 | a2a8Y000006w7nc | 0128Y000001Z1O3QAK | Lighting | a2aD5000000s0BaIAI | a2aD5000000s0BaIAI | a2aD5000000s0DGIAY | 012D5000000BRjkIAG
Standard Size |  | 12 |  | PC | 60 | 100 | [7 empty] | Floating Head Pressure Controls | 88397 | a2a8Y000006w7iXQAQ | 0128Y000001Z1O6QAK | 88299 | a2a8Y000006w7oB | 0128Y000001Z1O3QAK | Refrigeration | a2aD5000000s0CCIAY | a2aD5000000s0CCIAY | a2aD5000000s0DsIAI | 012D5000000BRjkIAG
Large Vat | [13 empty] | Fryers Fryer – Electric | 88386 | a2a8Y000006w7jzQAA | 0128Y000001Z1O6QAK | 88295 | a2a8Y000006w7lq | 0128Y000001Z1O3QAK | Food Service | a2aD5000000s0C1IAI | 012D5000000BRfEIAW | a2aD5000000s0DhIAI | 012D5000000BRjkIAG
[14 empty] | GNI Adder | 88703 | a2a8Y000006w7g2QAA | 0128Y000001Z1O6QAK | 88679 | a2a8Y000006w7kd | 0128Y000001Z1PpQAK | Other | a2aD5000000s0FsIAI | a2aD5000000s0FsIAI | a2aD5000000s0FiIAI | 012D5000000BRrKIAW
Commercial Griddles | [13 empty] | Griddles Griddle – Electric | 88385 | a2a8Y000006w7juQAA | 0128Y000001Z1O6QAK | 88296 | a2a8Y000006w7ll | 0128Y000001Z1O3QAK | Food Service | a2aD5000000s0C0IAI | 012D5000000BRfEIAW | a2aD5000000s0DgIAI | 012D5000000BRjkIAG
Electric | [13 empty] | Guest Room Occupancy Sensor | 88402 | a2a8Y000006w7gvQAA | 0128Y000001Z1O6QAK | 88308 | a2a8Y000006w7gI | 0128Y000001Z1O3QAK | HVAC | a2aD5000000s0CHIAY | a2aD5000000s0CHIAY | a2aD5000000s0DxIAI | 012D5000000BRjkIAG
Parameter | Single-Sided | Double-Sided |  | EFOOD_elec | EFOOD_gas | [8 empty] | Ice Machine - Ice-Making Head Unit | 88391 | a2a8Y000006w7kOQAQ | 0128Y000001Z1O6QAK | 88317 | a2a8Y000006w7ky | 0128Y000001Z1O3QAK | Food Service | a2aD5000000s0C6IAI | a2aD5000000s0C6IAI | a2aD5000000s0DmIAI | 012D5000000BRjkIAG
| Baseline |  |  | 0.139 | 0.000475 | [8 empty] | Ice Machine - Self-Contained Unit | 88392 | a2a8Y000006w7grQAA | 0128Y000001Z1O6QAK | 88318 | a2a8Y000006w7hu | 0128Y000001Z1O3QAK | Food Service | a2aD5000000s0C7IAI | a2aD5000000s0C7IAI | a2aD5000000s0DnIAI | 012D5000000BRjkIAG
IDLE (kW/ft2) | 0.4 | 0.4 |  | Gas | [9 empty] | Ice Maker - Batch Type & Continuous Type | 88395 | a2a8Y000006w7iNQAQ | 0128Y000001Z1O6QAK | 88328 | a2a8Y000006w7o1 | 0128Y000001Z1O3QAK | Food Service | a2aD5000000s0CAIAY | a2aD5000000s0CAIAY | a2aD5000000s0DqIAI | 012D5000000BRjkIAG
EFF | 0.65 | 0.65 |  | Parameter | Single-Sided | Double-Sided | [7 empty] | Insulate Bare Suction Pipes – Cooler | 88401 | a2a8Y000006w7irQAA | 0128Y000001Z1O6QAK | 88329 | a2a8Y000006w7oQ | 0128Y000001Z1O3QAK | Refrigeration | a2aD5000000s0CGIAY | 012D5000000BRfEIAW | a2aD5000000s0DwIAI | 012D5000000BRjkIAG
PE (kWh) | 4 | 4 |  |  | Baseline | [8 empty] | LED 1x4, 2x2, and 2x4 Luminaires and Retrofit Kits | 88352 | a2a8Y000006w7gCQAQ | 0128Y000001Z1O6QAK | 88331 | a2a8Y000006w7kF | 0128Y000001Z1O3QAK | Lighting | a2aD5000000s0BTIAY | a2aD5000000s0BTIAY | a2aD5000000s0D9IAI | 012D5000000BRjkIAG
PC (Pounds/hr/ft2) | 5.83 | 11.67 |  | IDLE (MMBTU/h//ft2) | 0.0035 | 0.0035 | [7 empty] | LED Four-Foot Linear Replacement Lamps | 88361 | a2a8Y000006w7gNQA | 0128Y000001Z1O6QAK | 88340 | a2a8Y000006w7nr | 0128Y000001Z1O3QAK | Lighting | a2aD5000000s0BcIAI | a2aD5000000s0BcIAI | a2aD5000000s0DIIAY | 012D5000000BRjkIAG
|  |  |  | EFF | 0.32 | 0.32 | [7 empty] | LED High-Bay Luminaires and Retrofit Kits | 88353 | a2a8Y000006w7gHQAQ | 0128Y000001Z1O6QAK | 88337 | a2a8Y000006w7kZ | 0128Y000001Z1O3QAK | Lighting | a2aD5000000s0BUIAY | a2aD5000000s0BUIAY | a2aD5000000s0DAIAY | 012D5000000BRjkIAG
Type |  | EUL |  | PE (MMBTU) | 0.021 | 0.021 | [7 empty] | LED High-Intensity Discharge Screw Base | 88374 | a2a8Y000006w7heQAA | 0128Y000001Z1O6QAK | 88346 | a2a8Y000006w7ks | 0128Y000001Z1O3QAK | Lighting | a2aD5000000s0BpIAI | a2aD5000000s0BpIAI | a2aD5000000s0DVIAY | 012D5000000BRjkIAG
Single-Sided |  | 12 |  | PC (Pounds/hr/ft2) | 4.17 | 8.33 | [7 empty] | LED Outdoor Pole/Arm- or Wall-Mounted Area and Roadway | 88356 | a2a8Y000006w84JQAQ | 0128Y000001Z1O6QAK | 88332 | a2a8Y000006w7iO | 0128Y000001Z1O3QAK | Lighting | a2aD5000000s0BXIAY | a2aD5000000s0BXIAY | a2aD5000000s0DDIAY | 012D5000000BRjkIAG
Double-Sided | [13 empty] | LED Parking Canopy Luminaires and Retrofit Kits | 88355 | a2a8Y000006w7gRQAQ | 0128Y000001Z1O6QAK | 88336 | a2a8Y000006w7nS | 0128Y000001Z1O3QAK | Lighting | a2aD5000000s0BWIAY | a2aD5000000s0BWIAY | a2aD5000000s0DCIAY | 012D5000000BRjkIAG
[14 empty] | LED Refrigeration Case Lighting | 88370 | a2a8Y000006w7jVQAQ | 0128Y000001Z1O6QAK | 88341 | a2a8Y000006w7nh | 0128Y000001Z1O3QAK | Lighting | a2aD5000000s0BlIAI | a2aD5000000s0BlIAI | a2aD5000000s0DRIAY | 012D5000000BRjkIAG
Commercial Steam Cookers | [13 empty] | Networked Lighting Control | 88381 | a2a8Y000006w7i8QAA | 0128Y000001Z1O6QAK | 88345 | a2a8Y000006w7lR | 0128Y000001Z1O3QAK | Lighting Controls | a2aD5000000s0BwIAI | a2aD5000000s0BwIAI | a2aD5000000s0DcIAI | 012D5000000BRjkIAG
[14 empty] | Occupancy Sensors | 88363 | a2a8Y000006w7j1QAA | 0128Y000001Z1O6QAK | 88309 | a2a8Y000006w7mo | 0128Y000001Z1O3QAK | Lighting Controls | a2aD5000000s0BeIAI | a2aD5000000s0BeIAI | a2aD5000000s0DKIAY | 012D5000000BRjkIAG
Parameter | # of Pans | Baseline |  | EFOOD_elec | EFOOD_gas |  | Parameter | # of Pans | Baseline |  |  |  |  | Reach-In Refrigerator/Freezer | 99351 | a2aRl000001VzJZIA0 | 0128Y000001Z1O6QAK | 93098 | a2aRl000001VzOP | 0128Y000001Z1O3QAK | Refrigeration | a2aVC000000aZGzYAM | a2aVC000000aZGzYAM | a2aVC000000aZIbYAM | 012D5000000BRjkIAG
IDLE (kW) | 3 | 1 |  | 0.0308 | 0.000105 |  | IDLE (kW) | 3 | 0.015 |  |  |  |  | Reach-In Refrigerator/Freezer | 93099 | a2aRl000001VzJZIA0 | 0128Y000001Z1O6QAK | 93350 | a2aRl000001VzOP | 0128Y000001Z1O3QAK | Refrigeration | a2aVC000000aZGzYAM | a2aVC000000aZGzYAM | a2aVC000000aZIbYAM | 012D5000000BRjkIAG
| 4 | 1.325 | [5 empty] | 4 | 0.01988 |  |  |  |  | Refrigerated Case Night Covers | 88371 | a2a8Y000006w7jaQAA | 0128Y000001Z1O6QAK | 88324 | a2a8Y000006w7nm | 0128Y000001Z1O3QAK | Refrigeration | a2aD5000000s0BmIAI | a2aD5000000s0BmIAI | a2aD5000000s0DSIAY | 012D5000000BRjkIAG
| 5 | 1.675 | [5 empty] | 5 | 0.02513 |  |  |  |  | Refrigeration Door Gasket Replacement | 88404 | a2a8Y000006w7h5QAA | 0128Y000001Z1O6QAK | 88348 | a2a8Y000006w7mF | 0128Y000001Z1O3QAK | Refrigeration | a2aD5000000s0CJIAY | a2aD5000000s0CJIAY | a2aD5000000s0DzIAI | 012D5000000BRjkIAG
| 6 | 2 | [5 empty] | 6 | 0.03 |  |  |  |  | Refrigeration Evaporator Fan Controls | 88398 | a2a8Y000006w7icQAA | 0128Y000001Z1O6QAK | 88326 | a2a8Y000006w7id | 0128Y000001Z1O3QAK | Refrigeration | a2aD5000000s0CDIAY | a2aD5000000s0CDIAY | a2aD5000000s0DtIAI | 012D5000000BRjkIAG
EFF | All | 0.5 |  |  |  |  | EFF | All | 0.15 |  |  |  |  | Smart Thermostat | 88367 | a2a8Y000006w7jGQAQ | 0128Y000001Z1O6QAK | 88320 | a2a8Y000006w7n8 | 0128Y000001Z1O3QAK | HVAC | a2aD5000000s0BiIAI | a2aD5000000s0BiIAI | a2aD5000000s0DOIAY | 012D5000000BRjkIAG
PE (kWh) | All | 1.776 |  |  |  |  | PE (Btu) | All | 18833 |  |  |  |  | Speciality Doors with Low or No Anti-Sweat Heat for Reach-In | 88400 | a2a8Y000006w7imQAA | 0128Y000001Z1O6QAK | 88322 | a2a8Y000006w7oL | 0128Y000001Z1O3QAK | Refrigeration | a2aD5000000s0CFIAY | a2aD5000000s0CFIAY | a2aD5000000s0DvIAI | 012D5000000BRjkIAG
PC | All | 23.3 |  |  |  |  | PC | All | 23.3 |  |  |  |  | SSL (LED) Recessed Downlight - W Replaceable Components | 88362 | a2a8Y000006w7iwQAA | 0128Y000001Z1O6QAK | 88342 | a2a8Y000006w7mj | 0128Y000001Z1O3QAK | Lighting | a2aD5000000s0BdIAI | a2aD5000000s0BdIAI | a2aD5000000s0DJIAY | 012D5000000BRjkIAG
[14 empty] | SSL (LED) Recessed Downlight - with inseparable parts | 88358 | a2a8Y000006w7ggQAA | 0128Y000001Z1O6QAK | 88338 | a2a8Y000006w7nX | 0128Y000001Z1O3QAK | Lighting | a2aD5000000s0BZIAY | a2aD5000000s0BZIAY | a2aD5000000s0DFIAY | 012D5000000BRjkIAG
Pans |  | EUL | [11 empty] | Steam Cookers Steam Cooker – Electric | 88389 | a2a8Y000006w7kEQAQ | 0128Y000001Z1O6QAK | 88310 | a2a8Y000006w7m0 | 0128Y000001Z1O3QAK | Food Service | a2aD5000000s0C4IAI | 012D5000000BRfEIAW | a2aD5000000s0DkIAI | 012D5000000BRjkIAG
3 |  | 12 | [11 empty] | Strip Curtains | 88373 | a2a8Y000006w7gSQAQ | 0128Y000001Z1O6QAK | 88311 | a2a8Y000006w7kn | 0128Y000001Z1O3QAK | Refrigeration | a2aD5000000s0BoIAI | a2aD5000000s0BoIAI | a2aD5000000s0DUIAY | 012D5000000BRjkIAG
4 | [13 empty] | Switch Reluctance Motor | 88406 | a2a8Y000006w7hFQAQ | 0128Y000001Z1O6QAK | 88350 | a2a8Y000006w7mP | 0128Y000001Z1O3QAK | HVAC | a2aD5000000s0CLIAY | a2aD5000000s0CLIAY | a2aD5000000s0E1IAI | 012D5000000BRjkIAG
5 | [13 empty] | Unitary HVAC Systems | 88377 | a2a8Y000006w7hoQAA | 0128Y000001Z1O6QAK | 88312 | a2a8Y000006w7l7 | 0128Y000001Z1O3QAK | HVAC | a2aD5000000s0BsIAI | a2aD5000000s0BsIAI | a2aD5000000s0DYIAY | 012D5000000BRjkIAG
6 | [13 empty] | Variable Frequency Drive (VFD) for HVAC | 88378 | a2a8Y000006w7htQAA | 0128Y000001Z1O6QAK | 88313 | a2a8Y000006w7lC | 0128Y000001Z1O3QAK | HVAC | a2aD5000000s0BtIAI | a2aD5000000s0BtIAI | a2aD5000000s0DZIAY | 012D5000000BRjkIAG
| Ventillation ETDF | [12 empty] | Variable Refrigerant Flow (VRF) Heat Pump System | 88399 | a2a8Y000006w7ihQAA | 0128Y000001Z1O6QAK | 88314 | a2a8Y000006w7oG | 0128Y000001Z1O3QAK | HVAC | a2aD5000000s0CEIAY | a2aD5000000s0CEIAY | a2aD5000000s0DuIAI | 012D5000000BRjkIAG
Facility Type | ETDF_Summer Peak | ETDF_Winter Peak | [11 empty] | Variable Speed Refrigeration Compressor | 88393 | a2a8Y000006w7iDQAQ | 0128Y000001Z1O6QAK | 88315 | a2a8Y000006w7nw | 0128Y000001Z1O3QAK | Refrigeration | a2aD5000000s0C8IAI | a2aD5000000s0C8IAI | a2aD5000000s0DoIAI | 012D5000000BRjkIAG
Full Service Restaurant | 0.000157 | 0.0001388 | [11 empty] | Vending Machine Control | 88372 | a2a8Y000006w7hZQAQ | 0128Y000001Z1O6QAK | 88304 | a2a8Y000006w7ki | 0128Y000001Z1O3QAK | Refrigeration | a2aD5000000s0BnIAI | a2aD5000000s0BnIAI | a2aD5000000s0DTIAY | 012D5000000BRjkIAG
Hospital | 0.0001181 | 0.0001114 | [11 empty] | VFD on Compressed Air | 88390 | a2a8Y000006w7kJQAQ | 0128Y000001Z1O6QAK | 88316 | a2a8Y000006w7m5 | 0128Y000001Z1O3QAK | Refrigeration | a2aD5000000s0C5IAI | a2aD5000000s0C5IAI | a2aD5000000s0DlIAI | 012D5000000BRjkIAG
Large Hotel | 0.0001254 | 0.0001455 | [11 empty] | Advanced Power Strip | [6 empty] | Misc
Large Office | 0.0001379 | 0.0001377 | [11 empty] | Low Faucet Aerator | [6 empty] | Misc
Medium Office | 0.0001338 | 0.0001262 | [11 empty] | Electric Water Heater Pipe Insulation | [6 empty] | Misc
Outpatient | 0.000147 | 0.000131 | [11 empty] | Air Source Heat Pump - Electrification | [6 empty] | Misc
Primary School | 0.0002077 | 0.0001931 | [11 empty] | Ductless Mini Split Heat Pump - Electrification | [6 empty] | Misc
Quick Service Restaurant | 0.0001474 | 0.0001358 | [11 empty] | Heat Pump Water Heater - Electrification | [6 empty] | Misc
Retail Standalone | 0.0001483 | 0.0001323
Retail Strip mall | 0.0001606 | 0.0001246
Secondary School | 0.0001513 | 0.0001569
Small Hotel | 0.0001273 | 0.00012
Small Office | 0.0001377 | 0.0001338
Warehouse | 0.000131 | 0.0001541
Other | 0.0001453 | 0.0001347
Commercial Ice Maker
Operation | Type | Duty Cycle | Type Match |  | EUL
Batch | Ice-Making Head | 0.4 | Ice Machine - Ice-Making Head Unit |  | 8
Continuous | Remote Condensing w/out Remote Compressor |  | Ice Maker - Batch Type & Continuous Type
| Remote Condensing with Remote Compressor |  | Ice Maker - Batch Type & Continuous Type
| Self-Contained |  | Ice Machine - Self-Contained Unit
Operation | Type | Concat OpType | Lower Limit | Upper Limit | Harvest Rate | Concat HR | Base a | Base b | Eff a | Eff b
Batch | Ice-Making Head | BatchIce-Making Head | 0 | 300 | < 300 | BatchIce-Making Head< 300 | 10 | -0.01233 | 9.2 | -0.01134
Batch | Ice-Making Head | BatchIce-Making Head | 300 | 800 | 300 ≤ H < 800 | BatchIce-Making Head300 ≤ H < 800 | 7.05 | -0.0025 | 6.49 | -0.0023
Batch | Ice-Making Head | BatchIce-Making Head | 800 | 1500 | 800 ≤ H < 1,500 | BatchIce-Making Head800 ≤ H < 1,500 | 5.55 | -0.00063 | 5.11 | -0.00058
Batch | Ice-Making Head | BatchIce-Making Head | 1500 | 4000 | 1,500 ≤ H < 4,000 | BatchIce-Making Head1,500 ≤ H < 4,000 | 4.61 | 0 | 4.24 | 0
Batch | Remote Condensing w/out Remote Compressor | BatchRemote Condensing w/out Remote Compressor | 0 | 988 | < 988 | BatchRemote Condensing w/out Remote Compressor< 988 | 7.97 | -0.00342 | 7.17 | -0.00308
Batch | Remote Condensing w/out Remote Compressor | BatchRemote Condensing w/out Remote Compressor | 988 | 4000 | 988 ≤ H < 4,000 | BatchRemote Condensing w/out Remote Compressor988 ≤ H < 4,000 | 4.59 | 0 | 4.13 | 0
Batch | Remote Condensing with Remote Compressor | BatchRemote Condensing with Remote Compressor | 0 | 930 | < 930 | BatchRemote Condensing with Remote Compressor< 930 | 7.97 | -0.00342 | 7.17 | -0.00308
Batch | Remote Condensing with Remote Compressor | BatchRemote Condensing with Remote Compressor | 930 | 4000 | 930 ≤ H < 4,000 | BatchRemote Condensing with Remote Compressor930 ≤ H < 4,000 | 4.79 | 0 | 4.13 | 0
Batch | Self-Contained | BatchSelf-Contained | 0 | 110 | < 110 | BatchSelf-Contained< 110 | 14.79 | -0.0469 | 12.57 | -0.0399
Batch | Self-Contained | BatchSelf-Contained | 110 | 200 | 110 ≤ H < 200 | BatchSelf-Contained110 ≤ H < 200 | 12.42 | -0.02533 | 10.56 | -0.0215
Batch | Self-Contained | BatchSelf-Contained | 200 | 4000 | 200 ≤ H < 4,000 | BatchSelf-Contained200 ≤ H < 4,000 | 7.35 | 0 | 6.25 | 0
Continuous | Ice-Making Head | ContinuousIce-Making Head | 0 | 310 | < 310 | ContinuousIce-Making Head< 310 | 9.19 | -0.00629 | 7.9 | -0.005409
Continuous | Ice-Making Head | ContinuousIce-Making Head | 310 | 820 | 310 ≤ H < 820 | ContinuousIce-Making Head310 ≤ H < 820 | 8.23 | -0.0032 | 7.08 | -0.002752
Continuous | Ice-Making Head | ContinuousIce-Making Head | 820 | 4000 | 820 ≤ H < 4,000 | ContinuousIce-Making Head820 ≤ H < 4,000 | 5.51 | 0 | 4.82 | 0
Continuous | Remote Condensing w/out Remote Compressor | ContinuousRemote Condensing w/out Remote Compressor | 0 | 800 | < 800 | ContinuousRemote Condensing w/out Remote Compressor< 800 | 9.7 | -0.0058 | 7.76 | -0.00464
Continuous | Remote Condensing w/out Remote Compressor | ContinuousRemote Condensing w/out Remote Compressor | 800 | 4000 | 800 ≤ H < 4,000 | ContinuousRemote Condensing w/out Remote Compressor800 ≤ H < 4,000 | 5.06 | 0 | 4.05 | 0
Continuous | Remote Condensing with Remote Compressor | ContinuousRemote Condensing with Remote Compressor | 0 | 800 | < 800 | ContinuousRemote Condensing with Remote Compressor< 800 | 9.9 | -0.0058 | 7.76 | -0.00464
Continuous | Remote Condensing with Remote Compressor | ContinuousRemote Condensing with Remote Compressor | 800 | 4000 | 800 ≤ H < 4,000 | ContinuousRemote Condensing with Remote Compressor800 ≤ H < 4,000 | 5.26 | 0 | 4.05 | 0
Continuous | Self-Contained | ContinuousSelf-Contained | 0 | 200 | < 200 | ContinuousSelf-Contained< 200 | 14.22 | -0.03 | 12.37 | -0.0261
Continuous | Self-Contained | ContinuousSelf-Contained | 200 | 700 | 200 ≤ H < 700 | ContinuousSelf-Contained200 ≤ H < 700 | 9.47 | -0.00624 | 8.24 | -0.005429
Continuous | Self-Contained | ContinuousSelf-Contained | 700 | 4000 | 700 ≤ H < 4,000 | ContinuousSelf-Contained700 ≤ H < 4,000 | 5.1 | 0 | 4.44 | 0
Commercial Dishwashers
Building Hot Water Fuel Type | Booster Water Heater Fuel Type | Temperature | Dishwasher Type | Measure Life
Electric | Electric | High | Under Counter | 10
Natural Gas | Natural Gas | Low | Stationary Single Tank Door | 15
|  |  | Single Tank Conveyor | 20
|  |  | Multi Tank Conveyor | 20
|  |  | Pot, Pan, and Utensil | 10
Concatenate | Building Hot Water Fuel Type | Booster Water Heater Fuel Type | Temperature | Dishwasher Type | kWh Base | kWh Eff | MMBtu Base | MMBtu Eff | CFF Base | CFF Eff
ElectricElectricLowUnder Counter | Electric | Electric | Low | Under Counter | 10965 | 8425 | 0 | 0 | 63.3 | 43.5
ElectricElectricLowStationary Single Tank Door | Electric | Electric | Low | Stationary Single Tank Door | 39279 | 23126 | 0 | 0 | 286.9 | 161.2
ElectricElectricLowSingle Tank Conveyor | Electric | Electric | Low | Single Tank Conveyor | 42201 | 28574 | 0 | 0 | 255.7 | 154.2
ElectricElectricLowMulti Tank Conveyor | Electric | Electric | Low | Multi Tank Conveyor | 50077 | 31266 | 0 | 0 | 304.5 | 158.1
ElectricElectricHighUnder Counter | Electric | Electric | High | Under Counter | 12355 | 9184 | 0 | 0 | 39.9 | 31.5
ElectricElectricHighStationary Single Tank Door | Electric | Electric | High | Stationary Single Tank Door | 39825 | 27962 | 0 | 0 | 176.2 | 121.6
ElectricElectricHighSingle Tank Conveyor | Electric | Electric | High | Single Tank Conveyor | 45561 | 36350 | 0 | 0 | 169.8 | 136.6
ElectricElectricHighMulti Tank Conveyor | Electric | Electric | High | Multi Tank Conveyor | 72473 | 45065 | 0 | 0 | 284 | 158.1
ElectricElectricHighPot, Pan, and Utensil | Electric | Electric | High | Pot, Pan, and Utensil | 21065 | 17754 | 0 | 0 | 95.6 | 79.2
ElectricNatural GasLowUnder Counter | Electric | Natural Gas | Low | Under Counter | 10965 | 8425 | 0 | 0 | 63.3 | 43.5
ElectricNatural GasLowStationary Single Tank Door | Electric | Natural Gas | Low | Stationary Single Tank Door | 39279 | 23126 | 0 | 0 | 286.9 | 161.2
ElectricNatural GasLowSingle Tank Conveyor | Electric | Natural Gas | Low | Single Tank Conveyor | 42201 | 28574 | 0 | 0 | 255.7 | 154.2
ElectricNatural GasLowMulti Tank Conveyor | Electric | Natural Gas | Low | Multi Tank Conveyor | 50077 | 31266 | 0 | 0 | 304.5 | 158.1
ElectricNatural GasHighUnder Counter | Electric | Natural Gas | High | Under Counter | 9426 | 6873 | 12.2 | 9.7 | 39.9 | 31.5
ElectricNatural GasHighStationary Single Tank Door | Electric | Natural Gas | High | Stationary Single Tank Door | 26883 | 19033 | 54.1 | 37.3 | 176.2 | 121.6
ElectricNatural GasHighSingle Tank Conveyor | Electric | Natural Gas | High | Single Tank Conveyor | 33092 | 26317 | 52.1 | 41.9 | 169.8 | 136.6
ElectricNatural GasHighMulti Tank Conveyor | Electric | Natural Gas | High | Multi Tank Conveyor | 51619 | 33456 | 87.2 | 48.5 | 284 | 158.1
ElectricNatural GasHighPot, Pan, and Utensil | Electric | Natural Gas | High | Pot, Pan, and Utensil | 14042 | 11935 | 29.4 | 24.3 | 95.6 | 79.2
Natural GasNatural GasLowUnder Counter | Natural Gas | Natural Gas | Low | Under Counter | 2829 | 2829 | 34 | 23.4 | 63.3 | 43.5
Natural GasNatural GasLowStationary Single Tank Door | Natural Gas | Natural Gas | Low | Stationary Single Tank Door | 2409 | 2409 | 154.2 | 86.6 | 286.9 | 161.2
Natural GasNatural GasLowSingle Tank Conveyor | Natural Gas | Natural Gas | Low | Single Tank Conveyor | 9344 | 8760 | 137.4 | 82.8 | 255.7 | 154.2
Natural GasNatural GasLowMulti Tank Conveyor | Natural Gas | Natural Gas | Low | Multi Tank Conveyor | 10950 | 10950 | 163.6 | 84.9 | 304.5 | 158.1
Natural GasNatural GasHighUnder Counter | Natural Gas | Natural Gas | High | Under Counter | 4300 | 2829 | 33.7 | 26.6 | 39.9 | 31.5
Natural GasNatural GasHighStationary Single Tank Door | Natural Gas | Natural Gas | High | Stationary Single Tank Door | 4234 | 3407 | 148.8 | 102.7 | 176.2 | 121.6
Natural GasNatural GasHighSingle Tank Conveyor | Natural Gas | Natural Gas | High | Single Tank Conveyor | 11271 | 8760 | 143.4 | 115.4 | 169.8 | 136.6
Natural GasNatural GasHighMulti Tank Conveyor | Natural Gas | Natural Gas | High | Multi Tank Conveyor | 15126 | 13140 | 239.8 | 133.5 | 284 | 158.1
Natural GasNatural GasHighPot, Pan, and Utensil | Natural Gas | Natural Gas | High | Pot, Pan, and Utensil | 1752 | 1752 | 80.7 | 66.9 | 95.6 | 79.2
Natural GasElectricLowUnder Counter | Natural Gas | Electric | Low | Under Counter | 2829 | 2829 | 34 | 23.4 | 63.3 | 43.5
Natural GasElectricLowStationary Single Tank Door | Natural Gas | Electric | Low | Stationary Single Tank Door | 2409 | 2409 | 154.2 | 86.6 | 286.9 | 161.2
Natural GasElectricLowSingle Tank Conveyor | Natural Gas | Electric | Low | Single Tank Conveyor | 9344 | 8760 | 137.4 | 82.8 | 255.7 | 154.2
Natural GasElectricLowMulti Tank Conveyor | Natural Gas | Electric | Low | Multi Tank Conveyor | 10950 | 10950 | 163.6 | 84.9 | 304.5 | 158.1
Natural GasElectricHighUnder Counter | Natural Gas | Electric | High | Under Counter | 7229 | 5140 | 21.4 | 16.9 | 39.9 | 31.5
Natural GasElectricHighStationary Single Tank Door | Natural Gas | Electric | High | Stationary Single Tank Door | 17176 | 12336 | 94.7 | 65.3 | 176.2 | 121.6
Natural GasElectricHighSingle Tank Conveyor | Natural Gas | Electric | High | Single Tank Conveyor | 23740 | 18793 | 91.2 | 73.4 | 169.8 | 136.6
Natural GasElectricHighMulti Tank Conveyor | Natural Gas | Electric | High | Multi Tank Conveyor | 35979 | 24749 | 152.6 | 84.9 | 284 | 158.1
Natural GasElectricHighPot, Pan, and Utensil | Natural Gas | Electric | High | Pot, Pan, and Utensil | 8775 | 7571 | 51.4 | 42.6 | 95.6 | 79.2
Demand Control Commercial Kitchen Ventilation
Percent of Make-up Air from Nearby Conditioned Space (Dining Room) | SFheat |  | *Assumes 30% of time at full flow, 30% of time at 75% flow, and 40% of time at 50% flow
0% Heated | 0.0088 |  | %FF*PLR
0% NOT Heated | 0 |  | 0.5261
10% Heated | 0.0093
10% NOT Heated | 0.0013 |  | SFcool
20% Heated | 0.0097 |  | 0.471
20% NOT Heated | 0.0026
30% Heated | 0.0101 |  | EUL
30% NOT Heated | 0.0039 |  | 15
40% Heated | 0.0105
40% NOT Heated | 0.0042
50% Heated | 0.0109
50% NOT Heated | 0.0065
60% Heated | 0.0113
60% NOT Heated | 0.0078
70% Heated | 0.0118
70% NOT Heated | 0.0091
80% Heated | 0.0122
80% NOT Heated | 0.0104
90% Heated | 0.0126
90% NOT Heated | 0.0117
100% Heated | 0.013
100% NOT Heated | 0.013
Variable Speed Drive Screw Air Compressor
# of Shifts |  | Baseline Compressor Control Type | Compressor Factor |  | EUL
1 - shift |  | Inlet Vane Modulating w/Blowdown | 0.89 |  | 13
2 - shift |  | Load/No Load w/1 Gallon-of-Storage/CFMmax | 0.909
3 - shift |  | Load/No Load w/3 Gallon-of-Storage/CFMmax | 0.831
4 - shift |  | Load/No Load w/5 Gallon-of-Storage/CFMmax | 0.806
Whole Building Electric ETDF
Facility Type | ETDF_Summer Peak | ETDF_Winter Peak
Full Service Restaurant | 0.000221 | 0.0002208
Hospital | 0.0001486 | 0.0001501
Large Hotel | 0.0001601 | 0.0001601
Large Office | 0.0001822 | 0.0001822
Medium Office | 0.0002088 | 0.0002088
Outpatient | 0.000216 | 0.000216
Primary School | 0.0002835 | 0.0002862
Quick Service Restaurant | 0.0002018 | 0.0002018
Retail Standalone | 0.0002438 | 0.0002438
Retail Strip mall | 0.0002407 | 0.0002407
Secondary School | 0.0002423 | 0.0002423
Small Hotel | 0.0001685 | 0.0001685
Small Office | 0.0002369 | 0.0002369
Warehouse | 0.000168 | 0.0002018
Other | 0.0002077 | 0.000209
Refrigeration
Anti-Sweat Heater Controls
Uncontrolled run time |  | Control Type | Controlled run time |  | Temperature | WHFe |  | Hours
0.907 |  | ON/OFF | 0.589 |  | Cooler | 1.25 |  | 8760
|  | Micropulse | 0.428 |  | Freezer | 1.5
Refrigeration ETDF
Facility Type | ETDF_summer peak | ETDF_winter peak |  | RUL
Full Service Restaurant | 0.0001421 | 0.0001082 |  | 4
Hospital | 0.0001533 | 0.0001163
Large Hotel | 0.0001374 | 0.0001115
Primary School | 0.0001393 | 0.0001079
Quick Service Restaurant | 0.0001419 | 0.000107
Secondary School | 0.000159 | 0.0001169
Other | 0.0001426 | 0.0001094
Evaporator Fan ECM Retrofit
Hours |  | Temperature | WHFe |  | EUL
8760 |  | Cooler | 1.38 |  | 15
|  | Freezer | 1.76
Evaporator Fan Motor Control
Temperature | WHFe |  | Hours |  | Control Type | Controlled run time |  | Motor Type |  | EUL
Cooler | 1.38 |  | 8760 |  | ON/OFF | 0.636 |  | SP |  | 16
Freezer | 1.76 |  |  |  | Multi-speed | 0.692 |  | ECM
LED Refrigerated Case Lighting
Temperature | WHFe | WHFd |  | Baseline Lamp | Watts per Foot |  | Hours |  | CF |  | EUL
Cooler | 1.41 | 1.4 |  | T8 Case Lighting System | 16 |  | 6209 |  | 0.96 |  | 15
Freezer | 1.52 | 1.51 |  | T12 Case Lighting System | 22.4
Beverage Vending Machine Controls
Category | Vintage | Transparency | Class |  | Sleep Hours |  | Days |  | EUL
Refrigerated Beverage Vending Machine | Post-2019 | >=25% Transparent | A |  | 4 |  | 365.25 |  | 5
Combination Vending Machine | Pre-2019 | <25% Transparent | B
Facility Type | Hours of Use |  | Category | Vintage | Class | Concatenate | MDEC A | MDEC B
Education | 3302 |  | Refrigerated Beverage Vending Machine | Post-2019 | A | Refrigerated Beverage Vending MachinePost-2019A | 0.052 | 2.43
Exercise Facility | 5948 |  | Refrigerated Beverage Vending Machine | Post-2019 | B | Refrigerated Beverage Vending MachinePost-2019B | 0.052 | 2.2
Grocery | 7272 |  | Combination Vending Machine | Post-2019 | A | Combination Vending MachinePost-2019A | 0.086 | 2.66
Health | 4911 |  | Combination Vending Machine | Post-2019 | B | Combination Vending MachinePost-2019B | 0.111 | 2.04
Hotel/Lodging | 7839 |  | Refrigerated Beverage Vending Machine | Pre-2019 | A | Refrigerated Beverage Vending MachinePre-2019A | 0.055 | 2.56
Multi-Family | 5908 |  | Refrigerated Beverage Vending Machine | Pre-2019 | B | Refrigerated Beverage Vending MachinePre-2019B | 0.073 | 3.16
Office | 3076 |  | Combination Vending Machine | Pre-2019 | A | Combination Vending MachinePre-2019A | 0.055 | 2.56
Other | 5964 |  | Combination Vending Machine | Pre-2019 | B | Combination Vending MachinePre-2019B | 0.073 | 3.16
Parking Garage – No Daylight Controls | 8766
Parking Garage – Daylight Controls | 3401 |  | Installation Type
Retail | 5282 |  | CNP Installed (Default)
Warehouse/Industrial | 4921 |  | DIY
Evaporator Coil Defrost Control
Temperature |  | SVG |  | EUL
Cooler |  | 0.3 |  | 10
Freezer
Variable Speed Refrigeration Compressor
Temperature | DC | LF | Efficiency | Hours | SVG | ETDFw |  | EUL
Cooler | 0.55 | 0.9 | 0.88 | 8760 | 0.15 | 2.74e-05 |  | 15
Freezer | 0.85
Floating Head Pressure Controls
Hagerstown Climate Zone
System Rating |  | Temperature | Condensing Type | Concat | kWh/HP | COP |  | EUL
Ton |  | Refrigerator | Condensing Unit | RefrigeratorCondensing Unit | 638 | 2.6 |  | 15
Horsepower |  | Freezer | Condensing Unit | FreezerCondensing Unit | 830 | 1.4
|  | Refrigerator | Remote Condenser | RefrigeratorRemote Condenser | 508 | 2.5
Condensing Type |  | Freezer | Remote Condenser | FreezerRemote Condenser | 712 | 1.4
Condensing Unit
Remote Condenser
Suction Pipe Insulation | [9 empty] | Special Doors
Temperature |  | Temperature | kWh/ft | kW/ft |  | Installation Type |  | EUL |  | RUL
Cooler |  | Cooler | 35.4 | 0.007 |  | CNP Installed (Default) |  | 11 |  | 4
Freezer |  | Freezer | 122.1 | 0.023 |  | DIY
Refrigerated Case Covers
LOAD | ESF |  | EUL
1733.625 | 0.09 |  | 5
Refrigeration Door Gasket Replacement
Refrigeration Type | Energy Savings per Door | Measure Life Category | EUL
Reach-in Freezer | 243 | Reach-in | 3
Reach-in Cooler | 248 | Reach-in | 3
Walk-in Freezer | 347 | Storage | 4
Walk-in Cooler | 204 | Storage | 4
Strip Curtains
Building Type | Temperature | Concat | Savings per SF | ETDF Facility Type | ETDF_summer peak | ETDF_winter peak |  | EUL
Supermarket | Cooler | SupermarketCooler | 119.9 | Other | 0.0001426 | 0.0001094 |  | 4
Supermarket | Freezer | SupermarketFreezer | 494.3 | Other | 0.0001426 | 0.0001094
Convenience Store | Cooler | Convenience StoreCooler | 23.6 | Other | 0.0001426 | 0.0001094
Convenience Store | Freezer | Convenience StoreFreezer | 33.2 | Other | 0.0001426 | 0.0001094
Restaurant | Cooler | RestaurantCooler | 22.5 | Full Service Restaurant | 0.0001421 | 0.0001082
Restaurant | Freezer | RestaurantFreezer | 114 | Full Service Restaurant | 0.0001421 | 0.0001082
Refrigerated Warehouse | Cooler | Refrigerated WarehouseCooler | 153.4 | Other | 0.0001426 | 0.0001094
Refrigerated Warehouse | Freezer | Refrigerated WarehouseFreezer | 153.4 | Other | 0.0001426 | 0.0001094
Building Type
Supermarket
Convenience Store
Restaurant
Refrigerated Warehouse
Auto Closers
Temperature | kWh per door |  | EUL
Cooler | 1052 |  | 8
Freezer | 2851
Adding Doors to Existing Refrigerated Display Case
Door Type | ESF |  | Days |  | RUL
Without Anti-Sweat Heaters | 0.87 |  | 365.25 |  | 4
With Anti-Sweat Heaters | 0.52
Commercial Reach-Ins
Baseline Condition | Temperature | Door Closed | Door Type | Manufacture Date |  | Days |  | EUL | RUL
Time of Sale | Refrigerator | Vertical | Solid | Pre 3/26/2017 |  | 365.25 |  | 12 | 4
Early Replacement | Freezer | Horizontal | Transparent | Post 3/27/2017
Baseline Coefficients |  |  |  |  | Product |  |  | Sum
Temperature | Door Closed | Door Type | Volume | Concatenated List | Baseline Daily Energy Consumption | Efficient Daily Energy Consumption | Existing Daily Energy Consumption (before 2017) | Baseline Daily Energy Consumption | Efficient Daily Energy Consumption | Existing Daily Energy Consumption (before 2017)
Refrigerator | Vertical | Solid | 0<V<15 | RefrigeratorVerticalSolid0<V<15 | 0.05 | 0.0267 | 0.1 | 1.36 | 0.8 | 2.04
Refrigerator | Vertical | Solid | 15≤V<30 | RefrigeratorVerticalSolid15≤V<30 | 0.05 | 0.05 | 0.1 | 1.36 | 0.45 | 2.04
Refrigerator | Vertical | Solid | 30≤V<50 | RefrigeratorVerticalSolid30≤V<50 | 0.05 | 0.05 | 0.1 | 1.36 | 0.45 | 2.04
Refrigerator | Vertical | Solid | 50≤V | RefrigeratorVerticalSolid50≤V | 0.05 | 0.025 | 0.1 | 1.36 | 1.6991 | 2.04
Refrigerator | Vertical | Transparent | 0<V<15 | RefrigeratorVerticalTransparent0<V<15 | 0.1 | 0.095 | 0.12 | 0.86 | 0.445 | 3.34
Refrigerator | Vertical | Transparent | 15≤V<30 | RefrigeratorVerticalTransparent15≤V<30 | 0.1 | 0.05 | 0.12 | 0.86 | 1.12 | 3.34
Refrigerator | Vertical | Transparent | 30≤V<50 | RefrigeratorVerticalTransparent30≤V<50 | 0.1 | 0.076 | 0.12 | 0.86 | 0.34 | 3.34
Refrigerator | Vertical | Transparent | 50≤V | RefrigeratorVerticalTransparent50≤V | 0.1 | 0.105 | 0.12 | 0.86 | -1.111 | 3.34
Refrigerator | Horizontal | Solid | 0<V<15 | RefrigeratorHorizontalSolid0<V<15 | 0.05 | 0.05 | 0.1 | 0.91 | 0.28 | 2.04
Refrigerator | Horizontal | Solid | 15≤V<30 | RefrigeratorHorizontalSolid15≤V<30 | 0.05 | 0.05 | 0.1 | 0.91 | 0.28 | 2.04
Refrigerator | Horizontal | Solid | 30≤V<50 | RefrigeratorHorizontalSolid30≤V<50 | 0.05 | 0.05 | 0.1 | 0.91 | 0.28 | 2.04
Refrigerator | Horizontal | Solid | 50≤V | RefrigeratorHorizontalSolid50≤V | 0.05 | 0.05 | 0.1 | 0.91 | 0.28 | 2.04
Refrigerator | Horizontal | Transparent | 0<V<15 | RefrigeratorHorizontalTransparent0<V<15 | 0.06 | 0.05 | 0.12 | 0.37 | 0.28 | 3.34
Refrigerator | Horizontal | Transparent | 15≤V<30 | RefrigeratorHorizontalTransparent15≤V<30 | 0.06 | 0.05 | 0.12 | 0.37 | 0.28 | 3.34
Refrigerator | Horizontal | Transparent | 30≤V<50 | RefrigeratorHorizontalTransparent30≤V<50 | 0.06 | 0.05 | 0.12 | 0.37 | 0.28 | 3.34
Refrigerator | Horizontal | Transparent | 50≤V | RefrigeratorHorizontalTransparent50≤V | 0.06 | 0.05 | 0.12 | 0.37 | 0.28 | 3.34
Freezer | Vertical | Solid | 0<V<15 | FreezerVerticalSolid0<V<15 | 0.22 | 0.21 | 0.4 | 1.38 | 0.9 | 1.38
Freezer | Vertical | Solid | 15≤V<30 | FreezerVerticalSolid15≤V<30 | 0.22 | 0.12 | 0.4 | 1.38 | 2.248 | 1.38
Freezer | Vertical | Solid | 30≤V<50 | FreezerVerticalSolid30≤V<50 | 0.22 | 0.2578 | 0.4 | 1.38 | -1.8864 | 1.38
Freezer | Vertical | Solid | 50≤V | FreezerVerticalSolid50≤V | 0.22 | 0.14 | 0.4 | 1.38 | 4 | 1.38
Freezer | Vertical | Transparent | 0<V<15 | FreezerVerticalTransparent0<V<15 | 0.29 | 0.232 | 0.75 | 2.95 | 2.36 | 4.1
Freezer | Vertical | Transparent | 15≤V<30 | FreezerVerticalTransparent15≤V<30 | 0.29 | 0.232 | 0.75 | 2.95 | 2.36 | 4.1
Freezer | Vertical | Transparent | 30≤V<50 | FreezerVerticalTransparent30≤V<50 | 0.29 | 0.232 | 0.75 | 2.95 | 2.36 | 4.1
Freezer | Vertical | Transparent | 50≤V | FreezerVerticalTransparent50≤V | 0.29 | 0.232 | 0.75 | 2.95 | 2.36 | 4.1
Freezer | Horizontal | Solid | 0<V<15 | FreezerHorizontalSolid0<V<15 | 0.06 | 0.057 | 0.4 | 1.12 | 0.55 | 1.38
Freezer | Horizontal | Solid | 15≤V<30 | FreezerHorizontalSolid15≤V<30 | 0.06 | 0.057 | 0.4 | 1.12 | 0.55 | 1.38
Freezer | Horizontal | Solid | 30≤V<50 | FreezerHorizontalSolid30≤V<50 | 0.06 | 0.057 | 0.4 | 1.12 | 0.55 | 1.38
Freezer | Horizontal | Solid | 50≤V | FreezerHorizontalSolid50≤V | 0.06 | 0.057 | 0.4 | 1.12 | 0.55 | 1.38
Freezer | Horizontal | Transparent | 0<V<15 | FreezerHorizontalTransparent0<V<15 | 0.08 | 0.057 | 0.75 | 1.23 | 0.55 | 4.1
Freezer | Horizontal | Transparent | 15≤V<30 | FreezerHorizontalTransparent15≤V<30 | 0.08 | 0.057 | 0.75 | 1.23 | 0.55 | 4.1
Freezer | Horizontal | Transparent | 30≤V<50 | FreezerHorizontalTransparent30≤V<50 | 0.08 | 0.057 | 0.75 | 1.23 | 0.55 | 4.1
Freezer | Horizontal | Transparent | 50≤V | FreezerHorizontalTransparent50≤V | 0.08 | 0.057 | 0.75 | 1.23 | 0.55 | 4.1
HVAC
Unitary HVAC
Energy Coefficients |  |  |  | Cooling | Electric Heat
Space and/or Building Type | EFLH_Cool | EFLH_Heat | EFLH_Gas | ETDF_summer peak | ETDF_winter peak | ETDF_Water_Heating_Summer peak | ETDF_Water_Heating_Winter peak | ETDF_Ventillation_Summer peak | ETDF_Ventillation_Winter peak | ETDF_Pumps_Summer peak | ETDF_Pumps_Winter peak
Assembly | 849 | 1090 | 1755 | 0.000692 | 0.001105 | 0.00014 | 0.0001563 | 0.0001453 | 0.0001347 | 0.000143 | 0.0001174 |  |  |  |  | Other
Education - Community College | 646 | 697 | 790 | 0.0008522 | 0.0009643 | 7.66e-05 | 0.0002029 | 0.0001513 | 0.0001569 | 0.0001845 | 0.0001177 |  |  |  |  | Secondary School
Education - Primary School | 265 | 653 | 510 | 0.0010188 | 0.0012313 | 0.0001762 | 0.0002184 | 0.0002077 | 0.0001931 | 0.0002209 | 0.0001292 |  |  |  |  | Primary School
Education - Relocatable Classroom | 315 | 633 | 494 | 0.0010188 | 0.0012313 | 0.0001762 | 0.0002184 | 0.0002077 | 0.0001931 | 0.0002209 | 0.0001292 |  |  |  |  | Primary School
Education - Secondary School | 305 | 703 | 615 | 0.0008522 | 0.0009643 | 7.66e-05 | 0.0002029 | 0.0001513 | 0.0001569 | 0.0001845 | 0.0001177 |  |  |  |  | Secondary School
Education - University | 713 | 518 | 947 | 0.0008522 | 0.0009643 | 7.66e-05 | 0.0002029 | 0.0001513 | 0.0001569 | 0.0001845 | 0.0001177 |  |  |  |  | Secondary School
Grocery | 610 | 962 | 962 | 0.000692 | 0.001105 | 0.00014 | 0.0001563 | 0.0001453 | 0.0001347 | 0.000143 | 0.0001174 |  |  |  |  | Other
Health/Medical - Hospital | 1099 | 209 | 302 | 0.0003778 | 0.001547 | 0.0001025 | 0.0001327 | 0.0001181 | 0.0001114 | 0.0001289 | 0.0001037 |  |  |  |  | Hospital
Health/Medical - Nursing Home | 584 | 912 | 1433 | 0.0003778 | 0.001547 | 0.0001025 | 0.0001327 | 0.0001181 | 0.0001114 | 0.0001289 | 0.0001037 |  |  |  |  | Hospital
Lodging - Hotel | 1645 | 2193 | 1239 | 0.0004755 | 0.0010263 | 8.08e-05 | 0.0001305 | 0.0001254 | 0.0001455 | 0.0001273 | 0.0001138 |  |  |  |  | Large Hotel
Manufacturing – Bio Tech/High Tech | 785 | 143 | 143 | 0.0015434 | 0.0017429 | 0.00014 | 0.0001563 | 0.000131 | 0.0001541 | 0.0001656 | 0.0001332 |  |  |  |  | Warehouse
Manufacturing – 1 Shift/Light Industrial | 413 | 572 | 709 | 0.0015434 | 0.0017429 | 0.00014 | 0.0001563 | 0.000131 | 0.0001541 | 0.0001656 | 0.0001332 |  |  |  |  | Warehouse
Multi-Family (Common Areas) | 1367 | 250 | 1488 | 0.000692 | 0.001105 | 0.00014 | 0.0001563 | 0.0001273 | 0.00012 | 0.0001017 | 0.000137 |  |  |  |  | Small Hotel
Office - Large | 659 | 216 | 2039 | 0.0003938 | 0.0010677 | 0.0001298 | 0.0001573 | 0.0001379 | 0.0001377 | 0.0001424 | 0.0001065 |  |  |  |  | Large Office
Office - Small | 569 | 430 | 419 | 0.0010049 | 0.0012355 | 0.0001971 | 0.0001986 | 0.0001377 | 0.0001338 | 0.000175 | 0.0001355 |  |  |  |  | Small Office
Restaurant - Fast-Food | 656 | 1199 | 798 | 0.0007826 | 0.0007381 | 0.0001632 | 0.0001754 | 0.0001474 | 0.0001358 | 0.0001585 | 0.0001281 |  |  |  |  | Quick service
Restaurant - Sit-Down | 690 | 1106 | 828 | 0.0008328 | 0.0008317 | 0.0001607 | 0.0001575 | 0.000157 | 0.0001388 | 0.0001572 | 0.0001146 |  |  |  |  | Full service
Retail - Multistory Large | 797 | 578 | 948 | 0.0008876 | 0.0010828 | 0.000163 | 0.0001525 | 0.0001483 | 0.0001323 | 0.0001189 | 0.0001334 |  |  |  |  | Standalone
Retail - Single-Story Large | 819 | 722 | 722 | 0.0008876 | 0.0010828 | 0.000163 | 0.0001525 | 0.0001483 | 0.0001323 | 0.0001189 | 0.0001334 |  |  |  |  | Standalone
Retail - Small | 828 | 608 | 545 | 0.0008139 | 0.00111 | 0.000163 | 0.0001525 | 0.0001606 | 0.0001246 | 0.0001385 | 0.00012 |  |  |  |  | Strip
Storage - Conditioned | 220 | 835 | 457 | 0.0015434 | 0.0017429 | 0.00014 | 0.0001563 | 0.000131 | 0.0001541 | 0.0001656 | 0.0001332 |  |  |  |  | Warehouse
Warehouse - Refrigerated | 3520 | 335 | 335 | 0.0015434 | 0.0017429 | 0.00014 | 0.0001563 | 0.000131 | 0.0001541 | 0.0001656 | 0.0001332 |  |  |  |  | Warehouse
Other | 569 | 430 | 419 | 0.0010049 | 0.0012355 | 0.0001971 | 0.0001986 | 0.0001377 | 0.0001338 | 0.000175 | 0.0001355
Baseline Condition |  | System Type |  | Subcategory | Heating Type |  | Equipment Size Classification |  | PTAC and PTHP Size Classification
Time of Sale |  | Air Conditioners, Air Cooled |  | Split system | Electric Resistance |  | <65,000 Btu/h |  | < 9,000 Btu/h
Early Replacement |  | Air Conditioners, Water Cooled |  | Single package | Other |  | ≥65,000 Btu/h and <135,000 Btu/h |  | ≥ 9,000 Btu/h and < 12,000 Btu/h
|  | Air Conditioners, Evaporatively Cooled |  |  |  |  | ≥135,000 Btu/h and <240,000 Btu/h |  | ≥ 12,000 Btu/h
Units |  | Packaged Terminal Air Conditioners |  | Packaged Units |  |  | ≥240,000 Btu/h and <760,000 Btu/h
SEER2/EER2/HSPF2/IEER/COP |  | Heat Pumps, Air Cooled |  | Packaged Terminal Air Conditioners |  |  | >=760,000 Btu/h
SEER/EER/HSPF/IEER/COP |  | Packaged Terminal Heat Pumps |  | Packaged Terminal Heat Pumps
Baseline Coefficients Unitary Units | [6 empty] | EER*0.95
System Type | Subcategory | Size Category | Concatenated List | IEER | SEER2 | EER | EER2 | HSPF2 | COP |  | EUL | RUL
Air Conditioners, Air Cooled | Split system | <65,000 Btu/h | Air Conditioners, Air CooledSplit system<65,000 Btu/h |  | 13.4 |  | 0 |  |  |  | 15 | 5
Air Conditioners, Air Cooled | Single package | <65,000 Btu/h | Air Conditioners, Air CooledSingle package<65,000 Btu/h |  | 13.4 |  | 0
Air Conditioners, Air Cooled | Split system | ≥65,000 Btu/h and <135,000 Btu/h | Air Conditioners, Air CooledSplit system≥65,000 Btu/h and <135,000 Btu/h | 14.8 |  | 11.2 | 10.64
Air Conditioners, Air Cooled | Single package | ≥65,000 Btu/h and <135,000 Btu/h | Air Conditioners, Air CooledSingle package≥65,000 Btu/h and <135,000 Btu/h | 14.8 |  | 11.2 | 10.64
Air Conditioners, Air Cooled | Split system | ≥135,000 Btu/h and <240,000 Btu/h | Air Conditioners, Air CooledSplit system≥135,000 Btu/h and <240,000 Btu/h | 14.2 |  | 11 | 10.45
Air Conditioners, Air Cooled | Single package | ≥135,000 Btu/h and <240,000 Btu/h | Air Conditioners, Air CooledSingle package≥135,000 Btu/h and <240,000 Btu/h | 14.2 |  | 11 | 10.45
Air Conditioners, Air Cooled | Split system | ≥240,000 Btu/h and <760,000 Btu/h | Air Conditioners, Air CooledSplit system≥240,000 Btu/h and <760,000 Btu/h | 13.2 |  | 10 | 9.5
Air Conditioners, Air Cooled | Single package | ≥240,000 Btu/h and <760,000 Btu/h | Air Conditioners, Air CooledSingle package≥240,000 Btu/h and <760,000 Btu/h | 13.2 |  | 10 | 9.5
Air Conditioners, Air Cooled | Split system | >=760,000 Btu/h | Air Conditioners, Air CooledSplit system>=760,000 Btu/h | 12.5 |  | 9.7 | 9.215
Air Conditioners, Air Cooled | Single package | >=760,000 Btu/h | Air Conditioners, Air CooledSingle package>=760,000 Btu/h | 12.5 |  | 9.7 | 9.215
Air Conditioners, Water Cooled | Split system | <65,000 Btu/h | Air Conditioners, Water CooledSplit system<65,000 Btu/h | 12.3 |  | 12.1 | 11.495
Air Conditioners, Water Cooled | Single package | <65,000 Btu/h | Air Conditioners, Water CooledSingle package<65,000 Btu/h | 12.3 |  | 12.1 | 11.495
Air Conditioners, Water Cooled | Split system | ≥65,000 Btu/h and <135,000 Btu/h | Air Conditioners, Water CooledSplit system≥65,000 Btu/h and <135,000 Btu/h | 13.9 |  | 12.1 | 11.495
Air Conditioners, Water Cooled | Single package | ≥65,000 Btu/h and <135,000 Btu/h | Air Conditioners, Water CooledSingle package≥65,000 Btu/h and <135,000 Btu/h | 13.9 |  | 12.1 | 11.495
Air Conditioners, Water Cooled | Split system | ≥135,000 Btu/h and <240,000 Btu/h | Air Conditioners, Water CooledSplit system≥135,000 Btu/h and <240,000 Btu/h | 13.9 |  | 12.5 | 11.875
Air Conditioners, Water Cooled | Single package | ≥135,000 Btu/h and <240,000 Btu/h | Air Conditioners, Water CooledSingle package≥135,000 Btu/h and <240,000 Btu/h | 13.9 |  | 12.5 | 11.875
Air Conditioners, Water Cooled | Split system | ≥240,000 Btu/h and <760,000 Btu/h | Air Conditioners, Water CooledSplit system≥240,000 Btu/h and <760,000 Btu/h | 13.6 |  | 12.4 | 11.78
Air Conditioners, Water Cooled | Single package | ≥240,000 Btu/h and <760,000 Btu/h | Air Conditioners, Water CooledSingle package≥240,000 Btu/h and <760,000 Btu/h | 13.6 |  | 12.4 | 11.78
Air Conditioners, Water Cooled | Split system | >=760,000 Btu/h | Air Conditioners, Water CooledSplit system>=760,000 Btu/h | 13.5 |  | 12.2 | 11.59
Air Conditioners, Water Cooled | Single package | >=760,000 Btu/h | Air Conditioners, Water CooledSingle package>=760,000 Btu/h | 13.5 |  | 12.2 | 11.59
Air Conditioners, Evaporatively Cooled | Split system | <65,000 Btu/h | Air Conditioners, Evaporatively CooledSplit system<65,000 Btu/h | 12.3 |  | 12.1 | 11.495
Air Conditioners, Evaporatively Cooled | Single package | <65,000 Btu/h | Air Conditioners, Evaporatively CooledSingle package<65,000 Btu/h | 12.3 |  | 12.1 | 11.495
Air Conditioners, Evaporatively Cooled | Split system | ≥65,000 Btu/h and <135,000 Btu/h | Air Conditioners, Evaporatively CooledSplit system≥65,000 Btu/h and <135,000 Btu/h | 12.3 |  | 12.1 | 11.495
Air Conditioners, Evaporatively Cooled | Single package | ≥65,000 Btu/h and <135,000 Btu/h | Air Conditioners, Evaporatively CooledSingle package≥65,000 Btu/h and <135,000 Btu/h | 12.3 |  | 12.1 | 11.495
Air Conditioners, Evaporatively Cooled | Split system | ≥135,000 Btu/h and <240,000 Btu/h | Air Conditioners, Evaporatively CooledSplit system≥135,000 Btu/h and <240,000 Btu/h | 12.2 |  | 12 | 11.4
Air Conditioners, Evaporatively Cooled | Single package | ≥135,000 Btu/h and <240,000 Btu/h | Air Conditioners, Evaporatively CooledSingle package≥135,000 Btu/h and <240,000 Btu/h | 12.2 |  | 12 | 11.4
Air Conditioners, Evaporatively Cooled | Split system | ≥240,000 Btu/h and <760,000 Btu/h | Air Conditioners, Evaporatively CooledSplit system≥240,000 Btu/h and <760,000 Btu/h | 12.1 |  | 11.9 | 11.305
Air Conditioners, Evaporatively Cooled | Single package | ≥240,000 Btu/h and <760,000 Btu/h | Air Conditioners, Evaporatively CooledSingle package≥240,000 Btu/h and <760,000 Btu/h | 12.1 |  | 11.9 | 11.305
Air Conditioners, Evaporatively Cooled | Split system | >=760,000 Btu/h | Air Conditioners, Evaporatively CooledSplit system>=760,000 Btu/h | 11.9 |  | 11.7 | 11.115
Air Conditioners, Evaporatively Cooled | Single package | >=760,000 Btu/h | Air Conditioners, Evaporatively CooledSingle package>=760,000 Btu/h | 11.9 |  | 11.7 | 11.115
Heat Pumps, Air Cooled | Split system | <65,000 Btu/h | Heat Pumps, Air CooledSplit system<65,000 Btu/h |  | 14.3 |  | 0 | 7.5
Heat Pumps, Air Cooled | Single package | <65,000 Btu/h | Heat Pumps, Air CooledSingle package<65,000 Btu/h |  | 13.4 |  | 0 | 6.7
Heat Pumps, Air Cooled | Split system | ≥65,000 Btu/h and <135,000 Btu/h | Heat Pumps, Air CooledSplit system≥65,000 Btu/h and <135,000 Btu/h | 14.1 |  | 11 | 10.45 |  | 3.4
Heat Pumps, Air Cooled | Single package | ≥65,000 Btu/h and <135,000 Btu/h | Heat Pumps, Air CooledSingle package≥65,000 Btu/h and <135,000 Btu/h | 14.1 |  | 11 | 10.45 |  | 3.4
Heat Pumps, Air Cooled | Split system | ≥135,000 Btu/h and <240,000 Btu/h | Heat Pumps, Air CooledSplit system≥135,000 Btu/h and <240,000 Btu/h | 13.5 |  | 10.6 | 10.07 |  | 3.3
Heat Pumps, Air Cooled | Single package | ≥135,000 Btu/h and <240,000 Btu/h | Heat Pumps, Air CooledSingle package≥135,000 Btu/h and <240,000 Btu/h | 13.5 |  | 10.6 | 10.07 |  | 3.3
Heat Pumps, Air Cooled | Split system | ≥240,000 Btu/h and <760,000 Btu/h | Heat Pumps, Air CooledSplit system≥240,000 Btu/h and <760,000 Btu/h | 12.5 |  | 9.5 | 9.025 |  | 3.2
Heat Pumps, Air Cooled | Single package | ≥240,000 Btu/h and <760,000 Btu/h | Heat Pumps, Air CooledSingle package≥240,000 Btu/h and <760,000 Btu/h | 12.5 |  | 9.5 | 9.025 |  | 3.2
Smart Thermostat
Savings Type | Baseline System Type | Non-New Construction |  | EUL
Electric | Electric Heat | 5.2% |  | 7.5
| Non-Electric Heat | 9.2%
| Unknown Heat Type | 5.6%
Fuel | Electric Heat | 0%
| Non-Electric Heat | 1.8%
| Unknown Heat Type | 1.3%
Ductless Mini Split Heat Pump
Units |  | Baseline | Efficiency |  | EUL
SEER2/HSPF2/EER2 |  | SEER2 | 14.3 |  | 15
SEER/HSPF/EER |  | HSPF2 | 7.5
|  | EER2 | 10.5
VFD
Facility Type | Fan Motor Hours | Chilled Water Pumps | Hot Water Pumps | ETDF Facility Type |  | EUL
Auto Related | 6421 | 1442 | 2484 | Office - Small |  | 15
Bakery | 4618 | 1037 | 1787 | Restaurant - Fast-Food
Banks, Financial Centers | 5519 | 2732 | 5629 | Office - Small
Church | 3493 | 785 | 1351 | Office - Small
College – Cafeteria | 5835 | 1311 | 2258 | Restaurant - Fast-Food
College - Classes/Administrative | 5995 | 2357 | 6471 | Education - Community College
College - Dormitory | 3833 | 3833 | 3833 | Lodging - Hotel
Commercial Condos | 8760 | 4470 | 8760 | Lodging - Hotel
Convenience Stores | 5207 | 1170 | 2015 | Retail - Small
Convention Center | 8760 | 4470 | 8760 | Assembly
Court House | 5519 | 2732 | 5629 | Office - Small
Dining: Bar Lounge/Leisure | 5264 | 1183 | 2037 | Restaurant - Sit-Down
Dining: Cafeteria / Fast Food | 5835 | 1311 | 2258 | Restaurant - Fast-Food
Dining: Family | 5264 | 1183 | 2037 | Restaurant - Sit-Down
Entertainment | 5737 | 1289 | 2220 | Assembly
Exercise Center | 5737 | 1289 | 2220 | Assembly
Fast Food Restaurants | 5835 | 1311 | 2258 | Restaurant - Fast-Food
Fire Station (Unmanned) | 3833 | 3833 | 3833 | Assembly
Food Stores | 4545 | 1021 | 1758 | Grocery
Gymnasium | 5737 | 1289 | 2220 | Assembly
Hospitals | 8683 | 7682 | 8760 | Health/Medical - Hospital
Hospitals / Health Care | 8683 | 7682 | 8760 | Health/Medical - Hospital
Industrial - 1 Shift | 4618 | 1037 | 1787 | Manufacturing – 1 Shift/Light Industrial
Industrial - 2 Shift | 6771 | 1037 | 2620 | Manufacturing – 1 Shift/Light Industrial
Industrial - 3 Shift | 8760 | 1037 | 3466 | Manufacturing – 1 Shift/Light Industrial
Laundromats | 5207 | 1170 | 2015 | Assembly
Library | 5737 | 1289 | 2220 | Assembly
Light Manufacturers | 4618 | 1037 | 1787 | Manufacturing – 1 Shift/Light Industrial
Lodging (Hotels/Motels) | 3421 | 769 | 1324 | Lodging - Hotel
Mall Concourse | 4690 | 3013 | 4932 | Assembly
Manufacturing Facility | 4618 | 1037 | 1787 | Manufacturing – 1 Shift/Light Industrial
Medical Offices | 4795 | 1077 | 1855 | Health/Medical - Hospital
Motion Picture Theatre | 5737 | 1289 | 2220 | Assembly
Multi-Family (Common Areas) | 3833 | 3833 | 3833 | Multi-Family (Common Areas)
Museum | 5737 | 1289 | 2220 | Assembly
Nursing Homes | 8760 | 4470 | 8760 | Health/Medical - Nursing Home
Office (General Office Types) | 4795 | 1077 | 1855 | Office - Large
Office/Retail | 4795 | 1077 | 1855 | Office - Small
Parking Garages & Lots | 6421 | 1442 | 2484 | Assembly
Penitentiary | 8760 | 4470 | 8760 | Lodging - Hotel
Performing Arts Theatre | 5737 | 1289 | 2220 | Assembly
Police / Fire Stations (24 Hr) | 6778 | 2774 | 5308 | Office - Small
Post Office | 4795 | 1077 | 1855 | Office - Small
Pump Stations | 2241 | 2097 | 4828 | Assembly
Refrigerated Warehouse | 3604 | 810 | 1394 | Warehouse - Refrigerated
Religious Building | 3493 | 785 | 1351 | Assembly
Residential (Except Nursing Homes) | 3833 | 3833 | 3833 | Lodging - Hotel
Restaurants | 5264 | 1183 | 2037 | Restaurant - Fast-Food
Retail | 5207 | 1170 | 2015 | Retail - Single-Story Large
School / University | 5995 | 2357 | 6471 | Education - Secondary School
Schools (Jr./Sr. High) | 2241 | 2097 | 4828 | Education - Secondary School
Schools (Preschool/Elementary) | 3851 | 865 | 1490 | Education - Primary School
Schools (Technical/Vocational) | 5098 | 2170 | 5620 | Education - Secondary School
Small Services | 4795 | 1077 | 1855 | Assembly
Sports Arena | 5737 | 1289 | 2220 | Assembly
Town Hall | 5737 | 1289 | 2220 | Assembly
Transportation | 6421 | 1442 | 2484 | Assembly
Warehouse (Not Refrigerated) | 3604 | 810 | 1394 | Warehouse - Refrigerated
Wastewater Treatment Plant | 2241 | 2097 | 4828 | Assembly
Workshop | 4618 | 1037 | 1787 | Warehouse - Refrigerated
Application | DSF (kW/HP) | ETDF Load Shape | Type |  | Type | ETDF Load Shape
Supply Air Fan | 0.286 | Ventilation | Fan |  | Fan | Ventilation
Return Air Fan | 0.297 | Ventilation | Fan |  | Chill | Pumps
Chilled Water Pump | 0.185 | Pumps | Chill |  | Hot
Heating Hot Water Pump | 0.096 | Pumps | Hot
Water Source HP Circ Pump | 0.234 | Pumps | Hot
Dual Enthalpy Economizer
Facility Type | Savings Factors (kWh/ton) |  |  | EUL
Assembly | 25 |  |  | 7
Big Box Retail | 56
Fast Food | 36
Full Service Restaurant | 29
Light Industrial | 23
Primary School | 39
Small Office | 56
Small Retail | 56
Religious | 6
Warehouse | 2
Other | 67
Guest Room Occupancy Sensor
Facility Type | HVAC Type | Baseline | Concat | ESF (kWh/ton) | GSF (Therms/ton) |  | Facility Type | HVAC Type
Motel | PTAC with Electric Resistance Heating | Housekeeping Setback | MotelPTAC with Electric Resistance HeatingHousekeeping Setback | 635 | 0 |  | Motel | PTAC with Electric Resistance Heating
Motel | PTAC with Electric Resistance Heating | No Housekeeping Setback | MotelPTAC with Electric Resistance HeatingNo Housekeeping Setback | 1986 | 0 |  | Hotel | PTAC with Gas Heating
Motel | PTAC with Gas Heating | Housekeeping Setback | MotelPTAC with Gas HeatingHousekeeping Setback | 64 | 25 |  |  | PTHP
Motel | PTAC with Gas Heating | No Housekeeping Setback | MotelPTAC with Gas HeatingNo Housekeeping Setback | 205 | 78 |  |  | Central Hot Water Fan Coil with Electric Resistance Heating
Motel | PTHP | Housekeeping Setback | MotelPTHPHousekeeping Setback | 265 | 0 |  |  | Central Hot Water Fan Coil with Gas Heating
Motel | PTHP | No Housekeeping Setback | MotelPTHPNo Housekeeping Setback | 1002 | 0
Hotel | PTAC with Electric Resistance Heating | Housekeeping Setback | HotelPTAC with Electric Resistance HeatingHousekeeping Setback | 236 | 0
Hotel | PTAC with Electric Resistance Heating | No Housekeeping Setback | HotelPTAC with Electric Resistance HeatingNo Housekeeping Setback | 429 | 0
Hotel | PTAC with Gas Heating | Housekeeping Setback | HotelPTAC with Gas HeatingHousekeeping Setback | 149 | 3.8 |  | EUL
Hotel | PTAC with Gas Heating | No Housekeeping Setback | HotelPTAC with Gas HeatingNo Housekeeping Setback | 245 | 8.2 |  | 15
Hotel | PTHP | Housekeeping Setback | HotelPTHPHousekeeping Setback | 182 | 0
Hotel | PTHP | No Housekeeping Setback | HotelPTHPNo Housekeeping Setback | 314 | 0
Hotel | Central Hot Water Fan Coil with Electric Resistance Heating | Housekeeping Setback | HotelCentral Hot Water Fan Coil with Electric Resistance HeatingHousekeeping Setback | 202 | 0
Hotel | Central Hot Water Fan Coil with Electric Resistance Heating | No Housekeeping Setback | HotelCentral Hot Water Fan Coil with Electric Resistance HeatingNo Housekeeping Setback | 369 | 0
Hotel | Central Hot Water Fan Coil with Gas Heating | Housekeeping Setback | HotelCentral Hot Water Fan Coil with Gas HeatingHousekeeping Setback | 115 | 3.8
Hotel | Central Hot Water Fan Coil with Gas Heating | No Housekeeping Setback | HotelCentral Hot Water Fan Coil with Gas HeatingNo Housekeeping Setback | 184 | 8.2
Tune-Up
Tune Up Type | System Type | Units | Tested? |  | EUL
Cooling | Air Conditioners, Air Cooled | HSPF | Yes |  | 3
Cooling + Heating | Air Conditioners, Water Cooled | COP | No
Air Conditioners, Evaporatively Cooled
Packaged Terminal Air Conditioners
Heat Pumps, Air Cooled
Packaged Terminal Heat Pumps
Type | %Imp_cool | %Imp_heat
Central AC | 0.062 | 0
Heat Pump | 0.107 | 0.085
VRF
Equipment Type | Heating Fuel Source | Heat Recovery | Baseline Condition |  | Units |  | Capacity
VRF - air cooled | Electric | w/o heat recovery | Time of Sale |  | SEER2/HSPF2 |  | <65,000 Btu/h
VRF - water cooled | Natural Gas | w/ heat recovery | Early Replacement |  | SEER/HSPF |  | ≥65,000 Btu/h and <135,000 Btu/h
[5 empty] | IEER/COP |  | ≥135,000 Btu/h and <240,000 Btu/h
≥240,000 Btu/h
Equipment Type | Capacity | Heat Recovery | Concat | CEF (SEER2/IEER) | HEF (HSPF2/COP)
VRF - air cooled | <65,000 Btu/h | w/o heat recovery | VRF - air cooled<65,000 Btu/hw/o heat recovery | 13.4 | 7.5 |  | EUL
VRF - air cooled | <65,000 Btu/h | w/ heat recovery | VRF - air cooled<65,000 Btu/hw/ heat recovery | 13.4 | 7.5 |  | 15
VRF - air cooled | ≥65,000 Btu/h and <135,000 Btu/h | w/o heat recovery | VRF - air cooled≥65,000 Btu/h and <135,000 Btu/hw/o heat recovery | 14.6 | 3.3
VRF - air cooled | ≥65,000 Btu/h and <135,000 Btu/h | w/ heat recovery | VRF - air cooled≥65,000 Btu/h and <135,000 Btu/hw/ heat recovery | 14.4 | 3.3
VRF - air cooled | ≥135,000 Btu/h and <240,000 Btu/h | w/o heat recovery | VRF - air cooled≥135,000 Btu/h and <240,000 Btu/hw/o heat recovery | 13.9 | 3.2
VRF - air cooled | ≥135,000 Btu/h and <240,000 Btu/h | w/ heat recovery | VRF - air cooled≥135,000 Btu/h and <240,000 Btu/hw/ heat recovery | 13.7 | 3.2
VRF - air cooled | ≥240,000 Btu/h | w/o heat recovery | VRF - air cooled≥240,000 Btu/hw/o heat recovery | 12.7 | 3.2
VRF - air cooled | ≥240,000 Btu/h | w/ heat recovery | VRF - air cooled≥240,000 Btu/hw/ heat recovery | 12.5 | 3.2
VRF - water cooled | <65,000 Btu/h | w/o heat recovery | VRF - water cooled<65,000 Btu/hw/o heat recovery | 16 | 4.3
VRF - water cooled | <65,000 Btu/h | w/ heat recovery | VRF - water cooled<65,000 Btu/hw/ heat recovery | 15.8 | 4.3
VRF - water cooled | ≥65,000 Btu/h and <135,000 Btu/h | w/o heat recovery | VRF - water cooled≥65,000 Btu/h and <135,000 Btu/hw/o heat recovery | 16 | 4.3
VRF - water cooled | ≥65,000 Btu/h and <135,000 Btu/h | w/ heat recovery | VRF - water cooled≥65,000 Btu/h and <135,000 Btu/hw/ heat recovery | 15.8 | 4.3
VRF - water cooled | ≥135,000 Btu/h and <240,000 Btu/h | w/o heat recovery | VRF - water cooled≥135,000 Btu/h and <240,000 Btu/hw/o heat recovery | 14 | 4
VRF - water cooled | ≥135,000 Btu/h and <240,000 Btu/h | w/ heat recovery | VRF - water cooled≥135,000 Btu/h and <240,000 Btu/hw/ heat recovery | 13.8 | 4
VRF - water cooled | ≥240,000 Btu/h | w/o heat recovery | VRF - water cooled≥240,000 Btu/hw/o heat recovery | 12 | 3.9
VRF - water cooled | ≥240,000 Btu/h | w/ heat recovery | VRF - water cooled≥240,000 Btu/hw/ heat recovery | 11.8 | 3.9
HPWH
From NY TRM V12. School and office from MD TRM v11
Building (NY) | Building (MD) | GPD | Assumptions | Units |  | Baseline UEF | Water Temp Rise
Assembly | Assembly | 7.02 | 34,000 SF | SF |  | 0.904 | 80
Auto Repair | Retail - Small | 4.89 | 5,150 SF | SF
Big Box Retail | Retail - Single-Story Large | 3.43 | 130,500 SF | SF |  |  | EUL
Community College | Education - Community College | 1.9 | 800 students | People |  |  | 10
Dormitory | Multi-Family (Common Areas) | 17.2 | 500 residents | People
Elementary School | Education - Primary School | 0.6 | 300 students | People
Fast Food Restaurant | Restaurant - Fast-Food | 500 |  | Restaurant
Full-Service Restaurant | Restaurant - Sit-Down | 2500 |  | Restaurant
Grocery | Grocery | 3.43 | 50,000 SF | SF
High School | Education - Secondary School | 1.9 | 800 students | People
Hospital | Health/Medical - Hospital | 54.42 | 250,000 SF | SF
Hotel | Lodging - Hotel | 45.52 | 200,000 SF | SF
Large Office | Office - Large | 1 | 500 employees | People
Large Retail | Retail - Single-Story Large | 3.43 | 130,000 SF | SF
Light Industrial | Manufacturing – 1 Shift/Light Industrial | 4.89 | 100,000 SF | SF
Motel | Lodging - Hotel | 45.52 | 30,000 SF | SF
Refrigerated Warehouse | Warehouse - Refrigerated | 0.93 | 92,000 SF | SF
Religious | Assembly | 7.02 | 11,000 SF | SF
Small Office | Office - Small | 1 | 25 employees | People
Small Retail | Retail - Small | 3.43 | 8,000 SF | SF
University | Education - University | 0.6 | 2,000 students | People
Warehouse | Warehouse - Refrigerated | 0.93 | 500,000 SF | SF
Other | Office - Small | 4.89 |  | SF
ARC/DCV
Question |  | Baseline Economizer Status | New Economizer as part of upgrade | EconomizerStatus | Economizer Message |  |  | Facility Type (All) | Building (ARC) | Building (DCV) | ETDF_summer peak | ETDF_winter peak
Yes |  | Yes | Yes | YesYes | ERROR: Review new economizer question, should be 'No' if existing economizer |  |  | Assembly | Assembly | Assembly | 0.000692 | 0.001105
No |  | Yes | No | YesNo | ARC Savings |  |  | Default (non-garage) | Office - Small | Default (non-garage) | 0.000692 | 0.001105
|  | No | Yes | NoYes | ARC & Economizer Savings. NOTE: Use with Dual Enthalpy Economizer Measure (row 74-83) |  |  | Education - Primary School | Education - University | Education - Primary School | 0.0010188 | 0.0012313
|  | No | No | NoNo | DCV Savings |  |  | Education - Secondary School | Education - University | Education - Secondary School | 0.0008522 | 0.0009643
[8 empty] | Education - University | Education - University | Education - University | 0.0008522 | 0.0009643
Measure Description | Measure |  | Heating Type | Heat_electric | Heat_non-electric | DCV Savings Type |  | Garage | Garage | Garage | 0.000692 | 0.001105
ARC: DCV, but not a VFD | DCV |  | Electric Heat - Heat Pump | 1 | 0 | 2 |  | Grocery | Grocery | Default (non-garage) | 0.000692 | 0.001105
ARC: DCV with two-speed VFD | DCV_VFD2 |  | Electric Heat - Electric Resistance | 1 | 0 | 3 |  | Health/Medical - Nursing Home | Health/Medical - Nursing Home | Default (non-garage) | 0.0003778 | 0.001547
ARC: DCV with three-speed/variable speed VFD | DCV_VFD3 |  | Gas Heat | 0 | 1 | 1 |  | Lodging - Hotel | Health/Medical - Nursing Home | Lodging - Hotel | 0.00056525 | 0.0010026
No Economizer: DCV Only | DCV_only |  | No Heat | 0 | 0 | 0 |  | Manufacturing | Manufacturing | Manufacturing | 0.000692 | 0.001105
[8 empty] | Office - Healthcare | Office - Small | Office – Healthcare | 0.0006711 | 0.0013316
Building (ARC) | Measure | Concat | Cooling Savings (kWh/ton) | Demand Reduction (kW/ton) | Electric Heating Savings (kWh/ton) | Gas Savings (Therms/ton) |  | Office - Large | Office - Small | Office - Large | 0.0003938 | 0.0010677
Assembly | DCV | AssemblyDCV | 73 | 0.048 | 730 | 6 |  | Office - Small | Office - Small | Office - Small | 0.0010049 | 0.0012355
Health/Medical - Nursing Home | DCV | Health/Medical - Nursing HomeDCV | 12 | 0.021 | 74 | 0.6 |  | Religious Building | Religious Building | Religious Building | 0.000692 | 0.001105
Education - University | DCV | Education - UniversityDCV | 97 | 0.007 | 443 | 3.6 |  | Restaurant | Restaurant | Restaurant | 0.0007826 | 0.0007381
Storage - Conditioned | DCV | Storage - ConditionedDCV | 6 | 0.007 | 205 | 1.7 |  | Retail - Multistory Large | Retail - Multistory Large | Retail - Multistory Large | 0.0008876 | 0.0010828
Retail - Small | DCV | Retail - SmallDCV | 72 | 0.046 | 386 | 3.2 |  | Retail - Single-Story Large | Retail - Single-Story Large | Retail - Single-Story Large | 0.0008139 | 0.00111
Garage | DCV | GarageDCV | 31 | 0.011 | 46 | 0.4 |  | Retail - Small | Retail - Small | Retail - Small | 0.0008139 | 0.00111
Grocery | DCV | GroceryDCV | 63 | 0.046 | 561 | 4.7 |  | Storage - Conditioned | Storage - Conditioned | Default (non-garage) | 0.0015434 | 0.0017429
Manufacturing | DCV | ManufacturingDCV | 19 | 0.01 | 31 | 0.3
Office - Small | DCV | Office - Small DCV | 23 | 0.012 | 183 | 1.5 |  | CF_summer | CF_winter
Religious Building | DCV | Religious BuildingDCV | 10 | 0 | 72 | 0.6 |  | 0.551 | 0
Restaurant | DCV | RestaurantDCV | 21 | 0.027 | 218 | 1.8
Retail - Multistory Large | DCV | Retail - Multistory LargeDCV | 49 | 0.044 | 197 | 1.7 |  | Building (DCV) | SFCool (kWh/1000 ft2) | SFHeat HP (kWh/1000 ft2) | SFHeat ER (kWh/1000 ft2) | SFHeat Gas (therms/1000 ft2)
Retail - Single-Story Large | DCV | Retail - Single-Story LargeDCV | 45 | 0.044 | 187 | 1.6 |  | Education - University | 457 | 855 | 2564 | 109
Assembly | DCV_VFD2 | AssemblyDCV_VFD2 | 176 | 0.09 | 792 | 6.5 |  | Retail - Small | 364 | 127 | 381 | 16.6
Health/Medical - Nursing Home | DCV_VFD2 | Health/Medical - Nursing HomeDCV_VFD2 | 584 | 0.09 | 52 | 0.4 |  | Default (non-garage) | 406 | 422 | 1265 | 53.9
Education - University | DCV_VFD2 | Education - UniversityDCV_VFD2 | 458 | 0.14 | 427 | 3.5 |  | Education - Primary School | 389 | 440 | 1319 | 56.2
Storage - Conditioned | DCV_VFD2 | Storage - ConditionedDCV_VFD2 | 348 | 0.076 | 71 | 0.6 |  | Office – Healthcare | 374 | 311 | 932 | 39.9
Retail - Small | DCV_VFD2 | Retail - SmallDCV_VFD2 | 955 | 0.382 | 292 | 2.4 |  | Education - Secondary School | 380 | 428 | 1283 | 54.6
Garage | DCV_VFD2 | GarageDCV_VFD2 | 522 | 0.057 | 34 | 0.3 |  | Lodging - Hotel | 417 | 142 | 426 | 18
Grocery | DCV_VFD2 | GroceryDCV_VFD2 | 507 | 0.098 | 523 | 4.4 |  | Manufacturing | 192 | 111 | 335 | 14.4
Manufacturing | DCV_VFD2 | ManufacturingDCV_VFD2 | 778 | 0.319 | 25 | 0.2 |  | Office - Large | 275 | 141 | 423 | 18.2
Office - Small | DCV_VFD2 | Office - Small DCV_VFD2 | 1067 | 0.373 | 49 | 0.4 |  | Office - Small | 295 | 157 | 469 | 20.1
Religious Building | DCV_VFD2 | Religious BuildingDCV_VFD2 | 944 | 0.447 | 80 | 0.7 |  | Religious Building | 840 | 1050 | 3149 | 134
Restaurant | DCV_VFD2 | RestaurantDCV_VFD2 | 579 | 0.15 | 166 | 1.4 |  | Restaurant | 553 | 754 | 2261 | 96.2
Retail - Multistory Large | DCV_VFD2 | Retail - Multistory LargeDCV_VFD2 | 709 | 0.126 | 115 | 1 |  | Retail - Multistory Large | 405 | 262 | 786 | 33.4
Retail - Single-Story Large | DCV_VFD2 | Retail - Single-Story LargeDCV_VFD2 | 747 | 0.179 | 150 | 1.3 |  | Retail - Single-Story Large | 279 | 173 | 518 | 22.2
Assembly | DCV_VFD3 | AssemblyDCV_VFD3 | 193 | 0.09 | 779 | 6.4 |  | Assembly | 634 | 1271 | 3812 | 162
Health/Medical - Nursing Home | DCV_VFD3 | Health/Medical - Nursing HomeDCV_VFD3 | 607 | 0.09 | 20 | 0.2 |  | Garage | 925 | 0 | 0 | 0
Education - University | DCV_VFD3 | Education - UniversityDCV_VFD3 | 485 | 0.14 | 412 | 3.4
Storage - Conditioned | DCV_VFD3 | Storage - ConditionedDCV_VFD3 | 389 | 0.076 | 52 | 0.4 |  | Data Export
Retail - Small | DCV_VFD3 | Retail - SmallDCV_VFD3 | 1002 | 0.382 | 271 | 2.2 |  | Advanced Rooftop Controls (ARC)
Garage | DCV_VFD3 | GarageDCV_VFD3 | 603 | 0.057 | 29 | 0.2 |  | Demand Control Ventilation
Grocery | DCV_VFD3 | GroceryDCV_VFD3 | 525 | 0.098 | 510 | 4.3
Manufacturing | DCV_VFD3 | ManufacturingDCV_VFD3 | 815 | 0.319 | 23 | 0.2 |  | EUL
Office - Small | DCV_VFD3 | Office - Small DCV_VFD3 | 1122 | 0.373 | 40 | 0.3 |  | 10
Religious Building | DCV_VFD3 | Religious BuildingDCV_VFD3 | 1063 | 0.449 | 92 | 0.8
Restaurant | DCV_VFD3 | RestaurantDCV_VFD3 | 613 | 0.15 | 140 | 1.2
Retail - Multistory Large | DCV_VFD3 | Retail - Multistory LargeDCV_VFD3 | 752 | 0.126 | 99 | 0.8
Retail - Single-Story Large | DCV_VFD3 | Retail - Single-Story LargeDCV_VFD3 | 777 | 0.179 | 139 | 1.2
Chiller Tune-Up
Equipment Type |  | ESF |  | EUL
Air Cooled |  | 0.045 |  | 3
Water Cooled, Positive Displacement
Water Cooled, Centrifugal
Switch Reluctance Motor
Equipment Type |  | Retrofit Type | Compressor Stage | Concat | ESF |  | EUL
Supply Fan Retrofit Only |  | Supply Fan Retrofit Only | HRSRM on Single Stage Compressor | Supply Fan Retrofit OnlyHRSRM on Single Stage Compressor | 0.585 |  | 12
Early Replacement |  | Supply Fan Retrofit Only | HRSRM on Single Two Stage Compressor | Supply Fan Retrofit OnlyHRSRM on Single Two Stage Compressor | 0.766
|  | Supply Fan Retrofit Only | HRSRM Variable Speed Compressor | Supply Fan Retrofit OnlyHRSRM Variable Speed Compressor | 0.813
Compressor Stage |  | Early Replacement | HRSRM on Single Stage Compressor | Early ReplacementHRSRM on Single Stage Compressor | 0.585
HRSRM on Single Stage Compressor |  | Early Replacement | HRSRM on Single Two Stage Compressor | Early ReplacementHRSRM on Single Two Stage Compressor | 0.766
HRSRM on Single Two Stage Compressor |  | Early Replacement | HRSRM Variable Speed Compressor | Early ReplacementHRSRM Variable Speed Compressor | 0.813
HRSRM Variable Speed Compressor
Duct Sealing and Insulation
Measure from NY TRM V11
Duct Location | TRF cooling | TRF heating |  | Duct System R-Value
Attic | 0.1 | 0.1 |  | Uninsulated
Garage | 0.1 | 0.1 |  | R-6
Crawl space, unvented, uninsulated | 0.6 | 0.6
Crawl Space, Unvented, Insulated Building Floor and Crawl Space walls | 0.6 | 0.3 |  | Cooling Type | Heating Type |  | EUL
Crawl Space, Unvented, Insulated Floor Only | 0.3 | 0.3 |  | AC | Electric Furnace |  | 18
Crawl Space, Vented, Uninsulated | 0.6 | 0.55 |  | Heat Pump | Heat Pump
Crawl Space, Insulated Building Floor and Crawl Space Walls | 0.63 | 0.6 |  | None | Gas
Crawl Space, Vented, Insulated Floor Only | 0.3 | 0.3 |  | CF from Harrisburg Climate Region
Basement, Uninsulated | 0.5 | 0.5 |  | CF
Basement, Insulated Walls | 0.6 | 0.6 |  | 0.451
Under-slab | 0.2 | 0.2
Duct Heating Distribution Efficiency in Select Building Types
Duct Total Leakage % | Duct System R-Value | Facility Type | Concat | Distribution System Efficiency Cooling | Distribution System Efficiency Heating |  | Building Type (MD) | Building Type (NY)
8% | Uninsulated | Assembly | 0.08UninsulatedAssembly | 0.877 | 0.902 |  | Assembly | Assembly
15% | Uninsulated | Assembly | 0.15UninsulatedAssembly | 0.866 | 0.871 |  | Education - Community College | Other
20% | Uninsulated | Assembly | 0.2UninsulatedAssembly | 0.856 | 0.851 |  | Education - Primary School | Other
25% | Uninsulated | Assembly | 0.25UninsulatedAssembly | 0.846 | 0.831 |  | Education - Relocatable Classroom | Other
30% | Uninsulated | Assembly | 0.3UninsulatedAssembly | 0.835 | 0.812 |  | Education - Secondary School | Other
8% | R-6 | Assembly | 0.08R-6Assembly | 0.955 | 0.94 |  | Education - University | Other
15% | R-6 | Assembly | 0.15R-6Assembly | 0.939 | 0.907 |  | Grocery | Other
20% | R-6 | Assembly | 0.2R-6Assembly | 0.927 | 0.884 |  | Health/Medical - Hospital | Other
25% | R-6 | Assembly | 0.25R-6Assembly | 0.913 | 0.863 |  | Health/Medical - Nursing Home | Other
30% | R-6 | Assembly | 0.3R-6Assembly | 0.899 | 0.842 |  | Lodging - Hotel | Other
8% | Uninsulated | Full Service Restaurant | 0.08UninsulatedFull Service Restaurant | 0.831 | 0.813 |  | Manufacturing – Bio Tech/High Tech | Other
15% | Uninsulated | Full Service Restaurant | 0.15UninsulatedFull Service Restaurant | 0.828 | 0.786 |  | Manufacturing – 1 Shift/Light Industrial | Other
20% | Uninsulated | Full Service Restaurant | 0.2UninsulatedFull Service Restaurant | 0.824 | 0.768 |  | Multi-Family (Common Areas) | Other
25% | Uninsulated | Full Service Restaurant | 0.25UninsulatedFull Service Restaurant | 0.82 | 0.751 |  | Office - Large | Other
30% | Uninsulated | Full Service Restaurant | 0.3UninsulatedFull Service Restaurant | 0.815 | 0.734 |  | Office - Small | Other
8% | R-6 | Full Service Restaurant | 0.08R-6Full Service Restaurant | 0.961 | 0.903 |  | Restaurant - Fast-Food | Full Service Restaurant
15% | R-6 | Full Service Restaurant | 0.15R-6Full Service Restaurant | 0.958 | 0.864 |  | Restaurant - Sit-Down | Full Service Restaurant
20% | R-6 | Full Service Restaurant | 0.2R-6Full Service Restaurant | 0.953 | 0.839 |  | Retail - Multistory Large | Other
25% | R-6 | Full Service Restaurant | 0.25R-6Full Service Restaurant | 0.946 | 0.815 |  | Retail - Single-Story Large | Other
30% | R-6 | Full Service Restaurant | 0.3R-6Full Service Restaurant | 0.937 | 0.793 |  | Retail - Small | Small Retail
8% | Uninsulated | Small Retail | 0.08UninsulatedSmall Retail | 0.824 | 0.649 |  | Storage - Conditioned | Other
15% | Uninsulated | Small Retail | 0.15UninsulatedSmall Retail | 0.817 | 0.616 |  | Warehouse - Refrigerated | Other
20% | Uninsulated | Small Retail | 0.2UninsulatedSmall Retail | 0.811 | 0.595 |  | Other | Other
25% | Uninsulated | Small Retail | 0.25UninsulatedSmall Retail | 0.804 | 0.574
30% | Uninsulated | Small Retail | 0.3UninsulatedSmall Retail | 0.796 | 0.556
8% | R-6 | Small Retail | 0.08R-6Small Retail | 0.931 | 0.787
15% | R-6 | Small Retail | 0.15R-6Small Retail | 0.92 | 0.736
20% | R-6 | Small Retail | 0.2R-6Small Retail | 0.911 | 0.704
25% | R-6 | Small Retail | 0.25R-6Small Retail | 0.901 | 0.674
30% | R-6 | Small Retail | 0.3R-6Small Retail | 0.891 | 0.646
8% | Uninsulated | Other | 0.08UninsulatedOther | 0.846 | 0.792
15% | Uninsulated | Other | 0.15UninsulatedOther | 0.838 | 0.763
20% | Uninsulated | Other | 0.2UninsulatedOther | 0.831 | 0.743
25% | Uninsulated | Other | 0.25UninsulatedOther | 0.824 | 0.724
30% | Uninsulated | Other | 0.3UninsulatedOther | 0.816 | 0.707
8% | R-6 | Other | 0.08R-6Other | 0.949 | 0.882
15% | R-6 | Other | 0.15R-6Other | 0.937 | 0.841
20% | R-6 | Other | 0.2R-6Other | 0.928 | 0.815
25% | R-6 | Other | 0.25R-6Other | 0.917 | 0.79
30% | R-6 | Other | 0.3R-6Other | 0.905 | 0.767
Electric Chiller
Baseline Condition | Equipment Type | Compliance Path |  | EUL
Time of Sale | Air Cooled | Path A |  | 23
Early Replacement | Water Cooled, Positive Displacement | Path B
Water Cooled, Centrifugal
Equipment Type | Compliance Path | Size Category | Concat | Full Load Base | IPLV Base
Air Cooled | Path A | <150 tons | Air CooledPath A<150 tons | 1.1881 | 0.87591 | Converted from EER to kW/ton by dividing 12/EER
Air Cooled | Path A | ≥150 tons | Air CooledPath A≥150 tons | 1.1881 | 0.85714
Air Cooled | Path B | <150 tons | Air CooledPath B<150 tons | 1.2371 | 0.75949
Air Cooled | Path B | ≥150 tons | Air CooledPath B≥150 tons | 1.2371 | 0.74534
Water Cooled, Positive Displacement | Path A | <75 tons | Water Cooled, Positive DisplacementPath A<75 tons | 0.75 | 0.6
Water Cooled, Positive Displacement | Path A | ≥75 to <150 tons | Water Cooled, Positive DisplacementPath A≥75 to <150 tons | 0.72 | 0.56
Water Cooled, Positive Displacement | Path A | ≥150 to <300 tons | Water Cooled, Positive DisplacementPath A≥150 to <300 tons | 0.66 | 0.54
Water Cooled, Positive Displacement | Path A | ≥300 to <600 tons | Water Cooled, Positive DisplacementPath A≥300 to <600 tons | 0.61 | 0.52
Water Cooled, Positive Displacement | Path A | ≥600 tons | Water Cooled, Positive DisplacementPath A≥600 tons | 0.56 | 0.5
Water Cooled, Positive Displacement | Path B | <75 tons | Water Cooled, Positive DisplacementPath B<75 tons | 0.78 | 0.5
Water Cooled, Positive Displacement | Path B | ≥75 to <150 tons | Water Cooled, Positive DisplacementPath B≥75 to <150 tons | 0.75 | 0.49
Water Cooled, Positive Displacement | Path B | ≥150 to <300 tons | Water Cooled, Positive DisplacementPath B≥150 to <300 tons | 0.68 | 0.44
Water Cooled, Positive Displacement | Path B | ≥300 to <600 tons | Water Cooled, Positive DisplacementPath B≥300 to <600 tons | 0.625 | 0.41
Water Cooled, Positive Displacement | Path B | ≥600 tons | Water Cooled, Positive DisplacementPath B≥600 tons | 0.585 | 0.38
Water Cooled, Centrifugal | Path A | <150 tons | Water Cooled, CentrifugalPath A<150 tons | 0.61 | 0.55
Water Cooled, Centrifugal | Path A | ≥150 to <300 tons | Water Cooled, CentrifugalPath A≥150 to <300 tons | 0.61 | 0.55
Water Cooled, Centrifugal | Path A | ≥300 to <400 tons | Water Cooled, CentrifugalPath A≥300 to <400 tons | 0.56 | 0.52
Water Cooled, Centrifugal | Path A | ≥400 to <600 tons | Water Cooled, CentrifugalPath A≥400 to <600 tons | 0.56 | 0.5
Water Cooled, Centrifugal | Path A | ≥600 tons | Water Cooled, CentrifugalPath A≥600 tons | 0.56 | 0.5
Water Cooled, Centrifugal | Path B | <150 tons | Water Cooled, CentrifugalPath B<150 tons | 0.695 | 0.44
Water Cooled, Centrifugal | Path B | ≥150 to <300 tons | Water Cooled, CentrifugalPath B≥150 to <300 tons | 0.635 | 0.4
Water Cooled, Centrifugal | Path B | ≥300 to <400 tons | Water Cooled, CentrifugalPath B≥300 to <400 tons | 0.595 | 0.39
Water Cooled, Centrifugal | Path B | ≥400 to <600 tons | Water Cooled, CentrifugalPath B≥400 to <600 tons | 0.585 | 0.38
Water Cooled, Centrifugal | Path B | ≥600 tons | Water Cooled, CentrifugalPath B≥600 tons | 0.585 | 0.38
Bathroom Exhaust Fans
Fan Capacity | Light Installed? |  | Hours | WFHe |  |  | Bathroom Fan |  | HF | Conversion | nHeat | %FossilHeat |  | EUL
2.8 | Yes |  | 945 | 0.956 |  | ETDF_summer peak | ETDF_winter peak |  | 0.47 | 0.003412 | 0.8 | 0.37 |  | 12
3.5 | No |  |  |  |  | 0.0001015 | 0.0001106
Lighting
Space Type | Building Type | WHF Building Type Mapping |  | C&I Downstream Lighting Parameters
Auditorium/Gym | Education | School |  | Building Type | Space Type | CONCAT | Hours of Use | Summer CF | Winter CF |  |  |  | Contractors
Auto Repair Workshop | Grocery | Retail |  | Education | Auditorium/Gym | Education Auditorium/Gym | 2032 | 0.34 | 0.35 |  |  |  | Aircon Engineering Inc.
Classroom/Lecture | Health | Other |  | Education | Classroom/Lecture | Education Classroom/Lecture | 1505 | 0.22 | 0.2 |  |  |  | Energy Select LLC
Comm/Ind Work (General High Bay) | Hotel/Lodging | Other |  | Education | Computer Room/Data Processing | Education Computer Room/Data Processing | 2032 | 0.34 | 0.35 |  |  |  | HBS Solutions Inc
Comm/Ind Work (General Low Bay) | Office | Office |  | Education | Corridor/Hallways | Education Corridor/Hallways | 5052 | 0.78 | 0.75 |  |  |  | kW Efficiency
Comm/Ind Work (Precision) | Retail | Retail |  | Education | Locker and Dressing Room | Education Locker and Dressing Room | 2032 | 0.34 | 0.35 |  |  |  | National Resource Management, Inc.
Common Area Hallways[2] | Warehouse/Industrial | Warehouse |  | Education | Office (Executive/Private) | Education Office (Executive/Private) | 2084 | 0.57 | 0.26 |  |  |  | Willdan Energy Solutions
Computer Room/Data Processing | Other | Other |  | Education | Office (General) | Education Office (General) | 4252 | 0.67 | 0.46 |  |  |  | American Energy Services
Conference Room | All | All |  | Education | Office (Open Plan) | Education Office (Open Plan) | 2888 | 0.7 | 0.54 |  |  |  | Cenergetix
Copy Room |  |  |  | Education | Storage (Conditioned) | Education Storage (Conditioned) | 2032 | 0.34 | 0.35 |  |  |  | GreenerVolts
Corridor/Hallways | HVAC Type |  |  | Education | Vacant (Conditioned) | Education Vacant (Conditioned) | 2032 | 0.34 | 0.35 |  |  |  | RIFE
Dining Area | AC/ NonElec |  |  | Grocery | Retail Sales/Showroom | Grocery Retail Sales/Showroom | 7374 | 0.98 | 0.93 |  |  |  | Daikin
Exercise Centers/Gymnasium | NoAC/ ElecRes |  |  | Grocery | Storage (Conditioned) | Grocery Storage (Conditioned) | 6027 | 0.84 | 0.82 |  |  |  | M.S. Johnston
Exhibit Display Area/Museum | AC/ ElecRes |  |  | Grocery | Storage (Walk-In Refrigerator/Freezer) | Grocery Storage (Walk-In Refrigerator/Freezer) | 5851 | 0.99 | 0.98
Kitchen/Break room & Food Prep | Heat Pump |  |  | Health | Copy Room | Health Copy Room | 2964 | 0.61 | 0.41
Laundry | None/Gas |  |  | Health | Corridor/Hallways | Health Corridor/Hallways | 6191 | 0.9 | 0.77
Library |  |  |  | Health | Exhibit Display Area/Museum | Health Exhibit Display Area/Museum | 2964 | 0.61 | 0.41
Loading Dock |  |  |  | Health | Laundry | Health Laundry | 2964 | 0.61 | 0.41
Lobby (Main Entry and Assembly) |  |  |  | Health | Locker and Dressing Room | Health Locker and Dressing Room | 2964 | 0.61 | 0.41
Lobby (Office Reception/Waiting) |  |  |  | Health | Medical Offices and Exam rooms | Health Medical Offices and Exam rooms | 2964 | 0.61 | 0.41
Locker and Dressing Room |  |  |  | Health | Patient Rooms | Health Patient Rooms | 2964 | 0.61 | 0.41
Mechanical/Electrical Room |  |  |  | Health | Storage (Conditioned) | Health Storage (Conditioned) | 2964 | 0.61 | 0.41
Medical Offices and Exam rooms |  |  |  | Hotel/Lodging | Common Areas | Hotel/Lodging Common Areas | 6138 | 0.85 | 0.24
Non-Hallway Common Areas[1] |  |  |  | Hotel/Lodging | Guest Rooms | Hotel/Lodging Guest Rooms | 2390 | 0.46 | 0.4
Office (Executive/Private) |  |  |  | Multi-Family | Common Area Hallways[2] | Multi-Family Common Area Hallways[2] | 7669 | 0.87 | 0.88
Office (General) |  |  |  | Multi-Family | Non-Hallway Common Areas[1] | Multi-Family Non-Hallway Common Areas[1] | 5091 | 0.75 | 0.63
Office (Open Plan) |  |  |  | Office | Computer Room/Data Processing | Office Computer Room/Data Processing | 2897 | 0.69 | 0.48
Other |  |  |  | Office | Copy Room | Office Copy Room | 2897 | 0.69 | 0.48
Outside/Outdoor Area |  |  |  | Office | Corridor/Hallways | Office Corridor/Hallways | 4092 | 0.64 | 0.71
Parking Garage |  |  |  | Office | Lobby (Main Entry and Assembly) | Office Lobby (Main Entry and Assembly) | 6569 | 0.91 | 0.8
Patient Rooms |  |  |  | Office | Office (General) | Office Office (General) | 3009 | 0.7 | 0.48
Residential |  |  |  | Office | Smoking Lounge | Office Smoking Lounge | 2897 | 0.69 | 0.48
Restrooms |  |  |  | Office | Storage (Conditioned) | Office Storage (Conditioned) | 2897 | 0.69 | 0.48
Retail Sales/Showroom |  |  |  | Retail | Lobby (Main Entry and Assembly) | Retail Lobby (Main Entry and Assembly) | 6417 | 0.99 | 0.63
Smoking Lounge |  |  |  | Retail | Office (General) | Retail Office (General) | 3175 | 0.73 | 0.4
Storage (Conditioned & Walk-In Refrigerator/Freezer) |  |  |  | Retail | Restrooms | Retail Restrooms | 5816 | 0.94 | 0.7
Storage (Conditioned) |  |  |  | Retail | Retail Sales/Showroom | Retail Retail Sales/Showroom | 5192 | 0.98 | 0.64
Storage (Refrigerated/Freezer),Walk-in |  |  |  | Warehouse/Industrial | Auto Repair Workshop | Warehouse/Industrial Auto Repair Workshop | 5482 | 0.93 | 0.49
Storage (Unconditioned) |  |  |  | Warehouse/Industrial | Comm/Ind Work (General High Bay) | Warehouse/Industrial Comm/Ind Work (General High Bay) | 5103 | 0.94 | 0.86
Storage (Walk-In Refrigerator/Freezer) |  |  |  | Warehouse/Industrial | Comm/Ind Work (General Low Bay) | Warehouse/Industrial Comm/Ind Work (General Low Bay) | 7110 | 0.98 | 0.78
Vacant (Conditioned) |  |  |  | Warehouse/Industrial | Comm/Ind Work (Precision) | Warehouse/Industrial Comm/Ind Work (Precision) | 3338 | 0.69 | 0.44
|  |  |  | Warehouse/Industrial | Office (General) | Warehouse/Industrial Office (General) | 2868 | 0.74 | 0.36
|  |  |  | Warehouse/Industrial | Restrooms | Warehouse/Industrial Restrooms | 4213 | 0.53 | 0.47
|  |  |  | Warehouse/Industrial | Storage (Conditioned & Walk-In Refrigerator/Freezer) | Warehouse/Industrial Storage (Conditioned & Walk-In Refrigerator/Freezer) | 4530 | 0.82 | 0.4
|  |  |  | Warehouse/Industrial | Storage (Refrigerated/Freezer),Walk-in | Warehouse/Industrial Storage (Refrigerated/Freezer),Walk-in | 3338 | 0.69 | 0.44
|  |  |  | Warehouse/Industrial | Vacant (Conditioned) | Warehouse/Industrial Vacant (Conditioned) | 3338 | 0.69 | 0.44
C&I Downstream Lighting Parameters
Primary Heating Type | Class Sector |  |  | Building Type | Space Type | Hours of Use | Summer CF | Winter CF
Electric | Commercial |  |  | All | Auto Repair Workshop | 6189 | 0.89 | 0.61
Non Electric | Industrial |  |  | All | Classroom/Lecture | 1584 | 0.24 | 0.2
Oil | Institutional |  |  | All | Comm/Ind Work (General High Bay) | 4790 | 0.91 | 0.82
Propane | Non Profit |  |  | All | Comm/Ind Work (General Low Bay) | 6775 | 0.95 | 0.77
None | Multifamily |  |  | All | Conference Room | 1201 | 0.3 | 0.16
| Government (State/County/Municipal) |  |  | All | Corridor/Hallways | 5670 | 0.86 | 0.73
|  |  |  | All | Dining Area | 2962 | 0.53 | 0.51
Lighting_Facility_Type |  |  |  | All | Exercise Centers/Gymnasium | 4833 | 0.82 | 0.6
|  |  |  | All | Kitchen/Break room & Food Prep | 3522 | 0.74 | 0.42
|  |  |  | All | Library | 1957 | 0.46 | 0.31
|  |  |  | All | Loading Dock | 7358 | 0.97 | 0.62
HVAC Type | Contractor_Specific_Interior |  |  | All | Lobby (Main Entry and Assembly) | 5947 | 0.82 | 0.71
Heat Pump | Heat Pump |  |  | All | Lobby (Office Reception/Waiting) | 3425 | 0.87 | 0.49
AC/ NonElec | Non Electric Heating With AC |  |  | All | Mechanical/Electrical Room | 5026 | 0.74 | 0.46
NoAC/ ElecRes | Baseboard Electric with No AC |  |  | All | Office (Executive/Private) | 1753 | 0.44 | 0.2
AC/ ElecRes | Baseboard Electric with AC |  |  | All | Office (General) | 3001 | 0.67 | 0.43
None/Gas | Non Electric Heating With No AC |  |  | All | Office (Open Plan) | 3159 | 0.82 | 0.49
None/Gas | Unconditioned |  |  | All | Other | 3438 | 0.64 | 0.4
Unknown | Unknown |  |  | All | Parking Garage | 8678 | 0.98 | 0.99
|  |  |  | All | Outside/Outdoor Area | 3604 | 0.11 | 0.58
Contractor_Specific_Exterior |  |  |  | All | Restrooms | 2521 | 0.42 | 0.3
Unconditioned |  |  |  | All | Retail Sales/Showroom | 6152 | 0.97 | 0.78
|  |  |  | All | Storage (Conditioned & Walk-In Refrigerator/Freezer) | 4672 | 0.81 | 0.44
Lighting_Facility_Type_Exterior | Space Type Exterior |  |  | All | Storage (Unconditioned) | 2930 | 0.64 | 0.4
All | Parking Garage
All | Outside/Outdoor Area
|  |  |  | Facility_Type | Space_type_reference | Exterior Space Type | HOU by Building Type
|  |  |  | Education | Education | Parking Garage | 3302
Existing Fixture Type | Name Manager |  |  | Grocery | Grocery | Outside/Outdoor Area | 7272
PAR Incandescent | PAR |  |  | Health | Health |  | 4911
R Lamps Incandescent | RLAMPS |  |  | Hotel/Lodging | Hotel |  | 7839
A Lamps Incandescent | ALAMPS |  |  | Office | Office |  | 3076
MR16 Lamps Incandescent | MR16LAMPS |  |  | Retail | Retail |  | 5282
Globes Incandescent | GLOBES |  |  | Warehouse/Industrial | Warehouse |  | 4921
Flame Tip Incandescent | FLAME |  |  | Other | All |  | 5964
2' T12 Fixture | TwoT12 |  |  | All | All |  | 5964
3' T12 Fixture | ThreeT12
4' T12 Fixture | FourT12
4' T5 Fixture | FourT5 |  |  | Category | Fixture Description | Concated List Category:Fixture Description | Measure Name Text | SBDI Catalog ID | BTU Catalog ID | DIY INCENTIVE
6' T12 Fixture | SixT12
8' T12 Fixture | EightT12
2' T8 Fixture | TwoT8 |  |  | HID Canopy | LED Canopy 1- 40W | HID Canopy LED Canopy 1- 40W | LED Parking Canopy Luminaires and Retrofit Kits | 88355 | 88336
3' T8 Fixture | ThreeT8 |  |  | HID Canopy | LED Canopy 41-70W | HID Canopy LED Canopy 41-70W | LED Parking Canopy Luminaires and Retrofit Kits | 88355 | 88336
4' T8 Fixture | FourT8 |  |  | HID Canopy | LED Canopy 71 -100W | HID Canopy LED Canopy 71 -100W | LED Parking Canopy Luminaires and Retrofit Kits | 88355 | 88336
6' T8 Fixture | SixT8 |  |  | HID Canopy | LED Canopy 101+W | HID Canopy LED Canopy 101+W | LED Parking Canopy Luminaires and Retrofit Kits | 88355 | 88336
8' T8 Fixture | EightT8 |  |  | HID Flood | LED Flood 1-20W | HID Flood LED Flood 1-20W | Exterior LED Flood and Spot Luminaires | 88359 | 88335
HID Fixtures | HID |  |  | HID Flood | LED Flood 21-40W | HID Flood LED Flood 21-40W | Exterior LED Flood and Spot Luminaires | 88359 | 88335
Circline Fluorescent Fixtures | CIRCLINE |  |  | HID Flood | LED Flood 41- 80W | HID Flood LED Flood 41- 80W | Exterior LED Flood and Spot Luminaires | 88359 | 88335
EXIT SIGNS | EXIT |  |  | HID Flood | LED Flood 81-150W | HID Flood LED Flood 81-150W | Exterior LED Flood and Spot Luminaires | 88359 | 88335
Plug-In CFLs | PLUGIN |  |  | HID Flood | LED Flood 151-200W | HID Flood LED Flood 151-200W | Exterior LED Flood and Spot Luminaires | 88359 | 88335
LEDs | LED |  |  | HID Flood | LED Flood 201-300W | HID Flood LED Flood 201-300W | Exterior LED Flood and Spot Luminaires | 88359 | 88335
|  |  |  | HID Flood | LED Flood 301+W | HID Flood LED Flood 301+W | Exterior LED Flood and Spot Luminaires | 88359 | 88335
|  |  |  | HID High Bay | LED High Bay 1-65W | HID High Bay LED High Bay 1-65W | LED High-Bay Luminaires and Retrofit Kits | 88353 | 88337
Sensor Type | Description | Measure Name Text | Measure Life | HID High Bay | LED High Bay 66-90W | HID High Bay LED High Bay 66-90W | LED High-Bay Luminaires and Retrofit Kits | 88353 | 88337
NONE | No Sensor | None | 0 | HID High Bay | LED High Bay 91-110W | HID High Bay LED High Bay 91-110W | LED High-Bay Luminaires and Retrofit Kits | 88353 | 88337
WALL OCC | Occupancy Sensor - Wall Mounted | Occupancy Sensors | 8 | HID High Bay | LED High Bay 111-165W | HID High Bay LED High Bay 111-165W | LED High-Bay Luminaires and Retrofit Kits | 88353 | 88337
FIXTURE OCC | Occupancy Sensor - Fixture Mounted | Occupancy Sensors | 8 | HID High Bay | LED High Bay 166-209W | HID High Bay LED High Bay 166-209W | LED High-Bay Luminaires and Retrofit Kits | 88353 | 88337
REMOTE OCC | Occupancy Sensor - Remote Mounted | Occupancy Sensors | 8 | HID High Bay | LED High Bay 210+W | HID High Bay LED High Bay 210+W | LED High-Bay Luminaires and Retrofit Kits | 88353 | 88337
DAYLIGHT & OCC | Daylight & Occupancy sensor - Fixture Mounted | Daylight Dimming Control | 8 | HID Pole | LED Pole Light 1-60W | HID Pole LED Pole Light 1-60W | LED Outdoor Pole/Arm- or Wall-Mounted Area and Roadway | 88356 | 88332
NETWORK | Networked Lighting Controls | Networked Lighting Control | 10 | HID Pole | LED Pole Light 61-90W | HID Pole LED Pole Light 61-90W | LED Outdoor Pole/Arm- or Wall-Mounted Area and Roadway | 88356 | 88332
|  |  |  | HID Pole | LED Pole Light 91-110W | HID Pole LED Pole Light 91-110W | LED Outdoor Pole/Arm- or Wall-Mounted Area and Roadway | 88356 | 88332
Efficient Fixture Type | Name Manager |  |  | HID Pole | LED Pole Light 111-150W | HID Pole LED Pole Light 111-150W | LED Outdoor Pole/Arm- or Wall-Mounted Area and Roadway | 88356 | 88332
HID Canopy | HIDCANOPY |  |  | HID Pole | LED Pole Light 151-200W | HID Pole LED Pole Light 151-200W | LED Outdoor Pole/Arm- or Wall-Mounted Area and Roadway | 88356 | 88332
HID Flood | HIDFLOOD |  |  | HID Pole | LED Pole Light 201-300W | HID Pole LED Pole Light 201-300W | LED Outdoor Pole/Arm- or Wall-Mounted Area and Roadway | 88356 | 88332
HID High Bay | HIDHIGHBAY |  |  | HID Pole | LED Outdoor Pole 301+W | HID Pole LED Outdoor Pole 301+W | LED Outdoor Pole/Arm- or Wall-Mounted Area and Roadway | 88356 | 88332
HID Pole | HIDPOLE |  |  | HID Relamp | LED HID Self-ballasted Lamp 1-18W | HID Relamp LED HID Self-ballasted Lamp 1-18W | LED High-Intensity Discharge Screw Base | 88374 | 88346
HID Relamp | HIDRELAMP |  |  | HID Relamp | LED HID Self-ballasted Lamp 19-27W | HID Relamp LED HID Self-ballasted Lamp 19-27W | LED High-Intensity Discharge Screw Base | 88374 | 88346
HID Wall Pack | HIDWALLPACK |  |  | HID Relamp | DIY - LED HID Self-ballasted Lamp 1-27W | HID Relamp DIY - LED HID Self-ballasted Lamp 1-27W | LED High-Intensity Discharge Screw Base | 88374 | 88346 | 37
Exit Signs | EXITSIGNS |  |  | HID Relamp | LED HID Self-ballasted Lamp 28-40W | HID Relamp LED HID Self-ballasted Lamp 28-40W | LED High-Intensity Discharge Screw Base | 88374 | 88346
2FT Integrated Fixture | TWOINT |  |  | HID Relamp | LED HID Self-ballasted Lamp 41-63W | HID Relamp LED HID Self-ballasted Lamp 41-63W | LED High-Intensity Discharge Screw Base | 88374 | 88346
4FT Integrated Fixture | FOURINT |  |  | HID Relamp | DIY - LED HID Self-ballasted Lamp 28-60W | HID Relamp DIY - LED HID Self-ballasted Lamp 28-60W | LED High-Intensity Discharge Screw Base | 88374 | 88346 | 122
8FT Integrated Fixture | EIGHTINT |  |  | HID Relamp | LED HID Self-ballasted Lamp 61-80W | HID Relamp LED HID Self-ballasted Lamp 61-80W | LED High-Intensity Discharge Screw Base | 88374 | 88346
LED Downlight | DOWNLIGHT |  |  | HID Relamp | LED HID Self-ballasted Lamp 81-110W | HID Relamp LED HID Self-ballasted Lamp 81-110W | LED High-Intensity Discharge Screw Base | 88374 | 88346
Downlight Retrofit | DOWNLIGHTRTF |  |  | HID Relamp | DIY - LED HID Self-ballasted Lamp 61+W | HID Relamp DIY - LED HID Self-ballasted Lamp 61+W | LED High-Intensity Discharge Screw Base | 88374 | 88346 | 196
LED Integrated Fixture | LEDINT |  |  | HID Relamp | LED HID Self-ballasted Lamp 111+W | HID Relamp LED HID Self-ballasted Lamp 111+W | LED High-Intensity Discharge Screw Base | 88374 | 88346
2FT PL TLED | TLED2PL |  |  | HID Wall Pack | LED Wall Pack 1-30W | HID Wall Pack LED Wall Pack 1-30W | Exterior LED Flood and Spot Luminaires | 88359 | 88335
2FT T8 TLED | TLED2T8 |  |  | HID Wall Pack | LED Wall Pack 31-60W | HID Wall Pack LED Wall Pack 31-60W | Exterior LED Flood and Spot Luminaires | 88359 | 88335
2FT UT8 TLED | TLED2UT8 |  |  | HID Wall Pack | LED Wall Pack 61+W | HID Wall Pack LED Wall Pack 61+W | Exterior LED Flood and Spot Luminaires | 88359 | 88335
3FT T8 TLED | TLED3T8 |  |  | Exit Signs | LED EXIT LIGHT (New Fixture) | Exit Signs LED EXIT LIGHT (New Fixture) | Exit Signs | 88360 | 88334
4FT T8 TLED | TLED4T8 |  |  | 2FT Integrated Fixture | LED 2x2 Retrofit Kit 1-17W | 2FT Integrated Fixture LED 2x2 Retrofit Kit 1-17W | LED 1x4, 2x2, and 2x4 Luminaires and Retrofit Kits | 88352 | 88331
4' Fixture (4ft LED Tubes) | TUBE4FT |  |  | 2FT Integrated Fixture | LED 2x2 Retrofit Kit 18+W | 2FT Integrated Fixture LED 2x2 Retrofit Kit 18+W | LED 1x4, 2x2, and 2x4 Luminaires and Retrofit Kits | 88352 | 88331
8FT T8 TLED (8FT Tube) | TUBE8FT |  |  | 2FT Integrated Fixture | LED 2x2 Troffer 1-20W | 2FT Integrated Fixture LED 2x2 Troffer 1-20W | LED 1x4, 2x2, and 2x4 Luminaires and Retrofit Kits | 88352 | 88331
4FT T5 LED | TLED4T5 |  |  | 2FT Integrated Fixture | LED 2x2 Troffer 21+W | 2FT Integrated Fixture LED 2x2 Troffer 21+W | LED 1x4, 2x2, and 2x4 Luminaires and Retrofit Kits | 88352 | 88331
Pin Lamp | PINLAMP |  |  | 2FT Integrated Fixture | LED 2' Strip 1-18W | 2FT Integrated Fixture LED 2' Strip 1-18W | LED 1x4, 2x2, and 2x4 Luminaires and Retrofit Kits | 88352 | 88331
|  |  |  | 2FT Integrated Fixture | LED 2' Strip 19+W | 2FT Integrated Fixture LED 2' Strip 19+W | LED 1x4, 2x2, and 2x4 Luminaires and Retrofit Kits | 88352 | 88331
Sensor Building Type | Control Savings Factor (Network) |  |  | 2FT Integrated Fixture | LED 2' Wrap 1-18W | 2FT Integrated Fixture LED 2' Wrap 1-18W | LED 1x4, 2x2, and 2x4 Luminaires and Retrofit Kits | 88352 | 88331
Assembly | 0.28 |  |  | 2FT Integrated Fixture | LED 2' Wrap 19+W | 2FT Integrated Fixture LED 2' Wrap 19+W | LED 1x4, 2x2, and 2x4 Luminaires and Retrofit Kits | 88352 | 88331
Manufacturing | 0.4 |  |  | 4FT Integrated Fixture | LED 1x4 Troffer 1-26W | 4FT Integrated Fixture LED 1x4 Troffer 1-26W | LED 1x4, 2x2, and 2x4 Luminaires and Retrofit Kits | 88352 | 88331
Office | 0.64 |  |  | 4FT Integrated Fixture | LED 1x4 Troffer 27+W | 4FT Integrated Fixture LED 1x4 Troffer 27+W | LED 1x4, 2x2, and 2x4 Luminaires and Retrofit Kits | 88352 | 88331
School | 0.41 |  |  | 4FT Integrated Fixture | LED 2x4 Troffer 1-26W | 4FT Integrated Fixture LED 2x4 Troffer 1-26W | LED 1x4, 2x2, and 2x4 Luminaires and Retrofit Kits | 88352 | 88331
Restaurant | 0.59 |  |  | 4FT Integrated Fixture | LED 2x4 Troffer 27-30W | 4FT Integrated Fixture LED 2x4 Troffer 27-30W | LED 1x4, 2x2, and 2x4 Luminaires and Retrofit Kits | 88352 | 88331
Retail | 0.44 |  |  | 4FT Integrated Fixture | LED 2x4 Retrofit kit 1-27W | 4FT Integrated Fixture LED 2x4 Retrofit kit 1-27W | LED 1x4, 2x2, and 2x4 Luminaires and Retrofit Kits | 88352 | 88331
Warehouse | 0.68 |  |  | 4FT Integrated Fixture | LED 2x4 Retrofit kit 28+W | 4FT Integrated Fixture LED 2x4 Retrofit kit 28+W | LED 1x4, 2x2, and 2x4 Luminaires and Retrofit Kits | 88352 | 88331
Other | 0.49 |  |  | 4FT Integrated Fixture | LED 2x4 Troffer 31-40W | 4FT Integrated Fixture LED 2x4 Troffer 31-40W | LED 1x4, 2x2, and 2x4 Luminaires and Retrofit Kits | 88352 | 88331
|  |  |  | 4FT Integrated Fixture | LED 2x4 Troffer 41+W | 4FT Integrated Fixture LED 2x4 Troffer 41+W | LED 1x4, 2x2, and 2x4 Luminaires and Retrofit Kits | 88352 | 88331
Sensor Installation Type | BLC |  |  | 4FT Integrated Fixture | LED 4' Strip 1-26W | 4FT Integrated Fixture LED 4' Strip 1-26W | LED 1x4, 2x2, and 2x4 Luminaires and Retrofit Kits | 88352 | 88331
Retrofit – Space with pre-existing occupancy or photo sensors | 0.28 |  |  | 4FT Integrated Fixture | LED 4' Strip 27-30W | 4FT Integrated Fixture LED 4' Strip 27-30W | LED 1x4, 2x2, and 2x4 Luminaires and Retrofit Kits | 88352 | 88331
Retrofit – Space with no pre-existing controls | 0 |  |  | 4FT Integrated Fixture | LED 4' Strip 31-45W | 4FT Integrated Fixture LED 4' Strip 31-45W | LED 1x4, 2x2, and 2x4 Luminaires and Retrofit Kits | 88352 | 88331
|  |  |  | 4FT Integrated Fixture | LED 4' Strip 46+W | 4FT Integrated Fixture LED 4' Strip 46+W | LED 1x4, 2x2, and 2x4 Luminaires and Retrofit Kits | 88352 | 88331
Measure Name | Measure Category |  |  | 4FT Integrated Fixture | LED 4' Wrap 1-26W | 4FT Integrated Fixture LED 4' Wrap 1-26W | LED 1x4, 2x2, and 2x4 Luminaires and Retrofit Kits | 88352 | 88331
Occupancy Sensor - Wall Mounted | Occupancy Sensors |  |  | 4FT Integrated Fixture | LED 4' Wrap 27-30W | 4FT Integrated Fixture LED 4' Wrap 27-30W | LED 1x4, 2x2, and 2x4 Luminaires and Retrofit Kits | 88352 | 88331
Occupancy Sensor - Fixture Mounted | Occupancy Sensors |  |  | 4FT Integrated Fixture | LED 4' Wrap 31-45W | 4FT Integrated Fixture LED 4' Wrap 31-45W | LED 1x4, 2x2, and 2x4 Luminaires and Retrofit Kits | 88352 | 88331
Occupancy Sensor - Remote Mounted | Occupancy Sensors |  |  | 4FT Integrated Fixture | LED 4' Wrap 46+W | 4FT Integrated Fixture LED 4' Wrap 46+W | LED 1x4, 2x2, and 2x4 Luminaires and Retrofit Kits | 88352 | 88331
Daylight & Occupancy sensor - Fixture Mounted | Daylight Dimming Control |  |  | 8FT Integrated Fixture | LED 8' Strip 1-50W | 8FT Integrated Fixture LED 8' Strip 1-50W | LED 1x4, 2x2, and 2x4 Luminaires and Retrofit Kits | 88352 | 88331
Networked Lighting Controls | Networked Lighting Control |  |  | 8FT Integrated Fixture | LED 8' Strip 51-62W | 8FT Integrated Fixture LED 8' Strip 51-62W | LED 1x4, 2x2, and 2x4 Luminaires and Retrofit Kits | 88352 | 88331
|  |  |  | 8FT Integrated Fixture | LED 8' Strip 63-75W | 8FT Integrated Fixture LED 8' Strip 63-75W | LED 1x4, 2x2, and 2x4 Luminaires and Retrofit Kits | 88352 | 88331
Natural Gas Available |  |  |  | 8FT Integrated Fixture | LED 8' Strip 76-90W | 8FT Integrated Fixture LED 8' Strip 76-90W | LED 1x4, 2x2, and 2x4 Luminaires and Retrofit Kits | 88352 | 88331
Yes |  |  |  | 8FT Integrated Fixture | LED 8' Strip 91+W | 8FT Integrated Fixture LED 8' Strip 91+W | LED 1x4, 2x2, and 2x4 Luminaires and Retrofit Kits | 88352 | 88331
No |  |  |  | 8FT Integrated Fixture | LED 8' Wrap 1-50W | 8FT Integrated Fixture LED 8' Wrap 1-50W | LED 1x4, 2x2, and 2x4 Luminaires and Retrofit Kits | 88352 | 88331
|  |  |  | 8FT Integrated Fixture | LED 8' Wrap 51-62W | 8FT Integrated Fixture LED 8' Wrap 51-62W | LED 1x4, 2x2, and 2x4 Luminaires and Retrofit Kits | 88352 | 88331
|  |  |  | 8FT Integrated Fixture | LED 8' Wrap 63-75W | 8FT Integrated Fixture LED 8' Wrap 63-75W | LED 1x4, 2x2, and 2x4 Luminaires and Retrofit Kits | 88352 | 88331
|  |  |  | 8FT Integrated Fixture | LED 8' Wrap 76-90W | 8FT Integrated Fixture LED 8' Wrap 76-90W | LED 1x4, 2x2, and 2x4 Luminaires and Retrofit Kits | 88352 | 88331
|  |  |  | 8FT Integrated Fixture | LED 8' Wrap 91+W | 8FT Integrated Fixture LED 8' Wrap 91+W | LED 1x4, 2x2, and 2x4 Luminaires and Retrofit Kits | 88352 | 88331
|  |  |  | LED Downlight | LED Downlight 1-13W | LED Downlight LED Downlight 1-13W | SSL (LED) Recessed Downlight - with inseparable parts | 88358 | 88338
|  |  |  | LED Downlight | LED Downlight 14-17W | LED Downlight LED Downlight 14-17W | SSL (LED) Recessed Downlight - with inseparable parts | 88358 | 88338
|  |  |  | LED Downlight | LED Downlight 18-24W | LED Downlight LED Downlight 18-24W | SSL (LED) Recessed Downlight - with inseparable parts | 88358 | 88338
|  |  |  | LED Downlight | LED Downlight 25+W | LED Downlight LED Downlight 25+W | SSL (LED) Recessed Downlight - with inseparable parts | 88358 | 88338
|  |  |  | Downlight Retrofit | LED Downlight Retrofit kit 1-11W | Downlight Retrofit LED Downlight Retrofit kit 1-11W | SSL (LED) Recessed Downlight - W Replaceable Components | 88362 | 88342
|  |  |  | Downlight Retrofit | LED Downlight Retrofit kit 12+W | Downlight Retrofit LED Downlight Retrofit kit 12+W | SSL (LED) Recessed Downlight - W Replaceable Components | 88362 | 88342
|  |  |  | LED Integrated Fixture | LED Surface Mounted Fixture 1-15W | LED Integrated Fixture LED Surface Mounted Fixture 1-15W | SSL (LED) Recessed Downlight - with inseparable parts | 88358 | 88338
|  |  |  | LED Integrated Fixture | LED Surface Mounted Fixture 16-20W | LED Integrated Fixture LED Surface Mounted Fixture 16-20W | SSL (LED) Recessed Downlight - with inseparable parts | 88358 | 88338
|  |  |  | LED Integrated Fixture | LED Surface Mounted Fixture 21+W | LED Integrated Fixture LED Surface Mounted Fixture 21+W | SSL (LED) Recessed Downlight - with inseparable parts | 88358 | 88338
|  |  |  | 2FT PL TLED | LED (1) 2' PL Tube (Relamp) | 2FT PL TLED LED (1) 2' PL Tube (Relamp) | LED Four-Foot Linear Replacement Lamps | 88361 | 88340
|  |  |  | 2FT PL TLED | LED (1) 2' PL Tube w/ Ballast (Retrofit) | 2FT PL TLED LED (1) 2' PL Tube w/ Ballast (Retrofit) | LED 1x4, 2x2, and 2x4 Luminaires and Retrofit Kits | 88352 | 88331
|  |  |  | 2FT PL TLED | DIY - LED (1) 2' PL Tube (Relamp) | 2FT PL TLED DIY - LED (1) 2' PL Tube (Relamp) | LED Four-Foot Linear Replacement Lamps | 88361 | 88340 | 23
|  |  |  | 2FT T8 TLED | LED (1) 2' T8 Tube (Relamp) | 2FT T8 TLED LED (1) 2' T8 Tube (Relamp) | LED Four-Foot Linear Replacement Lamps | 88361 | 88340
|  |  |  | 2FT T8 TLED | LED (1) 2' T8 Tube w/ Ballast (Retrofit) | 2FT T8 TLED LED (1) 2' T8 Tube w/ Ballast (Retrofit) | LED 1x4, 2x2, and 2x4 Luminaires and Retrofit Kits | 88352 | 88331
|  |  |  | 2FT T8 TLED | DIY - LED (1) 2' T8 Tube (Relamp) | 2FT T8 TLED DIY - LED (1) 2' T8 Tube (Relamp) | LED Four-Foot Linear Replacement Lamps | 88361 | 88340 | 20
|  |  |  | 2FT UT8 TLED | LED (1) 2' U T8 Tube (Relamp) | 2FT UT8 TLED LED (1) 2' U T8 Tube (Relamp) | LED Four-Foot Linear Replacement Lamps | 88361 | 88340
|  |  |  | 2FT UT8 TLED | LED (1) 2' U T8 Tube w/ Ballast (Retrofit) | 2FT UT8 TLED LED (1) 2' U T8 Tube w/ Ballast (Retrofit) | LED 1x4, 2x2, and 2x4 Luminaires and Retrofit Kits | 88352 | 88331
|  |  |  | 2FT UT8 TLED | DIY - LED (1) 2' U T8 Tube (Relamp) | 2FT UT8 TLED DIY - LED (1) 2' U T8 Tube (Relamp) | LED Four-Foot Linear Replacement Lamps | 88361 | 88340 | 23
|  |  |  | 3FT T8 TLED | LED (1) 3' T8 Tube (Relamp) | 3FT T8 TLED LED (1) 3' T8 Tube (Relamp) | LED Four-Foot Linear Replacement Lamps | 88361 | 88340
|  |  |  | 3FT T8 TLED | DIY - LED (1) 3' T8 Tube (Relamp) | 3FT T8 TLED DIY - LED (1) 3' T8 Tube (Relamp) | LED Four-Foot Linear Replacement Lamps | 88361 | 88340 | 21
|  |  |  | 3FT T8 TLED | LED (1) 3' T8 Tube w/ Ballast (Retrofit) | 3FT T8 TLED LED (1) 3' T8 Tube w/ Ballast (Retrofit) | LED 1x4, 2x2, and 2x4 Luminaires and Retrofit Kits | 88352 | 88331
|  |  |  | 4FT T8 TLED | LED (1) 4' T8 Tube (Relamp) | 4FT T8 TLED LED (1) 4' T8 Tube (Relamp) | LED Four-Foot Linear Replacement Lamps | 88361 | 88340
|  |  |  | 4FT T8 TLED | DIY - LED (1) 4' T8 Tube (Relamp) | 4FT T8 TLED DIY - LED (1) 4' T8 Tube (Relamp) | LED Four-Foot Linear Replacement Lamps | 88361 | 88340 | 22
|  |  |  | 4FT T8 TLED | LED (1) 4' T8 Tube w/ Ballast (Retrofit) | 4FT T8 TLED LED (1) 4' T8 Tube w/ Ballast (Retrofit) | LED Four-Foot Linear Replacement Lamps | 88361 | 88340
|  |  |  | 4' Fixture (4ft LED Tubes) | LED (1) 4' T5 Tube (Relamp) | 4' Fixture (4ft LED Tubes) LED (1) 4' T5 Tube (Relamp) | LED Four-Foot Linear Replacement Lamps | 88361 | 88340
|  |  |  | 4' Fixture (4ft LED Tubes) | DIY - LED (1) 4' T5 Tube (Relamp) | 4' Fixture (4ft LED Tubes) DIY - LED (1) 4' T5 Tube (Relamp) | LED Four-Foot Linear Replacement Lamps | 88361 | 88340 | 22
|  |  |  | 4' Fixture (4ft LED Tubes) | LED (1) 4' T5 Tube w/ Ballast (Retrofit) | 4' Fixture (4ft LED Tubes) LED (1) 4' T5 Tube w/ Ballast (Retrofit) | LED 1x4, 2x2, and 2x4 Luminaires and Retrofit Kits | 88352 | 88331
|  |  |  | 8FT T8 TLED (8FT Tube) | LED (1) 8' T8 Tube (Relamp) | 8FT T8 TLED (8FT Tube) LED (1) 8' T8 Tube (Relamp) | LED Four-Foot Linear Replacement Lamps | 88361 | 88340
|  |  |  | 8FT T8 TLED (8FT Tube) | LED (1) 8' T8 Tube w/ Ballast (Retrofit) | 8FT T8 TLED (8FT Tube) LED (1) 8' T8 Tube w/ Ballast (Retrofit) | LED Four-Foot Linear Replacement Lamps | 88361 | 88340
|  |  |  | 8FT T8 TLED (8FT Tube) | DIY- LED (1) 8' T8 Tube (Relamp) | 8FT T8 TLED (8FT Tube) DIY- LED (1) 8' T8 Tube (Relamp) | LED Four-Foot Linear Replacement Lamps | 88361 | 88340 | 38
|  |  |  | 4FT T5 LED | LED (1) 4' T5 Tube (Relamp) | 4FT T5 LED LED (1) 4' T5 Tube (Relamp) | LED Four-Foot Linear Replacement Lamps | 88361 | 88340
|  |  |  | 4FT T5 LED | DIY - LED (1) 4' T5 Tube (Relamp) | 4FT T5 LED DIY - LED (1) 4' T5 Tube (Relamp) | LED Four-Foot Linear Replacement Lamps | 88361 | 88340 | 22
|  |  |  | 4FT T5 LED | LED (1) 4' T5 Tube w/ Ballast (Retrofit) | 4FT T5 LED LED (1) 4' T5 Tube w/ Ballast (Retrofit) | LED 1x4, 2x2, and 2x4 Luminaires and Retrofit Kits | 88352 | 88331
|  |  |  | Controls |  | Networked Lighting Controls | Networked Lighting Control | 88381 | 88345
[6 empty] | Occupancy Sensor - Fixture Mounted | Occupancy Sensors | 88363 | 88309
[6 empty] | Occupancy Sensor - Remote Mounted | Occupancy Sensors | 88363 | 88309
[6 empty] | Occupancy Sensor - Wall Mounted | Occupancy Sensors | 88363 | 88309
[6 empty] | Daylight Dimming Control Daylight & Occupancy sensor - Fixture Mounted | Daylight Dimming Control | 88380 | 88343
|  |  |  | Pin Lamp | LED 4-PIN Downlight Lamp | Pin Lamp LED 4-PIN Downlight Lamp | SSL (LED) Recessed Downlight - W Replaceable Components | 88362 | 88342
|  |  |  | Pin Lamp | DIY - LED 4-Pin Downlight Lamp | Pin Lamp DIY - LED 4-Pin Downlight Lamp | SSL (LED) Recessed Downlight - W Replaceable Components | 88362 | 88342 | 35
| Building Type | AC (PJM) | AC/ NonElec | AC/ ElecRes | Heat Pump | NoAC/ ElecRes | Unknown | None/Gas | Unknown | AC/ NonElec | NoAC/ ElecRes | AC/ ElecRes | Heat Pump
| Office | 1.31 | 1.1 | 0.85 | 0.94 | 0.75 | 1 | 1 | 0.68 | 0.68 | 0.18 | 0.18 | 0.6
| Retail | 1.25 | 1.06 | 0.83 | 0.95 | 0.77 | 1 | 1 | 0.83 | 0.83 | 0.41 | 0.41 | 0.71
| School | 1.45 | 1.1 | 0.81 | 0.96 | 0.71 | 1 | 1 | 0.93 | 0.93 | 0.16 | 0.16 | 0.59
| Warehouse | 1.21 | 1.02 | 0.75 | 0.89 | 0.73 | 1 | 1 | 0.91 | 0.91 | 0.23 | 0.23 | 0.62
| Other | 1.31 | 1.08 | 0.82 | 0.93 | 0.74 | 1 | 1 | 0.89 | 0.89 | 0.2 | 0.2 | 0.61
|  | WHFd_cool |  |  |  | WHFe |  |  | WHFd_heat
| Project Building Type | AC (PJM) | AC/ NonElec | AC/ ElecRes | Heat Pump | NoAC/ ElecRes | Unknown | None/Gas | Unknown | AC/ NonElec | NoAC/ ElecRes | AC/ ElecRes | Heat Pump
| #N/A | #N/A | #N/A | #N/A | #N/A | #N/A | #N/A | #N/A | #N/A | #N/A | #N/A | #N/A | #N/A
|  | HVAC Type | Contractor_Specific_Interior | DSMT
|  | Heat Pump | Heat Pump | Heat Pump
|  | AC/ NonElec | Non Electric Heating With AC | Other with AC
|  | NoAC/ ElecRes | Baseboard Electric with No AC | Electric Resistance Heat only
|  | AC/ ElecRes | Baseboard Electric with AC | Electric Resistance Heat with AC
|  | None/Gas | Non Electric Heating With No AC | Other
|  | None/Gas | Unconditioned | None
|  | Unknown | Unknown | None
Misc
Advanced Power Strips
Plug Load ETDF
Facility Type | ETDF_Summer Peak | ETDF_Winter Peak
Full Service Restaurant | 0.0001481 | 0.000113 |  | EUL
Hospital | 9.77e-05 | 0.0001028 |  | 5
Large Hotel | 0.0001121 | 0.0001273
Large Office | 0.0001135 | 0.0001274
Medium Office | 0.0001175 | 0.000126
Outpatient | 0.0001407 | 0.0001283
Primary School | 0.0001265 | 0.0001487
Quick Service Restaurant | 0.0001481 | 0.0001128
Retail Standalone | 0.0001728 | 0.0001251
Retail Strip mall | 0.0001407 | 0.0001164
Secondary School | 8.56e-05 | 0.0001539
Small Hotel | 7.14e-05 | 0.0001165
Small Office | 0.0001196 | 0.0001226
Warehouse | 0.0001656 | 0.0001385
Other | 1.293e-05 | 0.0001232
Strip Type | End-Use | Concat | ERP |  | Strip Tier | Location | Location
Tier 1 | Workstation | Tier 1Workstation | 0.247 |  | Tier 1 | Workstation | 332
Tier 1 | Workstation with power management (network or local) | Tier 1Workstation with power management (network or local) | 0.04 |  | Tier 2 | Workstation with power management (network or local)
Tier 1 | Workstation with unknown power management | Tier 1Workstation with unknown power management | 0.143 |  |  | Workstation with unknown power management
Tier 2 | Workstation | Tier 2Workstation | 0.3
Tier 2 | Workstation with power management (network or local) | Tier 2Workstation with power management (network or local) | 0.04
Tier 2 | Workstation with unknown power management | Tier 2Workstation with unknown power management | 0.17
Low Flow Aerators
Facility Type | Gallons per Unit per Day (A) | Unit | Estimated % Hot Water from Faucets (B) | Multiplier (C) | Unit | Days per Year (D) | Annual Gallons Mixed Water per Faucet (A*B*C*D) | Annual Recovery Hours | CF
Small Office | 1 | person | 100 | 10 | employees per faucet | 250 | 2500 | 20 | 0.0064
Large Office | 1 | person | 100 | 45 | employees per faucet | 250 | 11250 | 92 | 0.0288
Fast Food Restaurant | 0.7 | meal/day | 50 | 75 | meals per faucet | 365 | 9581 | 78 | 0.0084
Sit-Down Restaurant | 2.4 | meal/day | 50 | 36 | meals per faucet | 365 | 15768 | 129 | 0.0184
Retail | 2 | employee | 100 | 5 | employees per faucet | 365 | 3650 | 30 | 0.0043
Grocery | 2 | employee | 100 | 5 | employees per faucet | 365 | 3650 | 30 | 0.0043
Warehouse | 2 | employee | 100 | 5 | employees per faucet | 250 | 2500 | 20 | 0.0064
Elementary School | 0.6 | person | 50 | 50 | students per faucet | 200 | 3000 | 24 | 0.0096
Jr High/High School | 1.8 | person | 50 | 50 | students per faucet | 200 | 9000 | 73 | 0.0288
Health | 90 | patient | 25 | 2 | patients per faucet | 365 | 16425 | 134 | 0.0144
Motel | 20 | room | 25 | 1 | faucet per room | 365 | 1825 | 15 | 0.0006
Hotel | 14 | room | 25 | 1 | faucet per room | 365 | 1278 | 10 | 0.0004
Other | 1 | employee | 100 | 20 | employees per faucet | 250 | 5000 | 41 | 0.0128
Installation Location | GPM_base | GPM_low | Water Temp |  | EUL
Bathroom | 1.39 | 0.94 | 86 |  | 10
Kitchen | 1.39 | 0.94 | 93
Health Care | 3.1 | 2.09 | 110
Unknown | 1.39 | 0.94 | 91
DHW Fuel | %Electric_DHW | %Fossil_DHW |  | Supply Temp | RE_electric | ISR | IL Total Water Energy Factor | GPH | RE_gas
Electric | 100% | 0% |  | 50.7 | 98% | 0.5 | 5010 | 53.9 | 67%
Fossil Fuel | 0% | 100%
Unknown | 27.6% | 72.4%
Electric Water Heater Pipe Insulation
Facility Type | Summer ETDF | Winter ETDF |  | Pipe Diameter (in) | Motor Controls | DHW Supply Temp
Education | 0.0002545 | 0.0001161 |  | 0.5 | Uncontrolled | 110
Hospital | 0.0002011 | 0.0001158 |  | 0.75 | Runtime Restricted | 115
Outpatient | 0.000302 | 0.0001311 |  | 1 |  | 120
Institutional/Public Service | 0.000259 | 0.0001413 |  |  |  | 125
Lodging | 0.000121 | 0.0001626 |  |  |  | 130
Miscellaneous/Other | 0.000259 | 0.0001413 |  |  |  | 135
Office | 0.000249 | 0.0001606 |  |  |  | 140
Restaurant | 0.0001525 | 0.0001426
Retail | 0.000256 | 0.0001426 |  |  | EUL
Warehouse | 0.0003018 | 8.16e-05 |  |  | 15
Motor Controls | Nominal Pipe Diameter (in) | DHW Supply Temp | Concat | kWh/ft
Uncontrolled | 0.5 | 110 | Uncontrolled0.5110 | 48.3
Uncontrolled | 0.75 | 110 | Uncontrolled0.75110 | 51.4
Uncontrolled | 1 | 110 | Uncontrolled1110 | 54.2
Runtime Restricted | 0.5 | 110 | Runtime Restricted0.5110 | 11.5
Runtime Restricted | 0.75 | 110 | Runtime Restricted0.75110 | 12.2
Runtime Restricted | 1 | 110 | Runtime Restricted1110 | 12.9
Uncontrolled | 0.5 | 115 | Uncontrolled0.5115 | 56.2
Uncontrolled | 0.75 | 115 | Uncontrolled0.75115 | 59.5
Uncontrolled | 1 | 115 | Uncontrolled1115 | 62.3
Runtime Restricted | 0.5 | 115 | Runtime Restricted0.5115 | 13.3
Runtime Restricted | 0.75 | 115 | Runtime Restricted0.75115 | 14.1
Runtime Restricted | 1 | 115 | Runtime Restricted1115 | 14.8
Uncontrolled | 0.5 | 120 | Uncontrolled0.5120 | 64.6
Uncontrolled | 0.75 | 120 | Uncontrolled0.75120 | 68.1
Uncontrolled | 1 | 120 | Uncontrolled1120 | 71
Runtime Restricted | 0.5 | 120 | Runtime Restricted0.5120 | 15.3
Runtime Restricted | 0.75 | 120 | Runtime Restricted0.75120 | 16.2
Runtime Restricted | 1 | 120 | Runtime Restricted1120 | 16.8
Uncontrolled | 0.5 | 125 | Uncontrolled0.5125 | 73.4
Uncontrolled | 0.75 | 125 | Uncontrolled0.75125 | 77
Uncontrolled | 1 | 125 | Uncontrolled1125 | 79.8
Runtime Restricted | 0.5 | 125 | Runtime Restricted0.5125 | 17.4
Runtime Restricted | 0.75 | 125 | Runtime Restricted0.75125 | 18.3
Runtime Restricted | 1 | 125 | Runtime Restricted1125 | 19
Uncontrolled | 0.5 | 130 | Uncontrolled0.5130 | 82.7
Uncontrolled | 0.75 | 130 | Uncontrolled0.75130 | 86.5
Uncontrolled | 1 | 130 | Uncontrolled1130 | 89.3
Runtime Restricted | 0.5 | 130 | Runtime Restricted0.5130 | 19.6
Runtime Restricted | 0.75 | 130 | Runtime Restricted0.75130 | 20.5
Runtime Restricted | 1 | 130 | Runtime Restricted1130 | 21.2
Uncontrolled | 0.5 | 135 | Uncontrolled0.5135 | 92.3
Uncontrolled | 0.75 | 135 | Uncontrolled0.75135 | 96.3
Uncontrolled | 1 | 135 | Uncontrolled1135 | 99
Runtime Restricted | 0.5 | 135 | Runtime Restricted0.5135 | 21.9
Runtime Restricted | 0.75 | 135 | Runtime Restricted0.75135 | 22.9
Runtime Restricted | 1 | 135 | Runtime Restricted1135 | 23.5
Uncontrolled | 0.5 | 140 | Uncontrolled0.5140 | 102.6
Uncontrolled | 0.75 | 140 | Uncontrolled0.75140 | 106.8
Uncontrolled | 1 | 140 | Uncontrolled1140 | 109.5
Runtime Restricted | 0.5 | 140 | Runtime Restricted0.5140 | 24.4
Runtime Restricted | 0.75 | 140 | Runtime Restricted0.75140 | 25.4
Runtime Restricted | 1 | 140 | Runtime Restricted1140 | 26
Electrification
Air Source Heat Pump
Product Class | Size Category | Concat | Minimum Efficiency | Units | Source |  | Equipment Type |  | Baseline Condition | [7 empty] | Product Class | Size Category | Concat | Minimum Efficiency | Units | Source |  | Equipment Type
Furnace, gas fired | <225,000 Btu/hr | Furnace, gas fired<225,000 Btu/hr | 80% | AFUE | ASHRAE 90.1-2019 Appendix F |  | Gas-fired hot-water boiler |  | Time of Sale | [7 empty] | Furnace, gas fired | <225,000 Btu/hr | Furnace, gas fired<225,000 Btu/hr | 80% | AFUE | ASHRAE 90.1-2019 Appendix F |  | Gas-fired hot-water boiler
Furnace, gas fired | >= 225,000 Btu/hr | Furnace, gas fired>= 225,000 Btu/hr | 81% | Et | ASHRAE 90.1-2019 Chapter 6 |  | Gas-fired steam boiler |  | Early Replacement | [7 empty] | Furnace, gas fired | >= 225,000 Btu/hr | Furnace, gas fired>= 225,000 Btu/hr | 81% | Et | ASHRAE 90.1-2019 Chapter 6 |  | Gas-fired steam boiler
Furnace, gas fired | >=300,000 Btu/hr and <=2,500,000 Btu/hr | Furnace, gas fired>=300,000 Btu/hr and <=2,500,000 Btu/hr | 81% | Et | ASHRAE 90.1-2019 Chapter 6 |  | Oil-fired hot-water boiler | [9 empty] | Furnace, gas fired | >=300,000 Btu/hr and <=2,500,000 Btu/hr | Furnace, gas fired>=300,000 Btu/hr and <=2,500,000 Btu/hr | 81% | Et | ASHRAE 90.1-2019 Chapter 6 |  | Oil-fired hot-water boiler
Furnace, gas fired | >2,500,000 Btu/hr | Furnace, gas fired>2,500,000 Btu/hr | 81% | Et | ASHRAE 90.1-2019 Chapter 6 |  | Oil-fired steam boiler |  | UnitaryHeatPump | [7 empty] | Furnace, gas fired | >2,500,000 Btu/hr | Furnace, gas fired>2,500,000 Btu/hr | 81% | Et | ASHRAE 90.1-2019 Chapter 6 |  | Oil-fired steam boiler
Furnace, oil fired | <225,000 Btu/hr | Furnace, oil fired<225,000 Btu/hr | 83% | AFUE | ASHRAE 90.1-2019 Appendix F |  | Furnace, gas fired |  | Split | [7 empty] | Furnace, oil fired | <225,000 Btu/hr | Furnace, oil fired<225,000 Btu/hr | 83% | AFUE | ASHRAE 90.1-2019 Appendix F |  | Furnace, gas fired
Furnace, oil fired | >= 225,000 Btu/hr | Furnace, oil fired>= 225,000 Btu/hr | 82% | Et | ASHRAE 90.1-2019 Chapter 6 |  | Furnace, oil fired |  | Packaged | [7 empty] | Furnace, oil fired | >= 225,000 Btu/hr | Furnace, oil fired>= 225,000 Btu/hr | 82% | Et | ASHRAE 90.1-2019 Chapter 6 |  | Furnace, oil fired
Furnace, oil fired | >=300,000 Btu/hr and <=2,500,000 Btu/hr | Furnace, oil fired>=300,000 Btu/hr and <=2,500,000 Btu/hr | 82% | Et | ASHRAE 90.1-2019 Chapter 6 |  | Warm-air duct furnaces, gas fired | [9 empty] | Furnace, oil fired | >=300,000 Btu/hr and <=2,500,000 Btu/hr | Furnace, oil fired>=300,000 Btu/hr and <=2,500,000 Btu/hr | 82% | Et | ASHRAE 90.1-2019 Chapter 6 |  | Warm-air duct furnaces, gas fired
Furnace, oil fired | >2,500,000 Btu/hr | Furnace, oil fired>2,500,000 Btu/hr | 82% | Et | ASHRAE 90.1-2019 Chapter 6 |  | Warm-air unit heaters, oil fired |  | Units | [7 empty] | Furnace, oil fired | >2,500,000 Btu/hr | Furnace, oil fired>2,500,000 Btu/hr | 82% | Et | ASHRAE 90.1-2019 Chapter 6 |  | Warm-air unit heaters, oil fired
Electric Furnace | <225,000 Btu/hr | Electric Furnace<225,000 Btu/hr | 78% | AFUE | ASHRAE 90.1-2019 Appendix F |  |  |  | SEER2 | SEER2/HSPF2 | EER2/SEER2/HSPF2 | [5 empty] | Electric Furnace | <225,000 Btu/hr | Electric Furnace<225,000 Btu/hr | 78% | AFUE | ASHRAE 90.1-2019 Appendix F
Electric Furnace | >= 225,000 Btu/hr | Electric Furnace>= 225,000 Btu/hr | 78% | AFUE | ASHRAE 90.1-2019 Appendix F |  |  |  | SEER | SEER/HSPF | EER/SEER/HSPF | [5 empty] | Electric Furnace | >= 225,000 Btu/hr | Electric Furnace>= 225,000 Btu/hr | 78% | AFUE | ASHRAE 90.1-2019 Appendix F
Electric Furnace | >=300,000 Btu/hr and <=2,500,000 Btu/hr | Electric Furnace>=300,000 Btu/hr and <=2,500,000 Btu/hr | 78% | AFUE | ASHRAE 90.1-2019 Appendix F |  |  |  | IEER | IEER/COP | IEER/COP | [5 empty] | Electric Furnace | >=300,000 Btu/hr and <=2,500,000 Btu/hr | Electric Furnace>=300,000 Btu/hr and <=2,500,000 Btu/hr | 78% | AFUE | ASHRAE 90.1-2019 Appendix F
Electric Furnace | >2,500,000 Btu/hr | Electric Furnace>2,500,000 Btu/hr | 78% | AFUE | ASHRAE 90.1-2019 Appendix F | [11 empty] | Electric Furnace | >2,500,000 Btu/hr | Electric Furnace>2,500,000 Btu/hr | 78% | AFUE | ASHRAE 90.1-2019 Appendix F
Warm-air duct furnaces, gas fired | <225,000 Btu/hr | Warm-air duct furnaces, gas fired<225,000 Btu/hr | 80% | Ec | ASHRAE 90.1-2019 Chapter 6 |  |  |  | HeatingType | [7 empty] | Warm-air duct furnaces, gas fired | <225,000 Btu/hr | Warm-air duct furnaces, gas fired<225,000 Btu/hr | 80% | Ec | ASHRAE 90.1-2019 Chapter 6
Warm-air duct furnaces, gas fired | >= 225,000 Btu/hr | Warm-air duct furnaces, gas fired>= 225,000 Btu/hr | 80% | Ec | ASHRAE 90.1-2019 Chapter 6 |  |  |  | Electric Resistance | [7 empty] | Warm-air duct furnaces, gas fired | >= 225,000 Btu/hr | Warm-air duct furnaces, gas fired>= 225,000 Btu/hr | 80% | Ec | ASHRAE 90.1-2019 Chapter 6
Warm-air duct furnaces, gas fired | >=300,000 Btu/hr and <=2,500,000 Btu/hr | Warm-air duct furnaces, gas fired>=300,000 Btu/hr and <=2,500,000 Btu/hr | 80% | Ec | ASHRAE 90.1-2019 Chapter 6 |  |  |  | Other | [7 empty] | Warm-air duct furnaces, gas fired | >=300,000 Btu/hr and <=2,500,000 Btu/hr | Warm-air duct furnaces, gas fired>=300,000 Btu/hr and <=2,500,000 Btu/hr | 80% | Ec | ASHRAE 90.1-2019 Chapter 6
Warm-air duct furnaces, gas fired | >2,500,000 Btu/hr | Warm-air duct furnaces, gas fired>2,500,000 Btu/hr | 80% | Ec | ASHRAE 90.1-2019 Chapter 6 |  |  |  | None | [7 empty] | Warm-air duct furnaces, gas fired | >2,500,000 Btu/hr | Warm-air duct furnaces, gas fired>2,500,000 Btu/hr | 80% | Ec | ASHRAE 90.1-2019 Chapter 6
Warm-air unit heaters, gas fired | <225,000 Btu/hr | Warm-air unit heaters, gas fired<225,000 Btu/hr | 80% | Ec | ASHRAE 90.1-2019 Chapter 6 | [11 empty] | Warm-air unit heaters, gas fired | <225,000 Btu/hr | Warm-air unit heaters, gas fired<225,000 Btu/hr | 80% | Ec | ASHRAE 90.1-2019 Chapter 6
Warm-air unit heaters, gas fired | >= 225,000 Btu/hr | Warm-air unit heaters, gas fired>= 225,000 Btu/hr | 80% | Ec | ASHRAE 90.1-2019 Chapter 6 | [11 empty] | Warm-air unit heaters, gas fired | >= 225,000 Btu/hr | Warm-air unit heaters, gas fired>= 225,000 Btu/hr | 80% | Ec | ASHRAE 90.1-2019 Chapter 6
Warm-air unit heaters, gas fired | >=300,000 Btu/hr and <=2,500,000 Btu/hr | Warm-air unit heaters, gas fired>=300,000 Btu/hr and <=2,500,000 Btu/hr | 80% | Ec | ASHRAE 90.1-2019 Chapter 6 |  | Size Category | [9 empty] | Warm-air unit heaters, gas fired | >=300,000 Btu/hr and <=2,500,000 Btu/hr | Warm-air unit heaters, gas fired>=300,000 Btu/hr and <=2,500,000 Btu/hr | 80% | Ec | ASHRAE 90.1-2019 Chapter 6 |  | Size Category
Warm-air unit heaters, gas fired | >2,500,000 Btu/hr | Warm-air unit heaters, gas fired>2,500,000 Btu/hr | 80% | Ec | ASHRAE 90.1-2019 Chapter 6 |  | <225,000 Btu/hr | [9 empty] | Warm-air unit heaters, gas fired | >2,500,000 Btu/hr | Warm-air unit heaters, gas fired>2,500,000 Btu/hr | 80% | Ec | ASHRAE 90.1-2019 Chapter 6 |  | <225,000 Btu/hr
Warm-air unit heaters, oil fired | <225,000 Btu/hr | Warm-air unit heaters, oil fired<225,000 Btu/hr | 80% | Ec | ASHRAE 90.1-2019 Chapter 6 |  | >= 225,000 Btu/hr | [9 empty] | Warm-air unit heaters, oil fired | <225,000 Btu/hr | Warm-air unit heaters, oil fired<225,000 Btu/hr | 80% | Ec | ASHRAE 90.1-2019 Chapter 6 |  | >= 225,000 Btu/hr
Warm-air unit heaters, oil fired | >= 225,000 Btu/hr | Warm-air unit heaters, oil fired>= 225,000 Btu/hr | 80% | Ec | ASHRAE 90.1-2019 Chapter 6 |  | <225,000 Btu/hr | [9 empty] | Warm-air unit heaters, oil fired | >= 225,000 Btu/hr | Warm-air unit heaters, oil fired>= 225,000 Btu/hr | 80% | Ec | ASHRAE 90.1-2019 Chapter 6 |  | <225,000 Btu/hr
Warm-air unit heaters, oil fired | >=300,000 Btu/hr and <=2,500,000 Btu/hr | Warm-air unit heaters, oil fired>=300,000 Btu/hr and <=2,500,000 Btu/hr | 80% | Ec | ASHRAE 90.1-2019 Chapter 6 |  | >= 225,000 Btu/hr | [9 empty] | Warm-air unit heaters, oil fired | >=300,000 Btu/hr and <=2,500,000 Btu/hr | Warm-air unit heaters, oil fired>=300,000 Btu/hr and <=2,500,000 Btu/hr | 80% | Ec | ASHRAE 90.1-2019 Chapter 6 |  | >= 225,000 Btu/hr
Warm-air unit heaters, oil fired | >2,500,000 Btu/hr | Warm-air unit heaters, oil fired>2,500,000 Btu/hr | 80% | Ec | ASHRAE 90.1-2019 Chapter 6 |  | <225,000 Btu/hr | [9 empty] | Warm-air unit heaters, oil fired | >2,500,000 Btu/hr | Warm-air unit heaters, oil fired>2,500,000 Btu/hr | 80% | Ec | ASHRAE 90.1-2019 Chapter 6 |  | <225,000 Btu/hr
Gas-fired hot-water boiler | <225,000 Btu/hr | Gas-fired hot-water boiler<225,000 Btu/hr | 84% | AFUE | ASHRAE 90.1-2019 Appendix F |  | all capacities | [9 empty] | Gas-fired hot-water boiler | <225,000 Btu/hr | Gas-fired hot-water boiler<225,000 Btu/hr | 84% | AFUE | ASHRAE 90.1-2019 Appendix F |  | all capacities
Gas-fired hot-water boiler | >= 225,000 Btu/hr | Gas-fired hot-water boiler>= 225,000 Btu/hr | 84% | AFUE | ASHRAE 90.1-2019 Appendix F |  | all capacities | [9 empty] | Gas-fired hot-water boiler | >= 225,000 Btu/hr | Gas-fired hot-water boiler>= 225,000 Btu/hr | 84% | AFUE | ASHRAE 90.1-2019 Appendix F |  | all capacities
Gas-fired hot-water boiler | >=300,000 Btu/hr and <=2,500,000 Btu/hr | Gas-fired hot-water boiler>=300,000 Btu/hr and <=2,500,000 Btu/hr | 80% | Et | ASHRAE 90.1-2019 Chapter 6 |  | all capacities | [9 empty] | Gas-fired hot-water boiler | >=300,000 Btu/hr and <=2,500,000 Btu/hr | Gas-fired hot-water boiler>=300,000 Btu/hr and <=2,500,000 Btu/hr | 80% | Et | ASHRAE 90.1-2019 Chapter 6 |  | all capacities
Gas-fired hot-water boiler | >2,500,000 Btu/hr | Gas-fired hot-water boiler>2,500,000 Btu/hr | 82% | Ec | ASHRAE 90.1-2019 Chapter 6 |  | <300,000 Btu/hr | [9 empty] | Gas-fired hot-water boiler | >2,500,000 Btu/hr | Gas-fired hot-water boiler>2,500,000 Btu/hr | 82% | Ec | ASHRAE 90.1-2019 Chapter 6 |  | <300,000 Btu/hr
Gas-fired steam boiler | <225,000 Btu/hr | Gas-fired steam boiler<225,000 Btu/hr | 82% | AFUE | ASHRAE 90.1-2019 Appendix F |  | >=300,000 Btu/hr and <=2,500,000 Btu/hr | [9 empty] | Gas-fired steam boiler | <225,000 Btu/hr | Gas-fired steam boiler<225,000 Btu/hr | 82% | AFUE | ASHRAE 90.1-2019 Appendix F |  | >=300,000 Btu/hr and <=2,500,000 Btu/hr
Gas-fired steam boiler | >= 225,000 Btu/hr | Gas-fired steam boiler>= 225,000 Btu/hr | 82% | AFUE | ASHRAE 90.1-2019 Appendix F |  | >2,500,000 Btu/hr | [9 empty] | Gas-fired steam boiler | >= 225,000 Btu/hr | Gas-fired steam boiler>= 225,000 Btu/hr | 82% | AFUE | ASHRAE 90.1-2019 Appendix F |  | >2,500,000 Btu/hr
Gas-fired steam boiler | >=300,000 Btu/hr and <=2,500,000 Btu/hr | Gas-fired steam boiler>=300,000 Btu/hr and <=2,500,000 Btu/hr | 79% | Et | ASHRAE 90.1-2019 Chapter 6 |  | <300,000 Btu/hr | [9 empty] | Gas-fired steam boiler | >=300,000 Btu/hr and <=2,500,000 Btu/hr | Gas-fired steam boiler>=300,000 Btu/hr and <=2,500,000 Btu/hr | 79% | Et | ASHRAE 90.1-2019 Chapter 6 |  | <300,000 Btu/hr
Gas-fired steam boiler | >2,500,000 Btu/hr | Gas-fired steam boiler>2,500,000 Btu/hr | 79% | Et | ASHRAE 90.1-2019 Chapter 6 |  | >=300,000 Btu/hr and <=2,500,000 Btu/hr | [9 empty] | Gas-fired steam boiler | >2,500,000 Btu/hr | Gas-fired steam boiler>2,500,000 Btu/hr | 79% | Et | ASHRAE 90.1-2019 Chapter 6 |  | >=300,000 Btu/hr and <=2,500,000 Btu/hr
Oil-fired hot-water boiler | <225,000 Btu/hr | Oil-fired hot-water boiler<225,000 Btu/hr | 86% | AFUE | ASHRAE 90.1-2019 Appendix F |  | >2,500,000 Btu/hr | [9 empty] | Oil-fired hot-water boiler | <225,000 Btu/hr | Oil-fired hot-water boiler<225,000 Btu/hr | 86% | AFUE | ASHRAE 90.1-2019 Appendix F |  | >2,500,000 Btu/hr
Oil-fired hot-water boiler | >= 225,000 Btu/hr | Oil-fired hot-water boiler>= 225,000 Btu/hr | 86% | AFUE | ASHRAE 90.1-2019 Appendix F |  | <300,000 Btu/hr | [9 empty] | Oil-fired hot-water boiler | >= 225,000 Btu/hr | Oil-fired hot-water boiler>= 225,000 Btu/hr | 86% | AFUE | ASHRAE 90.1-2019 Appendix F |  | <300,000 Btu/hr
Oil-fired hot-water boiler | >=300,000 Btu/hr and <=2,500,000 Btu/hr | Oil-fired hot-water boiler>=300,000 Btu/hr and <=2,500,000 Btu/hr | 82% | Et | ASHRAE 90.1-2019 Chapter 6 |  | >=300,000 Btu/hr and <=2,500,000 Btu/hr | [9 empty] | Oil-fired hot-water boiler | >=300,000 Btu/hr and <=2,500,000 Btu/hr | Oil-fired hot-water boiler>=300,000 Btu/hr and <=2,500,000 Btu/hr | 82% | Et | ASHRAE 90.1-2019 Chapter 6 |  | >=300,000 Btu/hr and <=2,500,000 Btu/hr
Oil-fired hot-water boiler | >2,500,000 Btu/hr | Oil-fired hot-water boiler>2,500,000 Btu/hr | 84% | Ec | ASHRAE 90.1-2019 Chapter 6 |  | >2,500,000 Btu/hr | [9 empty] | Oil-fired hot-water boiler | >2,500,000 Btu/hr | Oil-fired hot-water boiler>2,500,000 Btu/hr | 84% | Ec | ASHRAE 90.1-2019 Chapter 6 |  | >2,500,000 Btu/hr
Oil-fired steam boiler | <225,000 Btu/hr | Oil-fired steam boiler<225,000 Btu/hr | 85% | AFUE | ASHRAE 90.1-2019 Appendix F |  | <300,000 Btu/hr | [9 empty] | Oil-fired steam boiler | <225,000 Btu/hr | Oil-fired steam boiler<225,000 Btu/hr | 85% | AFUE | ASHRAE 90.1-2019 Appendix F |  | <300,000 Btu/hr
Oil-fired steam boiler | >= 225,000 Btu/hr | Oil-fired steam boiler>= 225,000 Btu/hr | 85% | AFUE | ASHRAE 90.1-2019 Appendix F |  | >=300,000 Btu/hr | [9 empty] | Oil-fired steam boiler | >= 225,000 Btu/hr | Oil-fired steam boiler>= 225,000 Btu/hr | 85% | AFUE | ASHRAE 90.1-2019 Appendix F |  | >=300,000 Btu/hr
Oil-fired steam boiler | >=300,000 Btu/hr and <=2,500,000 Btu/hr | Oil-fired steam boiler>=300,000 Btu/hr and <=2,500,000 Btu/hr | 81% | Et | ASHRAE 90.1-2019 Chapter 6 |  | >2,500,000 Btu/hr | [9 empty] | Oil-fired steam boiler | >=300,000 Btu/hr and <=2,500,000 Btu/hr | Oil-fired steam boiler>=300,000 Btu/hr and <=2,500,000 Btu/hr | 81% | Et | ASHRAE 90.1-2019 Chapter 6 |  | >2,500,000 Btu/hr
Oil-fired steam boiler | >2,500,000 Btu/hr | Oil-fired steam boiler>2,500,000 Btu/hr | 81% | Et | ASHRAE 90.1-2019 Chapter 6 | [11 empty] | Oil-fired steam boiler | >2,500,000 Btu/hr | Oil-fired steam boiler>2,500,000 Btu/hr | 81% | Et | ASHRAE 90.1-2019 Chapter 6
[7 empty] | Measure | EUL | RUL
[7 empty] | Air Source Heat Pump | 15 | 5
[7 empty] | Ductless Mini Split Heat Pump | 15 | 5
Product Class | Size Category | Concat | Minimum Efficiency | Units | Source |  | VRF | 15 | 5 | [7 empty] | Product Class | Size Category | Concat | Minimum Efficiency | Units | Source
Furnace, gas fired | <225,000 Btu/hr | Furnace, gas fired<225,000 Btu/hr | 80% | AFUE | ASHRAE 90.1-2019 Appendix F |  | PTHP | 15 | 5 | [7 empty] | Furnace, gas fired | <225,000 Btu/hr | Furnace, gas fired<225,000 Btu/hr | 80% | AFUE | ASHRAE 90.1-2019 Appendix F
Furnace, oil fired | <225,000 Btu/hr | Furnace, oil fired<225,000 Btu/hr | 83% | AFUE | ASHRAE 90.1-2019 Appendix F |  | Heat Pump water Heater | 10 | 3.3333 | [7 empty] | Furnace, oil fired | <225,000 Btu/hr | Furnace, oil fired<225,000 Btu/hr | 83% | AFUE | ASHRAE 90.1-2019 Appendix F
Electric Furnace | <225,000 Btu/hr | Electric Furnace<225,000 Btu/hr | 78% | AFUE | ASHRAE 90.1-2019 Appendix F |  | Forklift Batteries | 15 | 5 | [7 empty] | Electric Furnace | <225,000 Btu/hr | Electric Furnace<225,000 Btu/hr | 78% | AFUE | ASHRAE 90.1-2019 Appendix F
Gas-fired hot-water boiler | <225,000 Btu/hr | Gas-fired hot-water boiler<225,000 Btu/hr | 84% | AFUE | ASHRAE 90.1-2019 Appendix F |  | Heat Pump Pool Heater | 8 | 2.6667 | [7 empty] | Gas-fired hot-water boiler | <225,000 Btu/hr | Gas-fired hot-water boiler<225,000 Btu/hr | 84% | AFUE | ASHRAE 90.1-2019 Appendix F
Gas-fired steam boiler | <225,000 Btu/hr | Gas-fired steam boiler<225,000 Btu/hr | 82% | AFUE | ASHRAE 90.1-2019 Appendix F | [11 empty] | Gas-fired steam boiler | <225,000 Btu/hr | Gas-fired steam boiler<225,000 Btu/hr | 82% | AFUE | ASHRAE 90.1-2019 Appendix F
Oil-fired hot-water boiler | <225,000 Btu/hr | Oil-fired hot-water boiler<225,000 Btu/hr | 86% | AFUE | ASHRAE 90.1-2019 Appendix F | [11 empty] | Oil-fired hot-water boiler | <225,000 Btu/hr | Oil-fired hot-water boiler<225,000 Btu/hr | 86% | AFUE | ASHRAE 90.1-2019 Appendix F
Oil-fired steam boiler | <225,000 Btu/hr | Oil-fired steam boiler<225,000 Btu/hr | 85% | AFUE | ASHRAE 90.1-2019 Appendix F | [11 empty] | Oil-fired steam boiler | <225,000 Btu/hr | Oil-fired steam boiler<225,000 Btu/hr | 85% | AFUE | ASHRAE 90.1-2019 Appendix F
List Value |  | Conversion Factors | [14 empty] | List Value
Product Class |  | Type | SEER2 | EER2 | HSPF2 | [11 empty] | Product Class
Furnace, gas fired |  | Ducted | 0.95 | 0.95 | 0.85 | [11 empty] | Furnace, gas fired
Furnace, oil fired |  | Non-Ducted | 1 | 1 | 0.9 | [11 empty] | Furnace, oil fired
Gas-fired hot-water boiler |  | Packaged | 0.95 | 0.95 | 0.84 | [11 empty] | Gas-fired hot-water boiler
Gas-fired steam boiler | [16 empty] | Gas-fired steam boiler
Oil-fired hot-water boiler | [16 empty] | Oil-fired hot-water boiler
Oil-fired steam boiler | [16 empty] | Oil-fired steam boiler
Equipment | Type | Subcategory | Size Category | Options | Index Name | EER/EER2 Base | SEER2/IEER Base | HSPF2/COP Base | Qualifying EER | Qualifying IEER/SEER2 | Qualifying COP/HSPF2 | Tier 2 EER | Tier 2 COP | Baseline Source | Corresponding AC SEER/IEER base
Heat Pumps | Air Source | Split | <5.4 tons | N/A | Air Source Split <5.4 tons | 10.5 | 14.3 | 7.5 | 10.5 | 14.3 | 7.5 |  |  | IECC 2021 - Table C403.3.2(2)
| Air Source | Packaged | <5.4 tons | N/A | Air Source Packaged <5.4 tons | 10.6 | 13.4 | 6.7 | 10.6 | 13.4 | 6.7 |  |  | IECC 2021 - Table C403.3.2(2)
| Air Source | Split | ≥5.4 to <11.25 Tons | Electric Resistance | Air Source Split ≥5.4 to <11.25 TonsElectric Resistance | 11 | 14.1 | 3.4 | 11 | 14.1 | 3.4 |  |  | IECC 2021 - Table C403.3.2(2)
| Air Source | Packaged | ≥5.4 to <11.25 Tons | Electric Resistance | Air Source Packaged ≥5.4 to <11.25 TonsElectric Resistance | 11 | 14.1 | 3.4 | 11 | 14.1 | 3.4 |  |  | IECC 2021 - Table C403.3.2(2)
| Air Source | Split | ≥5.4 to <11.25 Tons | None | Air Source Split ≥5.4 to <11.25 TonsNone | 11 | 14.1 | 3.4 | 11 | 14.1 | 3.4 |  |  | IECC 2021 - Table C403.3.2(2)
| Air Source | Packaged | ≥5.4 to <11.25 Tons | None | Air Source Packaged ≥5.4 to <11.25 TonsNone | 11 | 14.1 | 3.4 | 11 | 14.1 | 3.4 |  |  | IECC 2021 - Table C403.3.2(2)
| Air Source | Split | ≥5.4 to <11.25 Tons | Other | Air Source Split ≥5.4 to <11.25 TonsOther | 11 | 13.9 | 3.4 | 11 | 13.9 | 3.4 |  |  | IECC 2021 - Table C403.3.2(2)
| Air Source | Packaged | ≥5.4 to <11.25 Tons | Other | Air Source Packaged ≥5.4 to <11.25 TonsOther | 11 | 13.9 | 3.4 | 11 | 13.9 | 3.4 |  |  | IECC 2021 - Table C403.3.2(2)
| Air Source | Split | ≥11.25 to <20 Tons | Electric Resistance | Air Source Split ≥11.25 to <20 TonsElectric Resistance | 10.6 | 13.5 | 3.3 | 10.6 | 13.5 | 3.3 |  |  | IECC 2021 - Table C403.3.2(2)
| Air Source | Packaged | ≥11.25 to <20 Tons | Electric Resistance | Air Source Packaged ≥11.25 to <20 TonsElectric Resistance | 10.6 | 13.5 | 3.3 | 10.6 | 13.5 | 3.3 |  |  | IECC 2021 - Table C403.3.2(2)
| Air Source | Split | ≥11.25 to <20 Tons | None | Air Source Split ≥11.25 to <20 TonsNone | 10.6 | 13.5 | 3.3 | 10.6 | 13.5 | 3.3 |  |  | IECC 2021 - Table C403.3.2(2)
| Air Source | Packaged | ≥11.25 to <20 Tons | None | Air Source Packaged ≥11.25 to <20 TonsNone | 10.6 | 13.5 | 3.3 | 10.6 | 13.5 | 3.3 |  |  | IECC 2021 - Table C403.3.2(2)
| Air Source | Split | ≥11.25 to <20 Tons | Other | Air Source Split ≥11.25 to <20 TonsOther | 10.6 | 13.3 | 3.3 | 10.6 | 13.3 | 3.3 |  |  | IECC 2021 - Table C403.3.2(2)
| Air Source | Packaged | ≥11.25 to <20 Tons | Other | Air Source Packaged ≥11.25 to <20 TonsOther | 10.6 | 13.3 | 3.3 | 10.6 | 13.3 | 3.3 |  |  | IECC 2021 - Table C403.3.2(2)
| Air Source | Split | ≥20 Tons | Electric Resistance | Air Source Split ≥20 TonsElectric Resistance | 9.5 | 12.5 | 3.2 | 9.5 | 12.5 | 3.2 |  |  | IECC 2021 - Table C403.3.2(2)
| Air Source | Packaged | ≥20 Tons | Electric Resistance | Air Source Packaged ≥20 TonsElectric Resistance | 9.5 | 12.5 | 3.2 | 9.5 | 12.5 | 3.2 |  |  | IECC 2021 - Table C403.3.2(2)
| Air Source | Split | ≥20 Tons | None | Air Source Split ≥20 TonsNone | 9.5 | 12.5 | 3.2 | 9.5 | 12.5 | 3.2 |  |  | IECC 2021 - Table C403.3.2(2)
| Air Source | Packaged | ≥20 Tons | None | Air Source Packaged ≥20 TonsNone | 9.5 | 12.5 | 3.2 | 9.5 | 12.5 | 3.2 |  |  | IECC 2021 - Table C403.3.2(2)
| Air Source | Split | ≥20 Tons | Other | Air Source Split ≥20 TonsOther | 9.5 | 12.3 | 3.2 | 9.5 | 12.3 | 3.2 |  |  | IECC 2021 - Table C403.3.2(2)
| Air Source | Packaged | ≥20 Tons | Other | Air Source Packaged ≥20 TonsOther | 9.5 | 12.3 | 3.2 | 9.5 | 12.3 | 3.2 |  |  | IECC 2021 - Table C403.3.2(2)
| Water Source | Water to Air | <1.42 tons | N/A | Water Source Water to Air <1.42 tons | 12.2 |  | 4.3 | 13.2 |  | 4.7 |  |  | PA 2021 TRM C&I - 3.2.3
| Water Source | Water to Air | ≥17,000 to <135,000 Btu/h | N/A | Water Source Water to Air ≥17,000 to <135,000 Btu/h | 13 |  | 4.3 | 14 |  | 4.7 |  |  | PA 2021 TRM C&I - 3.2.3
| Water Source | Water to Water | <135,000 Btu/h | N/A | Water Source Water to Water <135,000 Btu/h | 10.6 |  | 3.7 | 11.6 |  | 4 |  |  | PA 2021 TRM C&I - 3.2.3
| Ground Source | Brine to Air | <135,000 Btu/h | Tier 1 | Ground Source Brine to Air <135,000 Btu/h | 14.1 |  | 3.2 | 15.5 |  | 3.4 | 16.2 | 3.5 | PA 2021 TRM C&I - 3.2.3
| Ground Source | Brine to Water | <135,000 Btu/h | Tier 1 | Ground Source Brine to Water <135,000 Btu/h | 12.1 |  | 2.5 | 13.3 |  | 2.6 | 13.9 | 2.8 | PA 2021 TRM C&I - 3.2.3
| Groundwater Source | Water to Air | <135,000 Btu/h | Tier 1 | Groundwater Source Water to Air <135,000 Btu/h | 18 |  | 3.7 | 19.8 |  | 3.9 | 20.7 | 4.1 | PA 2021 TRM C&I - 3.2.3
| Groundwater Source | Water to Water | <135,000 Btu/h | Tier 1 | Groundwater Source Water to Water <135,000 Btu/h | 16.3 |  | 3.1 | 17.9 |  | 3.3 | 18.7 | 3.4 | PA 2021 TRM C&I - 3.2.3
| Mini-Split | Heat Pump | <5.4 tons | N/A | Mini-Split Heat Pump <5.4 tons | 10.5 | 14.3 | 7.5 | 11.7 | 15.2 | 7.8 |  |  | Federal Efficiency Standards
| Cold Climate | Split | <5.4 tons | N/A | Cold Climate Split <5.4 tons | 10.5 | 14.3 | 7.5 | 10.5 | 14.3 | 7.5 |  |  | IECC 2021 - Table C403.3.2(2)
| Cold Climate | Packaged | <5.4 tons | N/A | Cold Climate Packaged <5.4 tons | 10.6 | 13.4 | 6.7 | 10.6 | 13.4 | 6.7 |  |  | IECC 2021 - Table C403.3.2(2)
Space/Building Type | M-A TRM Mapped Building Type | EFLHcool | EFLHheat | EFLHgas | M-A TRM | Dual Enthalpy Savings Factor |  | Space/Building Type for HVAC units | ETDF Mapped Bldg Type |  | load_shape_name | Building Type | ETDF_summer peak | ETDF_winter peak
|  | Hagerstown, MD | Hagerstown, MD | Hagerstown, MD | Mapped | Hagerstown, MD |  |  |  |  | Cooling | FullServiceRestaurant | 0.0008328
Arena/Auditorium/Convention | Assembly | 849 | 1090 | 1755 | Assembly | 25 |  | Arena/Auditorium/Convention | Other |  | Cooling | Hospital | 0.0003778
Auto-Related | Retail - Small | 828 | 608 | 545 | Small Retail | 56 |  | Auto-Related | RetailStripmall |  | Cooling | LargeHotel | 0.0004755
Convenience Stores | Grocery | 610 | 962 | 962 | Small Retail | 56 |  | Convenience Stores | RetailStandalone |  | Cooling | LargeOffice | 0.0003938
Daycare | Education - Primary School | 265 | 653 | 510 | Primary School | 39 |  | Daycare | PrimarySchool |  | Cooling | MediumOffice | 0.0006711
Education – College/University | Education - University | 713 | 518 | 947 | Other | 56 |  | Education – College/University | SecondarySchool |  | Cooling | Outpatient | 0.000601
Education – K-12 | Education - Secondary School | 305 | 703 | 615 | Primary School | 39 |  | Education – K-12 | SecondarySchool |  | Cooling | PrimarySchool | 0.0010188
Grocery | Grocery | 610 | 962 | 962 | Small Retail | 56 |  | Grocery | RetailStandalone |  | Cooling | QuickServiceRestaurant | 0.0007826
Gymnasium/Performing Arts Theater | Assembly | 849 | 1090 | 1755 | Assembly | 25 |  | Gymnasium/Performing Arts Theater | Other |  | Cooling | RetailStandalone | 0.0008876
Industrial – 1 Shift/Light Mfctg | Manufacturing - 1 shift/Lighting Industrial | 413 | 572 | 709 | Light Industrial | 23 |  | Industrial – 1 Shift/Light Mfctg | Warehouse |  | Cooling | RetailStripmall | 0.0008139
Industrial - 2 Shift | Manufacturing - Bio Tech/High Tech | 785 | 143 | 143 | Light Industrial | 23 |  | Industrial - 2 Shift | Warehouse |  | Cooling | SecondarySchool | 0.0008522
Industrial - 3 Shift | Manufacturing - Bio Tech/High Tech | 785 | 143 | 143 | Light Industrial | 23 |  | Industrial - 3 Shift | Warehouse |  | Cooling | SmallHotel | 0.000655
Lodging - Common Areas | Multi-Family (Common Areas) | 1367 | 250 | 1488 | Other | 56 |  | Lodging - Common Areas | LargeHotel |  | Cooling | SmallOffice | 0.0010049
Lodging (MF, Dorms) | Lodging - Hotel | 1645 | 2193 | 1239 | Other | 56 |  | Lodging (MF, Dorms) | LargeHotel |  | Cooling | Warehouse | 0.0015434
Lodging Hotel (Guest Rooms) | Lodging - Hotel | 1645 | 2193 | 1239 | Other | 56 |  | Lodging Hotel (Guest Rooms) | LargeHotel |  | Cooling | Other | 0.000692
Medical - Clinic | Office - Small | 569 | 430 | 419 | Small Office | 56 |  | Medical - Clinic | Outpatient |  | Electric Heat | FullServiceRestaurant |  | 0.0008317
Medical - Hospital | Health/Medical - Hospital | 1099 | 209 | 302 | Other | 56 |  | Medical - Hospital | Hospital |  | Electric Heat | Hospital |  | 0.001547
Multifamily/Common Areas | Multi-Family (Common Areas) | 1367 | 250 | 1488 | Other | 56 |  | Multifamily/Common Areas | Other |  | Electric Heat | LargeHotel |  | 0.0010263
Museum/Library | Office - Small | 569 | 430 | 419 | Small Office | 56 |  | Museum/Library | SmallOffice |  | Electric Heat | LargeOffice |  | 0.0010677
Nursing Homes | Health/Medical - Nursing Home | 584 | 912 | 1433 | Other | 56 |  | Nursing Homes | Hospital |  | Electric Heat | MediumOffice |  | 0.0013316
Office | Office - Small | 569 | 430 | 419 | Small Office | 56 |  | Office | SmallOffice |  | Electric Heat | Outpatient |  | 0.0013069
Other | Office - Small | 569 | 430 | 419 | Other | 56 |  | Other | Other |  | Electric Heat | PrimarySchool |  | 0.0012313
Penitentiary | Health/Medical - Hospital | 1099 | 209 | 302 | Other | 56 |  | Penitentiary | Other |  | Electric Heat | QuickServiceRestaurant |  | 0.0007381
Police/Fire Stations | Office - Small | 569 | 430 | 419 | Small Office | 56 |  | Police/Fire Stations | SmallOffice |  | Electric Heat | RetailStandalone |  | 0.0010828
Post Office/Town Hall/Court | Office - Small | 569 | 430 | 419 | Small Office | 56 |  | Post Office/Town Hall/Court | SmallOffice |  | Electric Heat | RetailStripmall |  | 0.00111
Public Assembly | Assembly | 849 | 1090 | 1755 | Assembly | 25 |  | Public Assembly | Other |  | Electric Heat | SecondarySchool |  | 0.0009643
Public Order/Safety | Office - Small | 569 | 430 | 419 | Small Office | 56 |  | Public Order/Safety | SmallOffice |  | Electric Heat | SmallHotel |  | 0.0009789
Public Services (Non-food) | Office - Small | 569 | 430 | 419 | Small Office | 56 |  | Public Services (Non-food) | SmallOffice |  | Electric Heat | SmallOffice |  | 0.0012355
Religious Worship/Church | Office - Small | 569 | 430 | 419 | Religious | 6 |  | Religious Worship/Church | SmallOffice |  | Electric Heat | Warehouse |  | 0.0017429
Restaurant - Fast-Food | Restaurant - Fast-Food | 656 | 1199 | 798 | Fast Food | 36 |  | Restaurant - Fast-Food | QuickServiceRestaurant |  | Electric Heat | Other |  | 0.0011055
Restaurant - Sit-Down | Restaurant - Sit-Down | 690 | 1106 | 828 | Full Service Restaurant | 29 |  | Restaurant - Sit-Down | FullServiceRestaurant |  | Heat Recovery | FullServiceRestaurant | 0.0001353 | 0.0001216
Retail - Large | Retail - Single-Story Large | 819 | 722 | 722 | Big Box Retail | 56 |  | Retail - Large | RetailStandalone |  | Heat Recovery | Hospital | 0.0001154 | 0.0001093
Retail - Small | Retail - Small | 828 | 608 | 545 | Small Retail | 56 |  | Retail - Small | RetailStripmall |  | Heat Recovery | LargeHotel | 0.0001554 | 0.0001336
Storage - Conditioned | Storage - Conditioned | 220 | 835 | 457 | Warehouse | 2 |  | Storage - Conditioned | Warehouse |  | Heat Recovery | LargeOffice | 0.0001139 | 0.00014
Storage - Unconditioned |  | 0 | 0 | 0 | Other | 56 |  | Storage - Unconditioned | Other |  | Heat Recovery | MediumOffice | 0.0001293 | 0.0001337
Warehouses (Not Refrigerated) | Storage - Conditioned | 220 | 835 | 457 | Warehouse | 2 |  | Warehouses (Not Refrigerated) | Warehouse |  | Heat Recovery | Outpatient | 0.000155 | 0.0001337
Warehouses (Refrigerated) | Warehouse - Refrigerated | 3520 | 335 | 335 | Other | 56 |  | Warehouses (Refrigerated) | Warehouse |  | Heat Recovery | PrimarySchool | 0.0001659 | 0.0001618
Waste Water Treatment Plant | Office - Small | 569 | 430 | 419 | Small Office | 56 |  | Waste Water Treatment Plant | Other |  | Heat Recovery | QuickServiceRestaurant | 0.0001428 | 0.0001343
[11 empty] | Heat Recovery | RetailStandalone | 0.0001467 | 0.0001306
MTCO2e per kWh | 0.0001665 | [9 empty] | Heat Recovery | RetailStripmall | 0.0001638 | 0.0001219
MTCO2e per Therm | 0.0083 | [9 empty] | Heat Recovery | SecondarySchool | 0.0001525 | 0.000167
[11 empty] | Heat Recovery | SmallHotel | 0.0001106 | 0.0001327
[11 empty] | Heat Recovery | SmallOffice | 0.0001365 | 0.0001261
[11 empty] | Heat Recovery | Warehouse | 0.000114 | 0.0001211
[11 empty] | Heat Recovery | Other | 0.0001365 | 0.000132
[11 empty] | Heat Rejection | Hospital | 0.0002471 | 1.83e-05
[11 empty] | Heat Rejection | LargeHotel | 0.0002835 | 1.64e-05
[11 empty] | Heat Rejection | LargeOffice | 0.0003122 | 2.3e-05
[11 empty] | Heat Rejection | MediumOffice | 0.0003341 | 1.62e-05
[11 empty] | Heat Rejection | Outpatient | 0.0003055 | 1.85e-05
[11 empty] | Heat Rejection | PrimarySchool | 0.0005103 | 1.58e-05
[11 empty] | Heat Rejection | RetailStripmall | 0.000586 | 7.6e-06
[11 empty] | Heat Rejection | SecondarySchool | 0.0003975 | 8.7e-06
[11 empty] | Heat Rejection | SmallOffice | 0.0005248 | 1.7e-06
[11 empty] | Heat Rejection | Warehouse | 0.0005679 | 1e-05
[11 empty] | Heat Rejection | Other | 0.0004074 | 1.57e-05
[11 empty] | Pumps | FullServiceRestaurant | 0.0001572 | 0.0001146
[11 empty] | Pumps | Hospital | 0.0001289 | 0.0001037
[11 empty] | Pumps | LargeHotel | 0.0001273 | 0.0001138
[11 empty] | Pumps | LargeOffice | 0.0001424 | 0.0001065
[11 empty] | Pumps | MediumOffice | 0.0001365 | 0.0001109
[11 empty] | Pumps | Outpatient | 0.0001311 | 0.0001082
[11 empty] | Pumps | PrimarySchool | 0.0002209 | 0.0001292
[11 empty] | Pumps | QuickServiceRestaurant | 0.0001585 | 0.0001281
[11 empty] | Pumps | RetailStandalone | 0.0001189 | 0.0001334
[11 empty] | Pumps | RetailStripmall | 0.0001385 | 0.00012
[11 empty] | Pumps | SecondarySchool | 0.0001845 | 0.0001177
[11 empty] | Pumps | SmallHotel | 0.0001016 | 0.000137
[11 empty] | Pumps | SmallOffice | 0.000175 | 0.0001355
[11 empty] | Pumps | Warehouse | 0.0001656 | 0.0001332
[11 empty] | Pumps | Other | 0.000143 | 0.0001174
[11 empty] | Refrigeration | FullServiceRestaurant | 0.0001421 | 0.0001082
[11 empty] | Refrigeration | Hospital | 0.0001533 | 0.0001163
[11 empty] | Refrigeration | LargeHotel | 0.0001374 | 0.0001115
[11 empty] | Refrigeration | PrimarySchool | 0.0001393 | 0.0001079
[11 empty] | Refrigeration | QuickServiceRestaurant | 0.0001419 | 0.000107
[11 empty] | Refrigeration | SecondarySchool | 0.000159 | 0.0001169
[11 empty] | Refrigeration | Other | 0.0001426 | 0.0001094
[11 empty] | Ventilation | FullServiceRestaurant | 0.000157 | 0.0001388
[11 empty] | Ventilation | Hospital | 0.0001181 | 0.0001114
[11 empty] | Ventilation | LargeHotel | 0.0001254 | 0.0001455
[11 empty] | Ventilation | LargeOffice | 0.0001379 | 0.0001377
[11 empty] | Ventilation | MediumOffice | 0.0001338 | 0.0001262
[11 empty] | Ventilation | Outpatient | 0.000147 | 0.000131
[11 empty] | Ventilation | PrimarySchool | 0.0002077 | 0.0001931
[11 empty] | Ventilation | QuickServiceRestaurant | 0.0001474 | 0.0001358
[11 empty] | Ventilation | RetailStandalone | 0.0001483 | 0.0001323
[11 empty] | Ventilation | RetailStripmall | 0.0001606 | 0.0001246
[11 empty] | Ventilation | SecondarySchool | 0.0001513 | 0.0001569
[11 empty] | Ventilation | SmallHotel | 0.0001273 | 0.00012
[11 empty] | Ventilation | SmallOffice | 0.0001377 | 0.0001338
[11 empty] | Ventilation | Warehouse | 0.000131 | 0.0001541
[11 empty] | Ventilation | Other | 0.0001453 | 0.0001347
[11 empty] | Water Heating | FullServiceRestaurant | 0.0001607 | 0.0001575
[11 empty] | Water Heating | Hospital | 0.0001025 | 0.0001327
[11 empty] | Water Heating | LargeHotel | 8.66e-05 | 0.0001224
[11 empty] | Water Heating | LargeOffice | 0.0001298 | 0.0001573
[11 empty] | Water Heating | MediumOffice | 0.0001319 | 0.0001592
[11 empty] | Water Heating | Outpatient | 0.00013 | 0.0001197
[11 empty] | Water Heating | PrimarySchool | 0.0001762 | 0.0002184
[11 empty] | Water Heating | QuickServiceRestaurant | 0.0001632 | 0.0001754
[11 empty] | Water Heating | RetailStripmall | 0.000163 | 0.0001525
[11 empty] | Water Heating | SecondarySchool | 7.66e-05 | 0.0002029
[11 empty] | Water Heating | SmallHotel | 7.5e-05 | 0.0001386
[11 empty] | Water Heating | SmallOffice | 0.0001971 | 0.0001986
[11 empty] | Water Heating | Other | 0.00014 | 0.0001563
[11 empty] | Whole Building Electric | FullServiceRestaurant | 0.0002208 | 0.0002208
[11 empty] | Whole Building Electric | Hospital | 0.0001486 | 0.0001501
[11 empty] | Whole Building Electric | LargeHotel | 0.0001601 | 0.0001601
[11 empty] | Whole Building Electric | LargeOffice | 0.0001822 | 0.0001822
[11 empty] | Whole Building Electric | MediumOffice | 0.0002088 | 0.0002088
[11 empty] | Whole Building Electric | Outpatient | 0.000216 | 0.000216
[11 empty] | Whole Building Electric | PrimarySchool | 0.0002835 | 0.0002862
[11 empty] | Whole Building Electric | QuickServiceRestaurant | 0.0002018 | 0.0002018
[11 empty] | Whole Building Electric | RetailStandalone | 0.0002438 | 0.0002438
[11 empty] | Whole Building Electric | RetailStripmall | 0.0002407 | 0.0002407
[11 empty] | Whole Building Electric | SecondarySchool | 0.0002423 | 0.0002423
[11 empty] | Whole Building Electric | SmallHotel | 0.0001685 | 0.0001685
[11 empty] | Whole Building Electric | SmallOffice | 0.0002369 | 0.0002369
[11 empty] | Whole Building Electric | Warehouse | 0.000168 | 0.0002018
[11 empty] | Whole Building Electric | Other | 0.0002077 | 0.000209
Ductless Mini Split Heat Pump
Existing Ductwork Type
Ducted
Ductless
Measure | End Use | ISR | ISR last updated | ISR Lockdown | Notes
AC Tune-Up | HVAC | 1 | 2022 | No | ISR included as part of program-level realization rate, evaluated annually.
Advanced Rooftop Controls | HVAC | 1 | 2022 | No | ISR included as part of program-level realization rate, evaluated annually.
Boiler Reset and Cut-Out Controls | HVAC | 1 | 2022 | No | ISR included as part of program-level realization rate, evaluated annually.
C&I Draft Unitary Code Change IMP | HVAC | 1 | 2022 | No | ISR included as part of program-level realization rate, evaluated annually.
Commercial Gas Boiler | HVAC | 1 | 2022 | No | ISR included as part of program-level realization rate, evaluated annually.
Commercial Gas Furnace <255,000 BTU/h | HVAC | 1 | 2022 | No | ISR included as part of program-level realization rate, evaluated annually.
Commercial Gas Furnace ≥225,000 BTU/h | HVAC | 1 | 2022 | No | ISR included as part of program-level realization rate, evaluated annually.
Demand Controlled Ventilation/ DCV | HVAC | 1 | 2022 | No | ISR included as part of program-level realization rate, evaluated annually.
Dual Enthalpy Economizer | HVAC | 1 | 2022 | No | ISR included as part of program-level realization rate, evaluated annually.
Ductless Mini-Split Heat Pump (DMSHP) | HVAC | 1 | 2022 | No | ISR included as part of program-level realization rate, evaluated annually.
ECM Circulating Fan | HVAC | 1 | 2022 | No | ISR included as part of program-level realization rate, evaluated annually.
ECM Circulator Pump | HVAC | 1 | 2022 | No | ISR included as part of program-level realization rate, evaluated annually.
Electric Chillers | HVAC | 1 | 2022 | No | ISR included as part of program-level realization rate, evaluated annually.
Hotel Guest Room Occupancy Sensors - HVAC | HVAC | 1 | 2022 | No | ISR included as part of program-level realization rate, evaluated annually.
Infrared Heaters | HVAC | 1 | 2022 | No | ISR included as part of program-level realization rate, evaluated annually.
Low-E Film - Electric | HVAC | 1 | 2022 | No | ISR included as part of program-level realization rate, evaluated annually.
Smart Thermostat* | HVAC | 1 | 2022 | No | ISR included as part of program-level realization rate, evaluated annually.
Steam Boiler Traps – Repair/Replace | HVAC | 1 | 2022 | No | ISR included as part of program-level realization rate, evaluated annually.
Switch Reluctance Motors | HVAC | 1 | 2022 | No | ISR included as part of program-level realization rate, evaluated annually.
Tune-Up Chiller System | HVAC | 1 | 2022 | No | ISR included as part of program-level realization rate, evaluated annually.
Unitary HVAC Systems | HVAC | 1 | 2022 | No | ISR included as part of program-level realization rate, evaluated annually.
Variable Frequency Drive (VFD) for HVAC | HVAC | 1 | 2022 | No | ISR included as part of program-level realization rate, evaluated annually.
Variable Refrigerant Flow (VRF) Heat Pump Systems | HVAC | 1 | 2022 | No | ISR included as part of program-level realization rate, evaluated annually.
Heat Pump Water Heater
Space Type |  | Water Heater Type |  | Building Type | MD ETDF Building Type | Consumption/Cap | Consumption/1000 sq ft |  | load_shape_name | Building Type | ETDF_summer peak | ETDF_winter peak
Conditioned |  | Storage |  | Convenience | RetailStripmall | 528 | 4594 |  | Water Heating | FullServiceRestaurant | 0.0001607 | 0.0001575
Unconditioned |  | Instantaneous |  | Education | SecondarySchool | 568 | 7285 |  | Water Heating | Hospital | 0.0001025 | 0.0001327
Unknown |  |  |  | Grocery | RetailStripmall | 528 | 697 |  | Water Heating | LargeHotel | 8.66e-05 | 0.0001224
|  |  |  | Health | Hospital | 788 | 24540 |  | Water Heating | LargeOffice | 0.0001298 | 0.0001573
Central Cooling |  | Fuel Type |  | Large Office | LargeOffice | 511 | 1818 |  | Water Heating | MediumOffice | 0.0001319 | 0.0001592
Yes |  | Gas |  | Large Retail | RetailStripmall | 528 | 1354 |  | Water Heating | Outpatient | 0.00013 | 0.0001197
No |  | Oil |  | Lodging | SmallHotel | 715 | 29548 |  | Water Heating | PrimarySchool | 0.0001762 | 0.0002184
|  |  |  | Other Commercial | Other | 341 | 3941 |  | Water Heating | QuickServiceRestaurant | 0.0001632 | 0.0001754
Storage Water Heater Draw Pattern |  |  |  | Restaurant | FullServiceRestaurant | 622 | 44439 |  | Water Heating | RetailStripmall | 0.000163 | 0.0001525
Draw Pattern | First Hour Rating (gallons) |  |  | Small Office | SmallOffice | 511 | 1540 |  | Water Heating | SecondarySchool | 7.66e-05 | 0.0002029
Draw Pattern | Storage |  |  | Small Retail | RetailStripmall | 528 | 6111 |  | Water Heating | SmallHotel | 7.5e-05 | 0.0001386
Very Small | ≥ 0 and < 18 |  |  | Warehouse | Other | 341 | 1239 |  | Water Heating | SmallOffice | 0.0001971 | 0.0001986
Low | ≥18 and < 51 |  |  | Nursing | Hospital | 672 | 30503 |  | Water Heating | Other | 0.00014 | 0.0001563
Medium | ≥ 51 and < 75 |  |  | Multi-Family | Other | 894 | 15434
High | ≥ 75
Instantaneous Water Heater Draw Pattern |  |  | System Type | COPCOOL |  | System Type | COPHEAT |  | GPD | Draw Pattern
Draw Pattern | First Hour Rating (gallons) |  | Central Air Conditioner | 3.08 |  | Natural Gas or other Fossil Fuel | 0 |  | 10 | Very Small
Draw Pattern | Instantaneous |  | Air Source Heat Pump | 3.48 |  | Heat Pump | 2.08 |  | 38 | Low
Very Small | ≥ 0 and < 1.7 |  | Unknown | 3.25 |  | GSHP | 3.1 |  | 55 | Medium
Low | ≥1.7 and < 2.8 |  | Unconditoned | 0 |  | Resistance | 1 |  | 84 | High
Medium | ≥ 2.8 and < 4 |  |  |  |  | Unknown | 1.96
High | ≥ 4 |  |  |  |  | Unconditioned | 0
Equipment Type | Tank Size | Draw Pattern | Concat | Formula flag | Federal Standard - Uniform Energy Factor |  | Source: ASHRAE 90.1-2019 |  | WH Type | Storage Type | Tank Size | Lower Limit | Upper Limit
Storage | <=55 | Very Small | Storage<=55Very Small | 1 | 0.3456-(0.002*gal) | 0.3456 | 0.002 |  | Residential Gas Storage Water Heaters | Storage | >20 gal and <=100 gal | 20 | 100
Storage | <=55 | Low | Storage<=55Low | 1 | .5982-(.0019*gal) | 0.5982 | 0.0019 |  | Residential Oil Storage Water Heaters | Storage | >50 gal | 50 | 999999999
Storage | <=55 | Medium | Storage<=55Medium | 1 | .6483-(.0017*gal) | 0.6483 | 0.0017 |  | Res Duty Commercial High Capacity Gas Storage Water Heaters > 75,000 Btu/h | Storage | <=120 gal | 0 | 120
Storage | <=55 | High | Storage<=55High | 1 | .6920-(.0013*gal) | 0.692 | 0.0013 |  | Commercial Gas Storage Water Heater >75,000 Btu/h | Storage | >120 gal | 120 | 999999999
Storage | >55 and <=100 | Very Small | Storage>55 and <=100Very Small | 1 | .6470-(.0006*gal) | 0.647 | 0.0006 |  | Residential Gas Instantaneous Water Heaters | Instantaneous | <2 gal | 0 | 2
Storage | >55 and <=100 | Low | Storage>55 and <=100Low | 1 | .7689-(.0005*gal) | 0.7689 | 0.0005 |  | Commercial Gas Instantaneous Water Heater < 200,000 Btu/h | Instantaneous | No Cap | 0 | 999999999
Storage | >55 and <=100 | Medium | Storage>55 and <=100Medium | 1 | .7897-(.0004*gal) | 0.7897 | 0.0004
Storage | >55 and <=100 | High | Storage>55 and <=100High | 1 | .8072-(.0003*gal) | 0.8072 | 0.0003
Storage | >100 and <=120 | Very Small | Storage>100 and <=120Very Small | 1 | .2674-(.0009*gal) | 0.2674 | 0.0009
Storage | >100 and <=120 | Low | Storage>100 and <=120Low | 1 | .5362-(.0012*gal) | 0.5362 | 0.0012
Storage | >100 and <=120 | Medium | Storage>100 and <=120Medium | 1 | .6002-(.0011*gal) | 0.6002 | 0.0011
Storage | >100 and <=120 | High | Storage>100 and <=120High | 1 | .6597-(.0009*gal) | 0.6597 | 0.0009
Storage | >120 | Very Small | Storage>120Very Small | 0 | 80%
Storage | >120 | Low | Storage>120Low | 0 | 80%
Storage | >120 | Medium | Storage>120Medium | 0 | 80%
Storage | >120 | High | Storage>120High | 0 | 80%
Instantaneous | <=2 | Very Small | Instantaneous<=2Very Small | 0 | 80%
Instantaneous | <=2 | Low | Instantaneous<=2Low | 0 | 81%
Instantaneous | <=2 | Medium | Instantaneous<=2Medium | 0 | 81%
Instantaneous | <=2 | High | Instantaneous<=2High | 0 | 81%
Instantaneous | >2 and <10 | Very Small | Instantaneous>2 and <10Very Small | 0 | 80%
Instantaneous | >2 and <10 | Low | Instantaneous>2 and <10Low | 0 | 80%
Instantaneous | >2 and <10 | Medium | Instantaneous>2 and <10Medium | 0 | 80%
Instantaneous | >2 and <10 | High | Instantaneous>2 and <10High | 0 | 80%
Instantaneous | >=10 | Very Small | Instantaneous>=10Very Small | 0 | 78%
Instantaneous | >=10 | Low | Instantaneous>=10Low | 0 | 78%
Instantaneous | >=10 | Medium | Instantaneous>=10Medium | 0 | 78%
Instantaneous | >=10 | High | Instantaneous>=10High | 0 | 78%
DropDown | Condition | Capacity Condition (Btu/h) | Equipment Type | Tank Size (gal) | Draw Pattern | Concat | Formula flag | Federal Standard - Uniform Energy Factor | Coeff1 | Coeff2 | Coeff | Tank Size lower Limit | Tank Size Upper Limit
Residential Gas Storage Water Heaters | Residential Gas Storage |  | Storage | >20 and <=55 | Very Small | Storage>20 and <=55Very Small | 1 | 0.3456-(0.002*gal) | 0.3456 | 0.002 |  | 20 | 55
Residential Gas Storage Water Heaters | Residential Gas Storage |  | Storage | >20 and <=55 | Low | Storage>20 and <=55Low | 1 | .5982-(.0019*gal) | 0.5982 | 0.0019 |  | 20 | 55
Residential Gas Storage Water Heaters | Residential Gas Storage |  | Storage | >20 and <=55 | Medium | Storage>20 and <=55Medium | 1 | .6483-(.0017*gal) | 0.6483 | 0.0017 |  | 20 | 55
Residential Gas Storage Water Heaters | Residential Gas Storage |  | Storage | >20 and <=55 | High | Storage>20 and <=55High | 1 | .6920-(.0013*gal) | 0.692 | 0.0013 |  | 20 | 55
Residential Gas Storage Water Heaters | Residential Gas Storage |  | Storage | >55 and <=100 | Very Small | Storage>55 and <=100Very Small | 1 | .6470-(.0006*gal) | 0.647 | 0.0006 |  | 55 | 100
Residential Gas Storage Water Heaters | Residential Gas Storage |  | Storage | >55 and <=100 | Low | Storage>55 and <=100Low | 1 | .7689-(.0005*gal) | 0.7689 | 0.0005 |  | 55 | 100
Residential Gas Storage Water Heaters | Residential Gas Storage |  | Storage | >55 and <=100 | Medium | Storage>55 and <=100Medium | 1 | .7897-(.0004*gal) | 0.7897 | 0.0004 |  | 55 | 100
Residential Gas Storage Water Heaters | Residential Gas Storage |  | Storage | >55 and <=100 | High | Storage>55 and <=100High | 1 | .8072-(.0003*gal) | 0.8072 | 0.0003 |  | 55 | 100
Residential Oil Storage Water Heaters | Residential Oil Storage |  | Storage | >50 | Very Small | Storage>50Very Small | 1 | 0.2509 −(0.0012 *gal) | 0.2509 | 0.0012 |  | 50 | 99999999
Residential Oil Storage Water Heaters | Residential Oil Storage |  | Storage | >50 | Low | Storage>50Low | 1 | 0.5330 −(0.0016 *gal) | 0.533 | 0.0016 |  | 50 | 99999999
Residential Oil Storage Water Heaters | Residential Oil Storage |  | Storage | >50 | Medium | Storage>50Medium | 1 | 0.6087 −(0.0016 *gal) | 0.6087 | 0.0016 |  | 50 | 99999999
Residential Oil Storage Water Heaters | Residential Oil Storage |  | Storage | >50 | High | Storage>50High | 1 | 0.6087 −(0.0016 *gal) | 0.6815 | 0.0016 |  | 50 | 99999999
Res Duty Commercial High Capacity Gas Storage Water Heaters > 75,000 Btu/h | Res Duty Commercial High Capacity Gas Storage | >75000 | Storage | <=120 | Very Small | Storage<=120Very Small | 1 | .2674-(.0009*gal) | 0.2674 | 0.0009 |  | 0 | 120
Res Duty Commercial High Capacity Gas Storage Water Heaters > 75,000 Btu/h | Res Duty Commercial High Capacity Gas Storage | >75000 | Storage | <=120 | Low | Storage<=120Low | 1 | .5362-(.0012*gal) | 0.5362 | 0.0012 |  | 0 | 120
Res Duty Commercial High Capacity Gas Storage Water Heaters > 75,000 Btu/h | Res Duty Commercial High Capacity Gas Storage | >75000 | Storage | <=120 | Medium | Storage<=120Medium | 1 | .6002-(.0011*gal) | 0.6002 | 0.0011 |  | 0 | 120
Res Duty Commercial High Capacity Gas Storage Water Heaters > 75,000 Btu/h | Res Duty Commercial High Capacity Gas Storage | >75000 | Storage | <=120 | High | Storage<=120High | 1 | .6597-(.0009*gal) | 0.6597 | 0.0009 |  | 0 | 120
Commercial Gas Storage Water Heater >75,000 Btu/h | Commercial Gas Storage | >75000 and ≤155000/>75,000 and ≤155,000 | Storage | >120 | Very Small | Storage>120Very Small | 0 | 80% |  |  |  | 120 | 99999999
Commercial Gas Storage Water Heater >75,000 Btu/h | Commercial Gas Storage | >75000 and ≤155000/>75,000 and ≤155,001 | Storage | >120 | Low | Storage>120Low | 0 | 80% |  |  |  | 120 | 99999999
Commercial Gas Storage Water Heater >75,000 Btu/h | Commercial Gas Storage | >75000 and ≤155000/>75,000 and ≤155,002 | Storage | >120 | Medium | Storage>120Medium | 0 | 80% |  |  |  | 120 | 99999999
Commercial Gas Storage Water Heater >75,000 Btu/h | Commercial Gas Storage | >75000 and ≤155000/>75,000 and ≤155,003 | Storage | >120 | High | Storage>120High | 0 | 80% |  |  |  | 120 | 99999999
Residential Gas Instantaneous Water Heaters | Residential Gas Storage |  | Instantaneous | <2 | Very Small | Instantaneous<2Very Small | 0 | 80% |  |  |  | 0 | 2
Residential Gas Instantaneous Water Heaters | Residential Gas Storage |  | Instantaneous | <2 | Low | Instantaneous<2Low | 0 | 81% |  |  |  | 0 | 2
Residential Gas Instantaneous Water Heaters | Residential Gas Storage |  | Instantaneous | <2 | Medium | Instantaneous<2Medium | 0 | 81% |  |  |  | 0 | 2
Residential Gas Instantaneous Water Heaters | Residential Gas Storage |  | Instantaneous | <2 | High | Instantaneous<2High | 0 | 81% |  |  |  | 0 | 2
Commercial Gas Instantaneous Water Heater < 200,000 Btu/h | Commercial Gas Instantaneous | < 200,000 | Instantaneous | >0 | Very Small | Instantaneous>0Very Small | 0 | 80%
Commercial Gas Instantaneous Water Heater < 200,000 Btu/h | Commercial Gas Instantaneous | < 200,000 | Instantaneous | >0 | Low | Instantaneous>0Low | 0 | 80%
Commercial Gas Instantaneous Water Heater < 200,000 Btu/h | Commercial Gas Instantaneous | < 200,000 | Instantaneous | >0 | Medium | Instantaneous>0Medium | 0 | 80%
Commercial Gas Instantaneous Water Heater < 200,000 Btu/h | Commercial Gas Instantaneous | < 200,000 | Instantaneous | >0 | High | Instantaneous>0High | 0 | 80%
Note on G989: [Threaded comment] Your version of Excel allows you to read this threaded comment; however, any edits to it will get removed if the file is opened in a newer version of Excel. Learn more: https://go.microsoft.com/fwlink/?linkid=870924 Comment: Check pin lamps
Note on H1206: [Threaded comment] Your version of Excel allows you to read this threaded comment; however, any edits to it will get removed if the file is opened in a newer version of Excel. Learn more: https://go.microsoft.com/fwlink/?linkid=870924 Comment: From page 193 of filing
Note on I1213: [Threaded comment] Your version of Excel allows you to read this threaded comment; however, any edits to it will get removed if the file is opened in a newer version of Excel. Learn more: https://go.microsoft.com/fwlink/?linkid=870924 Comment: TRM-effective-useful-life-table.pdf
Note on C1218: [Threaded comment] Your version of Excel allows you to read this threaded comment; however, any edits to it will get removed if the file is opened in a newer version of Excel. Learn more: https://go.microsoft.com/fwlink/?linkid=870924 Comment: Checked-Matches with IL TRM V13
Note on G1229: [Threaded comment] Your version of Excel allows you to read this threaded comment; however, any edits to it will get removed if the file is opened in a newer version of Excel. Learn more: https://go.microsoft.com/fwlink/?linkid=870924 Comment: EER2 based on Federal Standards, from MD Res TRM
Note on F1256: [Threaded comment] Your version of Excel allows you to read this threaded comment; however, any edits to it will get removed if the file is opened in a newer version of Excel. Learn more: https://go.microsoft.com/fwlink/?linkid=870924 Comment: These efficiency ratings are in EER2, SEER2, and HSPF2

## WO List (hidden)
Active Measure | Type of Measure | Replacement Measure Selected for Installation | Original Measure Being Replaced | Measure Location | Original Measure Quantity | New Measure Quantity Recom'd | Quantity Customer Wants Installed | Summer kW Saved per Unit | Summer Total kW Saved | Annual kWh Saved per Unit | Total Annual kWh Saved | Total kWh Lifecycle Savings | Unit Equipment Cost | Total Installed Cost | Original Fixture Code | Original Lamp Code | Replacement Fixture Code | Replacement Lamp Code | Original Fixture kW | Replacement Fixture kW | Fixture Type | Annual Hours Usage | Measure Lifecycle | Total Carbon Reduction | Ceiling Height (inches) | kW Interactive Effect | kWh Interactive Effect | Annual Market Sector Hours | Annual Business Hours Entered | Unit Installed Cost | Static Measure ID | Notes for Installer | Link to Recom'd | Electricity Cost | Number of Units for Savings Calcs | Unit Line Item Price | Unit Incentive Paid | Unit Customer Cost | Total Line Item Price | Total Incentive Paid | Total Customer Cost | Unit Incremental Price | Lighting Interior/ Exterior | Existing Measure Static Id | Measure Name | Sub Program | Unit Size | Installation Date | Gross Energy Savings (kWh) - Measure | Gross Demand Reduction Summer(kW) - Measure | Gross Demand Reduction Winter (kW) - Measure | Gross Demand Reduction (kW PJM) - Measure | Description | Make | Model | Location | Basecase Capacity or Size | Effective Useful Life | Remaining Useful Life | CF-SSP | CF-PJM-Summer | CF-PJM-Winter | ISR | Calculator Measure Line | Annual Hours of Operation | VFD Application Type | Horsepower | Motor Efficiency | VFD - ESF | VFD - DSF | Motor Load Factor | EER | SEER | EER Baseline | SEER Baseline | COP Baseline | Capacity or Tons | DE Economizer | kW/ton | kW/ton Baseline | IPLV | IPLV Baseline | IEER | COP | IEER Baseline | Project Type | Baseline Quantity | Baseline Wattage (W) | Efficiency Wattage (W) | Interior/Exterior | WHF-Energy | WHF-Demand-SSP | WHF-Demand-PJM-Summer | WHF-Demand-PJM-Winter | Wattage Controlled | Controls-ESF | Controls-DSF-Summer | Controls-DSF-Winter | Equip Name - Baseline | Customer Self-Report Ratio | Square Footage of Space or Building | Baseline Lighting Power Density | Installed Lighting Power Density | Equip Name | Quantity | Install Type | Equipment RefID | Group Name | Product Type | Regulatory Reporting Date | Cooling Savings (kWh) | Heating Savings (kWh) | Heating Savings (Therms) | Building Type | Space Type | HVAC/Motor Type | Occ Sensor | Exterior ECM | Linear Feet | EFLH | Tune Up IMPR Percent | HVAC Replacement | Cooling kWh | Cooling Savings Percent | Heating kWH | Elec. Heat Savings Percent | Heating Therms | Fuel Heating Savings Percent | Duct DE-after | Duct DE-before | Duct FLHcool | Duct Conversion Factor | Case WattsPerLFBASE | Case WattsPerLFEE | Case LF | Refer/Freezer | Cover Btu/h Per/lf | Cover Conversion (Btu/ton) | Cover Conversion (kW per ton) | Cover ESF | Cover Op Hours | Sweat Doors | Sweat Control Type | Sweat kWd | Sweat CF | Onnone Percent | Oncontrol Percent | Motor HP | Motor Delta kW p | Motor kWhp | Motor Onuc Percent | Evap Style | Evap kWhp | Curtain Cooler/Freezer | Curtain Existing | Vending Cans | Materials Include | EVapFan: Compressor Amps | EVapFan: Compressor Volts | EVapFan: Compressor Phases | EvapFan: Number of Fans on Control | HVAC: Size (Tons) | (HVAC) Months Since Last Service | Nameplate Amps | Nameplate Volts | Nameplate Phases | kWSP | kWECM | LightingID | OccSensorID | Existing Fixture Type | Existing Base Type | Color Temperature | Thermostat Type | HSPF Baseline | HSPF | CLH | GasSaving MMBTU | SEER2 Baseline | EER2 Baseline | HSPF2 Baseline | SEER2 new | EER2 new | HSPF2 new | Unit Installation Cost | Total Equipment Cost | Total Installation Cost | ETDF Summer | ETDF Winter | $/kWh | DIY | CNP Installed
0
0
0
0
0
0
0
0
0
0
0
0
0
0
0
0
0
0
0
0
0
0
0
0
0
0
0
0
0
0
0
1
2
3
4
5
6
7
8
9
10
11
12
13
14
15
16
17
18
19
20
21
22
23
24
25
26
27
28
29
30
31
32
33
34
35
36
37
38
39
40
41
42
43
44
45
46
47
48
49
50
51
52
53
54
55
56
57
58
59
60
61
62
63
64
65
66
67
68
69
70
71
72
73
74
75
76
77
78
79
80
81
82
83
84
85
86
87
88
89
90
91
92
93
94
95
96
97
98
99
100
101
102
103
104
105
106
107
108
109
110
111
112
113
114
115
116
117
118
119
120
121
122
123
124
125
126
127
128
129
130
131
132
133
134
135
136
137
138
139
140
141
142
143
144
145
146
147
148
149
150
151
152
153
154
155
156
157
158
159
160
161
162
163
164
165
166
167
168
169
170
171
172
173
174
175
176
177
178
179
180
181
182
183
184
185
186
187
188
189
190
191
192
193
194
195
196
197
198
199
200
201
202
203
204
205
206
207
208
209
210
211
212
213
214
215
216
217
218
219
220
221
222
223
224
225
226
227
228
229
230
231
232
233
234
235
236
237
238
239
240
241
242
243
244
245
246
247
248
249
250
251
252
253
254
255
256
257
258
259
260
261
262
263
264
265
266
267
268
269
270
271
272
273
274
275
276
277
278
279
280
281
282
283
284
285
286
287
288
289
290
291
292
293
294
295
296
297
298
299
300
301
302
303
304
305
306
307
308
309
310
311
312
313
314
315
316
317
318
319
320
321
322
323
324
325
326
327
328
329
330
331
332
333
334
335
336
337
338
339
340
341
342
343
344
345
346
347
348
349
350
351
352
353
354
355
356
357
358
359
360
361
362
363
364
365
366
367
368
369
370
371
372
373
374
375
376
377
378
379
380
381
382
383
384
385
386
387
388
389
390
391
392
393
394
395
396
397
398
399
400
401
402
403
404
405
406
407
408
409
410
411
412
413
414
415
416
417
418
419
420
421
422
423
424
425
426
427
428
429
430
431
432
433
434
435
436
437
438
439
440
441
442
443
444
445
446
447
448
449
450
451
452
453
454
455
456
457
458
459
460
461
462
463
464
465
466
467
468
469
470
471
472
473
474
475
476
477
478
479
480
481
482
483
484
485
486
487
488
489
490
491
492
493
494
495
496
497
498
499
500
501
502
503
504
505
506
507
508
509
510
511
512
513
514
515
516
517
518
519
520
521
522
523
524
525
526
527
528
529
530
531
532
533
534
535
536
537
538
539
540
541
542
543
544
545
546
547
548
549
550
551
552
553
554
555
556
557
558
559
560
561
562
563
564
565
566
567
568
569
570
571
572
573
574
575
576
577
578
579
580
581
582
583
584
585
586
587
588
589
590
591
592
593
594
595
596
597
598
599
600
601
602
603
604
605
606
607
608
609
610
611
612
613
614
615
616
617
618
619
620
621
622
623
624
625
626
627
628
629
630
631
632
633
634
635
636
637
638
639
640
641
642
643
644
645
646
647
648
649
650
651
652
653
654
655
656
657
658
659
660
661
662
663
664
665
666
667
668
669
670
671
672
673
674
675
676
677
678
679
680
681
682
683
684
685
686
687
688
689
690
691
692
693
694
695
696
697
698
699
700
701
702
703
704
705
706
707
708
709
710
711
712
713
714
715
716
717
718
719
720
721
722
723
724
725
726
727
728
729
730
731
732
733
734
735
736
737
738
739
740
741
742
743
744
745
746
747
748
749
750
751
752
753
754
755
756
757
758
759
760
761
762
763
764
765
766
767
768
769
770
771
772
773
774
775
776
777
778
779
780
781
782
783
784
785
786
787
788
789
790
791
792
793
794
795
796
797
798
799
800
801
802
803
804
805
806
807
808
809
810
811
812
813
814
815
816
817
818
819
820
821
822
823
824
825
826
827
828
829
830
831
832
833
834
835
836
837
838
839
840
841
842
843
844
845
846
847
848
849
850
851
852
853
854
855
856
857
858
859
860
861
862
863
864
865
866
867
868
869
870
871
872
873
874
875
876
877
878
879
880
881
882
883
884
885
886
887
888
889
890
891
892
893
894
895
896
897
898
899
900
901
902
903
904
905
906
907
908
909
910
911
912
913
914
915
916
917
918
919
920
921
922
923
924
925
926
927
928
929
930
931
932
933
934
935
936
937
938
939
940
941
942
943
944
945
946
947
948
949
950
951
952
953
954
955
956
957
958
959
960
961
962
963
964
965
966
967

## Incentives (hidden)
$/kWh
Measure Category | BTU | SBDI | HVAC Measure | BTU | SBDI | Units | Electrification Measure | BTU | SBDI | Units
Lighting | 0.8 | 0.8 | Unitary HVAC Systems | 2.5 | 2.5 | $/kWh | Air Source Heat Pump | 750 | 750 | $/ton
Lighting & Controls | 0.8 | 0.8 | Smart Thermostat | Measure Price | Measure Price | $/kWh | Ductless Mini Split | 300 | 300 | $/ton
DIY Lighting | 0.8 | Measure Price | Ductless Mini-Split Heat Pump (DMSHP) | 2.5 | 2.5 | $/kWh | Heat Pump Water Heater | 1500 | 1500 | $/unit
Refrigeration | 0.8 | 0.8 | Variable Frequency Drive (VFD) for HVAC | 0.8 | 0.8 | $/kWh
Food Service | 0.8 | 0.8 | Dual Enthalpy Economizer | 0.8 | 0.8 | $/kWh
Misc | Measure Price | Measure Price | Guest Room Occupancy Sensor | 0.8 | 0.8 | $/kWh
| % of Project Cost |  | Variable Refrigerant Flow (VRF) Heat Pump System | 2.5 | 2.5 | $/kWh
Measure Category | BTU | SBDI | C&I Heat Pump Water Heater | 2.5 | 2.5 | $/kWh
Lighting | 80% | 80% | Advanced Rooftop Controls (ARC) | 0.8 | 0.8 | $/kWh
Lighting & Controls | 80% | 80% | Demand Control Ventilation (HVAC) | 0.8 | 0.8 | $/kWh
DIY Lighting | 100% | 100% | Switch Reluctance Motor | 0.8 | 0.8 | $/kWh
HVAC | 80% | 80% | Duct Sealing | 0.8 | 0.8 | $/kWh
Refrigeration | 80% | 80% | Electric Chiller | 2.5 | 2.5 | $/kWh
Food Service | 80% | 80% | Tune Up | 60 | 35 | $/ton
Misc | 100% | 100% | Chiller Tune Up | 12 | 12 | $/ton
Electrification | 80% | 80% | Bathroom Exhaust Fan | 0.8 | 0.8 | $/kWh
Smart Thermostat | 100% | 100%
Measure Price Measures | Cap
Smart Thermostat | 1000
Advanced Power Strips | 150
Low Flow Aerators | 30
Water Heater Pipe Insulation | 30
Vending Machine Controls | 500
Suction Pipe Insulation | 50

## Cost Breakdown
Customer Cost Breakdown (Page 1 of 3)
Customer Cost Breakdown
- - Building Tune-Up
Potomac Edison Account # |  |  | Business Name |  |  |  | EA #
0
LOCATION | PRODUCT DESCRIPTION | EXISTING PROD/MODEL # | EXIST. QTY | PROD/MODEL # | REPLACE QTY | $/kWh | UNIT EQUIPMENT COST | UNIT INSTALLATION COST | TOTAL COST | CUSTOMER COST | QTY INSTALLED (IF DIFFERENT) | CUSTOMER TO INITIALS CHANGES
1)
2)
3)
4)
5)
6)
7)
8)
9)
10)
11)
12)
13)
14)
15)
16)
17)
18)
19)
20)
21)
22)
23)
24)
25)
26)
27)
28)
29)
Cost of Installed Measures (Page 1 only): |  |  |  | 0
Customer Cost Breakdown
Building Tune-Up
Potomac Edison Account # |  |  | Business Name |  |  |  | EA #
0
LOCATION | PRODUCT DESCRIPTION | EXISTING PROD/MODEL # | EXIST. QTY | PROD/MODEL # | REPLACE QTY | $/kWh | UNIT EQUIPMENT COST | UNIT INSTALLATION COST | TOTAL COST | CUSTOMER COST | QTY INSTALLED (IF DIFFERENT) | CUSTOMER TO INITIALS CHANGES
31)
32)
33)
34)
35)
36)
37)
38)
39)
40)
41)
42)
43)
44)
45)
46)
47)
48)
49)
50)
51)
52)
53)
54)
55)
56)
57)
58)
59)
Cost of Installed Measures (Page 2 only): |  |  |  | 0
Customer Cost Breakdown
Building Tune-Up
Potomac Edison Account # |  |  | Business Name |  |  |  | EA #
0
LOCATION | PRODUCT DESCRIPTION | EXISTING PROD/MODEL # | EXIST. QTY | PROD/MODEL # | REPLACE QTY | $/kWh | UNIT EQUIPMENT COST | UNIT INSTALLATION COST | TOTAL COST | CUSTOMER COST | QTY INSTALLED (IF DIFFERENT) | CUSTOMER TO INITIALS CHANGES
60)
61)
62)
63)
64)
65)
66)
67)
68)
69)
70)
71)
72)
73)
74)
75)
76)
77)
78)
79)
80)
81)
82)
83)
84)
85)
86)
87)
88)
Cost of Installed Measures (Page 3 only): |  |  |  | 0
Customer Cost Breakdown
Building Tune-Up
Potomac Edison Account # |  |  | Business Name |  |  |  | EA #
0
LOCATION | PRODUCT DESCRIPTION | EXISTING PROD/MODEL # | EXIST. QTY | PROD/MODEL # | REPLACE QTY | $/kWh | UNIT EQUIPMENT COST | UNIT INSTALLATION COST | TOTAL COST | CUSTOMER COST | QTY INSTALLED (IF DIFFERENT) | CUSTOMER TO INITIALS CHANGES
89)
90)
91)
92)
93)
94)
95)
96)
97)
98)
99)
100)
101)
102)
103)
104)
105)
106)
107)
108)
109)
110)
111)
112)
113)
114)
115)
116)
117)
Cost of Installed Measures (Page 4 only): |  |  |  | 0
Customer Cost Breakdown
Building Tune-Up
Potomac Edison Account # |  |  | Business Name |  |  |  | EA #
0
LOCATION | PRODUCT DESCRIPTION | EXISTING PROD/MODEL # | EXIST. QTY | PROD/MODEL # | REPLACE QTY | $/kWh | UNIT EQUIPMENT COST | UNIT INSTALLATION COST | TOTAL COST | CUSTOMER COST | QTY INSTALLED (IF DIFFERENT) | CUSTOMER TO INITIALS CHANGES
118)
119)
120)
121)
122)
123)
124)
125)
126)
127)
128)
129)
130)
131)
132)
133)
134)
135)
136)
137)
138)
139)
140)
141)
142)
143)
144)
145)
146)
Cost of Installed Measures (Page 5 only): |  |  |  | 0
Customer Cost Breakdown
Building Tune-Up
Potomac Edison Account # |  |  | Business Name |  |  |  | EA #
0
LOCATION | PRODUCT DESCRIPTION | EXISTING PROD/MODEL # | EXIST. QTY | PROD/MODEL # | REPLACE QTY | $/kWh | UNIT EQUIPMENT COST | UNIT INSTALLATION COST | TOTAL COST | CUSTOMER COST | QTY INSTALLED (IF DIFFERENT) | CUSTOMER TO INITIALS CHANGES
147)
148)
149)
150)
151)
152)
153)
154)
155)
156)
157)
158)
159)
160)
161)
162)
163)
164)
165)
166)
167)
168)
169)
170)
171)
172)
173)
174)
175)
Cost of Installed Measures (Page 6 only): |  |  |  | 0
Customer Cost Breakdown
Building Tune-Up
Potomac Edison Account # |  |  | Business Name |  |  |  | EA #
0
LOCATION | PRODUCT DESCRIPTION | EXISTING PROD/MODEL # | EXIST. QTY | PROD/MODEL # | REPLACE QTY | $/kWh | UNIT EQUIPMENT COST | UNIT INSTALLATION COST | TOTAL COST | CUSTOMER COST | QTY INSTALLED (IF DIFFERENT) | CUSTOMER TO INITIALS CHANGES
176)
177)
178)
179)
180)
181)
182)
183)
184)
185)
186)
187)
188)
189)
190)
191)
192)
193)
194)
195)
196)
197)
198)
199)
200)
201)
202)
203)
204)
Cost of Installed Measures (Page 7 only): |  |  |  | 0
Prepare PDF File For Cost Breakdown

## Inspection Punchlist
Inspection Punchlist Tab(Page 1 of 6)
EA # | [11 empty] | Inspector's Name |  |  |  | Date
0
Business Type |  |  |  | Verified Acc't # | [7 empty] | Contact Name |  |  |  | Contact Position
0 | [5 empty] | ,
Temperature Contol System | [5 empty] | 0 | [5 empty] | Energy Assessment Company
0 | [5 empty] | 0 | [5 empty] | 0
Project Name |  |  | Heating Type | [8 empty] | Sales Representative Name |  |  |  | Assessment Date
0 | [5 empty] | Assessment Tool Version 2 | [9 empty] | 0%
Pre-Inspection / Post-Inspection
Project Measure List
LOCATION |  | Height | SPACE TYPE | EXISTING FIXTURE |  | QTY | RECOMMENDED FIXTURE |  |  | MAKE/MODEL | QTY | PASS |  | FAIL | CORRECTIVE ACTION
1)
2)
3)
4)
5)
6)
7)
8)
9)
10)
11)
12)
13)
14)
15)
Name/Title of Person Contacted at Site: ___________________________________________________________ | [7 empty] | Inspector's Signature: ___________________________________________________________________
INSPECTION: |  | PASS | FAIL |  | FLAG
(circle one)
DEBRIS REMOVAL: YES NO | [5 empty] | PRODUCT QUALITY: SATISFACTORY UNSATISFACTORY
(circle one) | [5 empty] | (circle one)
Date: _____________________________________ | [5 empty] | Installer's Signature: ____________________________________________________________
Comments (Issues discussed with manager or sub-contractor):
| Total kWh Saving |  | 0 kWh |  |  | Total Incentive |  |  | 0 |  |  |  | EA#
Inspection Punchlist Tab(Page 2 of 6) | [9 empty] | Pre-Inspection / Post-Inspection
EA # | [11 empty] | Inspector's Name |  |  |  | Date
0
LOCATION |  | Height | SPACE TYPE | EXISTING FIXTURE |  | QTY | RECOMMENDED FIXTURE |  |  | MAKE/MODEL | QTY | PASS |  | FAIL | CORRECTIVE ACTION
16)
17)
18)
19)
20)
21)
22)
23)
24)
25)
26)
27)
28)
29)
31)
32)
33)
34)
35)
36)
37)
38)
39)
40)
41)
42)
43)
44)
45)
| Total kWh Saving |  | 0 kWh |  |  | Total Incentive |  |  | 0 |  |  |  | EA#
Inspection Punchlist Tab(Page 3 of 6) | [9 empty] | Pre-Inspection / Post-Inspection
EA # | [11 empty] | Inspector's Name |  |  |  | Date
0
LOCATION |  | Height | SPACE TYPE | EXISTING FIXTURE |  | QTY | RECOMMENDED FIXTURE |  |  | MAKE/MODEL | QTY | PASS |  | FAIL | CORRECTIVE ACTION
46)
47)
48)
49)
50)
51)
52)
53)
54)
55)
56)
57)
58)
59)
60)
61)
62)
63)
64)
65)
66)
67)
68)
69)
70)
71)
72)
73)
74)
| Total kWh Saving |  | 0 kWh |  |  | Total Incentive |  |  | 0 |  |  |  | EA#
Inspection Punchlist Tab(Page 4 of 6) | [9 empty] | Pre-Inspection / Post-Inspection
EA # | [11 empty] | Inspector's Name |  |  |  | Date
0
LOCATION |  | Height | SPACE TYPE | EXISTING FIXTURE |  | QTY | RECOMMENDED FIXTURE |  |  | MAKE/MODEL | QTY | PASS |  | FAIL | CORRECTIVE ACTION
75)
76)
77)
78)
79)
80)
81)
82)
83)
84)
85)
86)
87)
88)
89)
90)
91)
92)
93)
94)
95)
96)
97)
98)
99)
100)
101)
102)
103)
| Total kWh Saving |  | 0 kWh |  |  | Total Incentive |  |  | 0 |  |  |  | EA#
Inspection Punchlist Tab(Page 5 of 6) | [9 empty] | Pre-Inspection / Post-Inspection
EA # | [11 empty] | Inspector's Name |  |  |  | Date
0
LOCATION |  | Height | SPACE TYPE | EXISTING FIXTURE |  | QTY | RECOMMENDED FIXTURE |  |  | MAKE/MODEL | QTY | PASS |  | FAIL | CORRECTIVE ACTION
104)
105)
106)
107)
108)
109)
110)
111)
112)
113)
114)
115)
116)
117)
118)
119)
120)
121)
122)
123)
124)
125)
126)
127)
128)
129)
130)
131)
132)
| Total kWh Saving |  | 0 kWh |  |  | Total Incentive |  |  | 0 |  |  |  | EA#
Inspection Punchlist Tab(Page 6 of 6) | [9 empty] | Pre-Inspection / Post-Inspection
EA # | [11 empty] | Inspector's Name |  |  |  | Date
0
LOCATION |  | Height | SPACE TYPE | EXISTING FIXTURE |  | QTY | RECOMMENDED FIXTURE |  |  | MAKE/MODEL | QTY | PASS |  | FAIL | CORRECTIVE ACTION
133)
134)
135)
136)
137)
138)
139)
140)
141)
142)
143)
144)
145)
146)
147)
148)
149)
150)
151)
152)
153)
154)
155)
156)
157)
158)
159)
160)
161)
| Total kWh Saving |  | 0 kWh |  |  | Total Incentive |  |  | 0 |  |  |  | EA#
Inspection Punchlist Tab(Page 7 of 8) | [9 empty] | Pre-Inspection / Post-Inspection
EA # | [11 empty] | Inspector's Name |  |  |  | Date
0
LOCATION |  | Height | SPACE TYPE | EXISTING FIXTURE |  | QTY | RECOMMENDED FIXTURE |  |  | MAKE/MODEL | QTY | PASS |  | FAIL | CORRECTIVE ACTION
162)
163)
164)
165)
166)
167)
168)
169)
170)
171)
172)
173)
174)
175)
176)
177)
178)
179)
180)
181)
182)
183)
184)
185)
186)
187)
188)
189)
190)
| Total kWh Saving |  | 0 kWh |  |  | Total Incentive |  |  | 0 |  |  |  | EA#
Inspection Punchlist Report (Page 8 of 8) | [9 empty] | Pre-Inspection / Post-Inspection
EA # | [11 empty] | Inspector's Name |  |  |  | Date
0
LOCATION |  | Height | SPACE TYPE | EXISTING FIXTURE |  | QTY | RECOMMENDED FIXTURE |  |  | MAKE/MODEL | QTY | PASS |  | FAIL | CORRECTIVE ACTION
191)
192)
193)
194)
195)
196)
197)
198)
199)
200)
201)
202)
203)
204)
| Total kWh Saving |  | 0 kWh |  |  | Total Incentive |  |  | 0 |  |  |  | EA#
PRINT INSPECTION SHEET

## Data Export (hidden)
Active Measure | # | Measure Type | Measure Name Text | Catalog ID | Enrollment Application ID | Application Premise ID | Eligible Measure ID | Record Type ID | quantity | Total Incentive | Total Incentive | Total Incentive | TotalAnnualkWhSaved | Summer Peak Demand | Winter Peak Demand | Natural Gas Savings MMBTU | Therms | ETDF Summer / ifkwh (Lighting only) | ETDF Winter | COINCIDENCE_FACTOR_PJM_SUMMER | COINCIDENCE_FACTOR_PJM_winter | Elec_Savings_Adj/ ifkW (Lighting only) | location | height | Interior_or_exterior | space_type | basecase_quantity | Baseline_fixture_type | temperature | baseline_number_lamps | lamp_type | basecase_description | baseline_watts | watts_reduced | baseline_kw_impact | sensor_type | wattage | kw_impact | peak_kw | Baseline_kWh_impact | hrs_per_day | full_load_hours | comm_coincidence_factor | coincidence_factor | isr | WHF_D_PJM_WINTER | location_2 | kw_usage | units_controlled_by_control | Hrs_of_use | percent_saved/savings_type | WHF_D | whf_e | hvac_code | heating_type_sel | manufacturer | tons | Heating_capacity_Mbtuh | kbtuh_input | hrs_per_year_stat | basecase_seer | basecase_eer | installer_id | percent_better | efficiency | basecase_efficiency | basecase_ef | Baseline_energy_savings_factor | BTUH_cool | BTUH_heat | capacity | baseline_description | Baseline_efficiency | design_heating_efficiency | baseline_heating_efficiency | Aspect_ratio_WHFg | seer | equipment_replaced_on_failure | heating_type | KWH_Cooling | percent_of_gas_saved | KWH_impact_3 | annual_therms_saved | horse_power | type | pre_test_percent | post_test_percent | basecase_type | watts_sqft | linear_feet_installed | kw_per_unit | kbtuh | kw_impact_3 | kwh_impact_6 | percent_of_demand_reduction | Baseline_COP | energy_savings_factor | curtain_type | size | number_fans_installed | WHFg | thermal_efficiency | kWh_MMBTU_convert_WHFg | Space_heat_fraction_WHFg | heating_efficiency_WHFg | percent_savings_from_control | baseline_controls_factor | date_installed | motor_type | System_Type_sel | Baseline_IEER | Baseline_HSPF | EER | IEER | COP | HSPF | full_load_hours_Cool | full_load_hours_heat | Heater_type | AFUE | elec_coding | Exist_Equip_Age | facility_type | loadfactor | baseline_control_code | control_type | motor_use | pre_leakage_rate | pre_leakage_estimate | idle_energy_rate | kw_hp | percent_conditioned_space | gallons_per_day | kwh_impact_5 | basecase_kwh | Duty_cycle_comp | harvest_rate | kwh_EFF | Compressor_type | baseline_load | kWh_net | Idle_Energy_rate_kW | Baseline_rated_efficiency | Conv | Conversion_factor | lbs_food_per_day | percent | number_pans | CFM | year | Capacity_1 | Heating_medium | Efficient Cooking Energy Efficiency (%) | Equipment Cost | Washer | PC | Baseline CFM/W | Efficient CFM/W | Remaining Useful Life (years | Floor | Type | Measure Life (years) | Life Electric Energy Savings (kWh) | Life Greenhouse Gas Emmissions Savings (MTCO2e) | Incentive/Unit | Deemed Energy Savings (kWh/Unit) | Heating Fuel Type | Diameter of Pipe (in) | Water Heater Outlet Water Temp (⁰F) | Installation Type | Category | System Type | Volume (cubic feet) | Existing Wattage | Configuration | Door Type | Efficient Energy Use (kWh/year) | ENERGY START Certified | Volume (cubic feet) | Model | Life Greenhouse Gas Emissions Savings (MTCO2e)
|  |  | Text Area(255) | Number(18, 0) | Text(255) | Text(255) | Text(255) | Text(255) | Number(18, 0) | Number(14, 4) | Number(14, 4) | Number(14, 4) | Number(15, 3) | Number(12, 6) | Number(12, 6) | Number(14, 4) | Number(14, 4) | Number(14, 6) | Number(14, 6) | Number(12, 6) | Number(12, 6) | Number(14, 4) | Text(255) | Number(14, 4) | Picklist | Text(255) | Number(18, 0) | Text(255) | Number(14, 4) | Number(18, 0) | Picklist | Picklist | Number(14, 4) | Number(14, 4) | Number(14, 4) | Text(255) | Number(14, 4) | Number(12, 6) | Number(12, 6) | Number(14, 4) | Number(16, 2) | Number(16, 2) | Number(12, 6) | Number(12, 6) | Number(15, 3) | Number(12, 6) | Text Area(255) | Number(14, 4) | Number(18, 0) | Number(16, 2) | Number(14, 4) | Number(12, 6) | Percent(16, 2) | picklist (255), restricted | Picklist | Text(255) | Number(16, 2) | Number(16, 2) | Number(16, 2) | Number(16, 2) | Number(14, 4) | Number(14, 4) | Rich Text Area(32768) | Percent(14, 4) | Percent(16, 2) | Percent(16, 2) | Number(14, 4) | Percent(16, 2) | Number(16, 2) | Number(16, 2) | Number(16, 2) | Number(14, 4) | Number(14, 4) | Percent(16, 2) | Percent(14, 4) | Number(11, 7) | Number(14, 4) | Picklist | Picklist | Number(15, 3) | Percent(14, 4) | Number(15, 3) | Number(14, 4) | Number(16, 2) | picklist (255), restricted | Number(12, 6) | Number(14, 4) | Picklist | Number(14, 4) | Number(16, 2) | Number(15, 3) | Number(14, 4) | picklist (255), restricted | Number(12, 6) | Percent(16, 2) | Number(14, 4) | Number(14, 4) | picklist (255), restricted | Text(255) | Number(18, 0) | Number(14, 4) | Percent(16, 2) | Number(15, 3) | Number(14, 4) | Number(14, 4) | Percent(14, 4) | Number(16, 2) | Date | Text(255) | Picklist | Number(14, 4) | Number(14, 4) | Number(14, 4) | Number(14, 4) | Number(14, 4) | Number(14, 4) | Number(18, 0) | Number(18, 0) | Picklist | Percent(14, 4) | Picklist | Number(16, 2) | Picklist | #N/A | picklist (255), restricted | Picklist | Percent(16, 2) | Number(14, 4) | Number(15, 3) | Text | Number(16, 2) | Percent(14, 4) | Number(15, 3) | Number(15, 3) | Number(15, 3) | picklist (255), restricted | Number(16, 2) | Number(16, 2) | Text(255) | Number(15, 3) | Number(15, 3) | Number(16, 2) | Number(16, 2) | Number(12, 6) | Number(12, 6) | Number(14, 4) | Percent(16, 2) | Number(18, 0) | Number(16, 2) | Number(16, 2) | Number(16, 2) | Number(14, 4) | Number(14, 4) | Number(14, 4) | Number(14, 4) | Number(14, 4) | Number(14, 4) | Number(14, 4) | Number(14, 4) | Text(255) | Text(255) | Number(15,3) | Number(15,3) | Number(12,6) | Currency(16, 2) | Number(15,3) | Picklist | Number(14,4) | Number(16,2) | Picklist | Text(255) | Picklist | Number(14,4) | Number(14,4) | Text | Text | Number(14, 4) | Text | Number(14, 4) | Text | Number(15, 6)
1 |  |  | Measure_Name_Text__c | Description_Product_Style__c | Enrollment_Application__c | Application_Premise__c | Eligible_Measure__c | RecordTypeId | Quantity__c | Total_Incentive_New__c | Total_Incentive_Cap__c | Overridden_Incentive__c | Annual_Electric_Energy_Savings_kwh__c | Summer_Coincident_Peak_Demand_Savings_kW__c | WC_Peak_Demand_Savings_kW__c | Gross_Savings_MMBTu__c | Gross_Savings_Therms__c | Energy_Savings_Factor__c | Existing_Energy_Factor__c | Coincident_Factor_PJM_SC__c | Coincident_Factor_PJM_WC__c | Demand_Savings_Factor__c | Installation_Location__c | Height_in__c | M_Installation_Location__c | Building_Exterior_Area_Type__c | Efficient_Fixture_Quantity__c | Baseline_Fixture_Type__c | Color_Temperature__c | Baseline_Fixture_Quantity__c | Efficient_Lamp_Type__c | Lamp_Base_Type__c | Existing_Wattage__c | Efficient_Wattage__c | Factor_5__c | Multifunction_Sensor__c | Efficient_Lamp_Wattage__c | Per_Unit_Gross_kW_Impact__c | Realized_SC_Peak_Demand_Savings_kW__c | Annual_Energy_Use_kWh_yr__c | Average_Daily_Hours_of_Use__c | Annual_Operating_Hours__c | Coincident_Factor__c | Coincidence_Factor__c | Commercial_In_Service_Rate__c | Electric_Demand_HVAC_IE_PJM_WC__c | Location_Within_Facility__c | Factor_8__c | Efficient_Control_Sensor_Quantity__c | Annual_Operating_Hours_hours_year__c | Savings_Factor__c | Electric_Demand_HVAC_IE__c | Heating_ESF__c | Space_Conditioning_Type__c | Heating_Section_Type__c | Make__c | System_Capacity_tons__c | Heating_Capacity_tons__c | Output_Heating_Capacity_MBTUH__c | Average_Annual_Hours_of_Use__c | Baseline_SEER__c | Baseline_EER__c | Comments__c | Adjustment_Factor__c | Efficient_Cooling_DE__c | Existing_Cooling_DE__c | Baseline_Energy_Factor__c | Cooling_ESF__c | Cooling_BTUH__c | Heating_BTUH__c | Cooling_Capacity_Afull__c | Existing_Cooling_System_Efficiency__c | Baseline_CEF_lbs_kWh__c | Efficient_Heating_DE__c | Heating_System_Efficiency__c | Factor_2__c | Efficient_Seasonal_Energy_Ratio__c | Was_Heating_and_Cooling_System_Replaced__c | Heating_and_Cooling_System_Type__c | Annual_Electric_Cooling_Savings_kwh__c | Fuel_Heat_Savings__c | Annual_Electric_Heating_Savings_kwh__c | Submitted_Gross_Savings_Therms__c | Efficient_Motor_Horsepower_hp_number__c | Refrigeration_Type__c | Controls_Coincident_Factor__c | Efficient_Controls_Factor__c | M_Baseline_Fixture__c | Efficient_Lighting_Power_Density_W_ft2__c | Length_in_Feet__c | Maximum_Energy_Use_kWh_100_lbs_ice__c | Factor_1__c | ECM_Motor__c | Per_Unit_Gross_kWh_Impact__c | Efficient_Motor_Efficiency__c | Baseline_COP__c | Efficient_CEF_lbs_kWh__c | Pre_Existing_Curtains__c | Factor_Text_1__c | Quantity_of_High_Efficiency_Fans_Install__c | Factor_4__c | Thermal_Efficiency__c | Deemed_Annual_Energy_Savings_MMBtu__c | Factor_3__c | Existing_Heating_System_Efficiency__c | Percent_On_Controlled__c | Baseline_Controls_Factor__c | Date_Installed__c | Motor_Type__c | System_Size_Tons__c | Baseline_IEER__c | Baseline_HSPF__c | Efficient_Energy_Efficiency_Ratio__c | Efficient_IEER__c | Efficient_COP__c | Efficient_Heat_Seasonal_Prfrmnce_Factor__c | EFLH_Cooling__c | EFLH_Heating__c | Existing_Heating_System_Type__c | AFUE__c | Heating_System_Type__c | Existing_Equipment_Age_years__c | Building_Type__c | Load_Shape_Adjustment_Factor__c | Baseline_Control_Strategy__c | Efficient_Control_Strategy__c | Baseline_Motor_Efficiency__c | Realization_Rate__c | Estimated_Annual_Energy_Savings_kWh__c | HVAC_Fan_Pump_Control_Type__c | Baseline_Motor_Horsepower_hp__c | Percent_On_Uncontrolled__c | Water_Use_gallons_day__c | Efficient_Energy_Use_kWh_100_lbs_ice__c | Baseline_Energy_Use_kWh_100_lbs_ice__c | Efficient_Ice_Machine_Type__c | Ice_Machine_Harvest_Rate_lbs_day__c | Efficient_Liters_per_kWh__c | Compressor_Type__c | Energy_Use_Daily_Consumption_kWh_day__c | Net_Life_Electric_Energy_Savings_kWh__c | Baseline_Energy_Use_kWh__c | Efficient_Energy_Use_Norm_Idle_W_sf__c | Baseline_Elec_Conv_Idle_Energy_kW__c | Baseline_Elec_Steam_Idle_Energy_kW__c | Load_lbs__c | Cooking_Energy_Efficiency__c | Number_of_Pans__c | Air_Loss_Rate_CFM__c | Annual_Operating_Days_per_Year__c | Heating_Capacity_H1full__c | Specific_heat_of_milk__c | Efficient_Cooking_Energy_Efficiency__c | Equipment_Cost__c | Dishwasher_Type__c | Efficient_Production_Capacity_lbs_hr__c | Baseline_Efficacy__c | Efficient_Efficacy__c | Remaining_Useful_Life_years__c | Child___Floor__c | Type__c | Measure_Life_years__c | Life_Electric_Energy_Savings_kWh__c | Child___Life_Greenhouse_Gas_Savings_MTCO2e__c | Incentive_Unit__c | Deemed_Energy_Savings_kWh__c | Water_Heating_Fuel__c | Child___Diameter_of_Pipe_in__c | Water_Heater_Outlet_Water_Temperature__c | Installation_Type__c | Catgeory__c | System_Type__c | Volume_cubic_feet__c | Child___Existing_Wattage__c | Configuration__c | Door_Type__c | Efficient_Energy_Use_kWh_year__c | ENERGY_STAR_Certified__c | Volume_cubic_feet__c | Model__c | Life_Greenhouse_Gas_Savings_MTCO2e__c
0 | 1 | Food Service | Combination Oven – Electric | 88297 |  |  |  |  | 0 | [98 empty] | 0% | [37 empty] | 0 | 0% | 0 |  |  |  |  | 0% | 0
0 | 2 | Food Service | Combination Oven – Electric | 88297 |  |  |  |  | 0 | [98 empty] | 0% | [37 empty] | 0 | 0% | 0 |  |  |  |  | 0% | 0
0 | 3 | Food Service | Combination Oven – Electric | 88297 |  |  |  |  | 0 | [98 empty] | 0% | [37 empty] | 0 | 0% | 0 |  |  |  |  | 0% | 0
0 | 4 | Food Service | Combination Oven – Electric | 88297 |  |  |  |  | 0 | [98 empty] | 0% | [37 empty] | 0 | 0% | 0 |  |  |  |  | 0% | 0
0 | 5 | Food Service | Combination Oven – Electric | 88297 |  |  |  |  | 0 | [98 empty] | 0% | [37 empty] | 0 | 0% | 0 |  |  |  |  | 0% | 0
0 | 6 | Food Service | Combination Oven – Electric | 88297 |  |  |  |  | 0 | [98 empty] | 0% | [37 empty] | 0 | 0% | 0 |  |  |  |  | 0% | 0
0 | 7 | Food Service | Combination Oven – Electric | 88297 |  |  |  |  | 0 | [98 empty] | 0% | [37 empty] | 0 | 0% | 0 |  |  |  |  | 0% | 0
0 | 8 | Food Service | Combination Oven – Electric | 88297 |  |  |  |  | 0 | [98 empty] | 0% | [37 empty] | 0 | 0% | 0 |  |  |  |  | 0% | 0
0 | 9 | Food Service | Combination Oven – Electric | 88297 |  |  |  |  | 0 | [98 empty] | 0% | [37 empty] | 0 | 0% | 0 |  |  |  |  | 0% | 0
0 | 10 | Food Service | Combination Oven – Electric | 88297 |  |  |  |  | 0 | [98 empty] | 0% | [37 empty] | 0 | 0% | 0 |  |  |  |  | 0% | 0
0 | 11 | Food Service | Convection Ovens Convection Oven – Electric | 88298 |  |  |  |  | 0 | [98 empty] | 0% | [37 empty] | 0 | [6 empty] | 0% | 0
0 | 12 | Food Service | Convection Ovens Convection Oven – Electric | 88298 |  |  |  |  | 0 | [98 empty] | 0% | [37 empty] | 0 | [6 empty] | 0% | 0
0 | 13 | Food Service | Convection Ovens Convection Oven – Electric | 88298 |  |  |  |  | 0 | [98 empty] | 0% | [37 empty] | 0 | [6 empty] | 0% | 0
0 | 14 | Food Service | Convection Ovens Convection Oven – Electric | 88298 |  |  |  |  | 0 | [98 empty] | 0% | [37 empty] | 0 | [6 empty] | 0% | 0
0 | 15 | Food Service | Convection Ovens Convection Oven – Electric | 88298 |  |  |  |  | 0 | [98 empty] | 0% | [37 empty] | 0 | [6 empty] | 0% | 0
0 | 16 | Food Service | Convection Ovens Convection Oven – Electric | 88298 |  |  |  |  | 0 | [98 empty] | 0% | [37 empty] | 0 | [6 empty] | 0% | 0
0 | 17 | Food Service | Convection Ovens Convection Oven – Electric | 88298 |  |  |  |  | 0 | [98 empty] | 0% | [37 empty] | 0 | [6 empty] | 0% | 0
0 | 18 | Food Service | Convection Ovens Convection Oven – Electric | 88298 |  |  |  |  | 0 | [98 empty] | 0% | [37 empty] | 0 | [6 empty] | 0% | 0
0 | 19 | Food Service | Convection Ovens Convection Oven – Electric | 88298 |  |  |  |  | 0 | [98 empty] | 0% | [37 empty] | 0 | [6 empty] | 0% | 0
0 | 20 | Food Service | Convection Ovens Convection Oven – Electric | 88298 |  |  |  |  | 0 | [98 empty] | 0% | [37 empty] | 0 | [6 empty] | 0% | 0
0 | 21 | Food Service | Demand Control Commerical Kitchen Ventilation | 88301 |  |  |  |  | 0 | [25 empty] | 0.33333 | [5 empty] | 0 | [23 empty] | 0% | [26 empty] | 0 | [11 empty] | 0.471 |  |  |  | 0% | [40 empty] | 0 | 0 |  |  |  | 0
0 | 22 | Food Service | Demand Control Commerical Kitchen Ventilation | 88301 |  |  |  |  | 0 | [25 empty] | 0.33333 | [5 empty] | 0 | [23 empty] | 0% | [26 empty] | 0 | [11 empty] | 0.471 |  |  |  | 0% | [40 empty] | 0 | 0 |  |  |  | 0
0 | 23 | Food Service | Demand Control Commerical Kitchen Ventilation | 88301 |  |  |  |  | 0 | [25 empty] | 0.33333 | [5 empty] | 0 | [23 empty] | 0% | [26 empty] | 0 | [11 empty] | 0.471 |  |  |  | 0% | [40 empty] | 0 | 0 |  |  |  | 0
0 | 24 | Food Service | Demand Control Commerical Kitchen Ventilation | 88301 |  |  |  |  | 0 | [25 empty] | 0.33333 | [5 empty] | 0 | [23 empty] | 0% | [26 empty] | 0 | [11 empty] | 0.471 |  |  |  | 0% | [40 empty] | 0 | 0 |  |  |  | 0
0 | 25 | Food Service | Demand Control Commerical Kitchen Ventilation | 88301 |  |  |  |  | 0 | [25 empty] | 0.33333 | [5 empty] | 0 | [23 empty] | 0% | [26 empty] | 0 | [11 empty] | 0.471 |  |  |  | 0% | [40 empty] | 0 | 0 |  |  |  | 0
0 | 26 | Food Service | Demand Control Commerical Kitchen Ventilation | 88301 |  |  |  |  | 0 | [25 empty] | 0.33333 | [5 empty] | 0 | [23 empty] | 0% | [26 empty] | 0 | [11 empty] | 0.471 |  |  |  | 0% | [40 empty] | 0 | 0 |  |  |  | 0
0 | 27 | Food Service | Demand Control Commerical Kitchen Ventilation | 88301 |  |  |  |  | 0 | [25 empty] | 0.33333 | [5 empty] | 0 | [23 empty] | 0% | [26 empty] | 0 | [11 empty] | 0.471 |  |  |  | 0% | [40 empty] | 0 | 0 |  |  |  | 0
0 | 28 | Food Service | Demand Control Commerical Kitchen Ventilation | 88301 |  |  |  |  | 0 | [25 empty] | 0.33333 | [5 empty] | 0 | [23 empty] | 0% | [26 empty] | 0 | [11 empty] | 0.471 |  |  |  | 0% | [40 empty] | 0 | 0 |  |  |  | 0
0 | 29 | Food Service | Demand Control Commerical Kitchen Ventilation | 88301 |  |  |  |  | 0 | [25 empty] | 0.33333 | [5 empty] | 0 | [23 empty] | 0% | [26 empty] | 0 | [11 empty] | 0.471 |  |  |  | 0% | [40 empty] | 0 | 0 |  |  |  | 0
0 | 30 | Food Service | Demand Control Commerical Kitchen Ventilation | 88301 |  |  |  |  | 0 | [25 empty] | 0.33333 | [5 empty] | 0 | [23 empty] | 0% | [26 empty] | 0 | [11 empty] | 0.471 |  |  |  | 0% | [40 empty] | 0 | 0 |  |  |  | 0
0 | 31 | Food Service | Dishwasher | 88319 |  |  |  |  | 0 | [98 empty] | 0% | [45 empty] | 0 | 0
0 | 32 | Food Service | Dishwasher | 88319 |  |  |  |  | 0 | [98 empty] | 0% | [45 empty] | 0 | 0
0 | 33 | Food Service | Dishwasher | 88319 |  |  |  |  | 0 | [98 empty] | 0% | [45 empty] | 0 | 0
0 | 34 | Food Service | Dishwasher | 88319 |  |  |  |  | 0 | [98 empty] | 0% | [45 empty] | 0 | 0
0 | 35 | Food Service | Dishwasher | 88319 |  |  |  |  | 0 | [98 empty] | 0% | [45 empty] | 0 | 0
0 | 36 | Food Service | Dishwasher | 88319 |  |  |  |  | 0 | [98 empty] | 0% | [45 empty] | 0 | 0
0 | 37 | Food Service | Dishwasher | 88319 |  |  |  |  | 0 | [98 empty] | 0% | [45 empty] | 0 | 0
0 | 38 | Food Service | Dishwasher | 88319 |  |  |  |  | 0 | [98 empty] | 0% | [45 empty] | 0 | 0
0 | 39 | Food Service | Dishwasher | 88319 |  |  |  |  | 0 | [98 empty] | 0% | [45 empty] | 0 | 0
0 | 40 | Food Service | Dishwasher | 88319 |  |  |  |  | 0 | [98 empty] | 0% | [45 empty] | 0 | 0
0 | 41 | Food Service | Fryers Fryer – Electric | 88295 |  |  |  |  | 0 | [15 empty] | 0 | [15 empty] | 0 | [50 empty] | 0 | [15 empty] | 0% | [37 empty] | 0 | [6 empty] | 0% | 0 |  | 0
0 | 42 | Food Service | Fryers Fryer – Electric | 88295 |  |  |  |  | 0 | [15 empty] | 0 | [15 empty] | 0 | [50 empty] | 0 | [15 empty] | 0% | [37 empty] | 0 | [6 empty] | 0% | 0 |  | 0
0 | 43 | Food Service | Fryers Fryer – Electric | 88295 |  |  |  |  | 0 | [15 empty] | 0 | [15 empty] | 0 | [50 empty] | 0 | [15 empty] | 0% | [37 empty] | 0 | [6 empty] | 0% | 0 |  | 0
0 | 44 | Food Service | Fryers Fryer – Electric | 88295 |  |  |  |  | 0 | [15 empty] | 0 | [15 empty] | 0 | [50 empty] | 0 | [15 empty] | 0% | [37 empty] | 0 | [6 empty] | 0% | 0 |  | 0
0 | 45 | Food Service | Fryers Fryer – Electric | 88295 |  |  |  |  | 0 | [15 empty] | 0 | [15 empty] | 0 | [50 empty] | 0 | [15 empty] | 0% | [37 empty] | 0 | [6 empty] | 0% | 0 |  | 0
0 | 46 | Food Service | Fryers Fryer – Electric | 88295 |  |  |  |  | 0 | [15 empty] | 0 | [15 empty] | 0 | [50 empty] | 0 | [15 empty] | 0% | [37 empty] | 0 | [6 empty] | 0% | 0 |  | 0
0 | 47 | Food Service | Fryers Fryer – Electric | 88295 |  |  |  |  | 0 | [15 empty] | 0 | [15 empty] | 0 | [50 empty] | 0 | [15 empty] | 0% | [37 empty] | 0 | [6 empty] | 0% | 0 |  | 0
0 | 48 | Food Service | Fryers Fryer – Electric | 88295 |  |  |  |  | 0 | [15 empty] | 0 | [15 empty] | 0 | [50 empty] | 0 | [15 empty] | 0% | [37 empty] | 0 | [6 empty] | 0% | 0 |  | 0
0 | 49 | Food Service | Fryers Fryer – Electric | 88295 |  |  |  |  | 0 | [15 empty] | 0 | [15 empty] | 0 | [50 empty] | 0 | [15 empty] | 0% | [37 empty] | 0 | [6 empty] | 0% | 0 |  | 0
0 | 50 | Food Service | Fryers Fryer – Electric | 88295 |  |  |  |  | 0 | [15 empty] | 0 | [15 empty] | 0 | [50 empty] | 0 | [15 empty] | 0% | [37 empty] | 0 | [6 empty] | 0% | 0 |  | 0
0 | 51 | Food Service | Griddles Griddle – Electric | 88296 |  |  |  |  | 0 | [31 empty] | 0 | [50 empty] | 0 | [6 empty] | 0 | [8 empty] | 0% | [37 empty] | 0 | [6 empty] | 0% | 0 |  | 0
0 | 52 | Food Service | Griddles Griddle – Electric | 88296 |  |  |  |  | 0 | [31 empty] | 0 | [50 empty] | 0 | [6 empty] | 0 | [8 empty] | 0% | [37 empty] | 0 | [6 empty] | 0% | 0 |  | 0
0 | 53 | Food Service | Griddles Griddle – Electric | 88296 |  |  |  |  | 0 | [31 empty] | 0 | [50 empty] | 0 | [6 empty] | 0 | [8 empty] | 0% | [37 empty] | 0 | [6 empty] | 0% | 0 |  | 0
0 | 54 | Food Service | Griddles Griddle – Electric | 88296 |  |  |  |  | 0 | [31 empty] | 0 | [50 empty] | 0 | [6 empty] | 0 | [8 empty] | 0% | [37 empty] | 0 | [6 empty] | 0% | 0 |  | 0
0 | 55 | Food Service | Griddles Griddle – Electric | 88296 |  |  |  |  | 0 | [31 empty] | 0 | [50 empty] | 0 | [6 empty] | 0 | [8 empty] | 0% | [37 empty] | 0 | [6 empty] | 0% | 0 |  | 0
0 | 56 | Food Service | Griddles Griddle – Electric | 88296 |  |  |  |  | 0 | [31 empty] | 0 | [50 empty] | 0 | [6 empty] | 0 | [8 empty] | 0% | [37 empty] | 0 | [6 empty] | 0% | 0 |  | 0
0 | 57 | Food Service | Griddles Griddle – Electric | 88296 |  |  |  |  | 0 | [31 empty] | 0 | [50 empty] | 0 | [6 empty] | 0 | [8 empty] | 0% | [37 empty] | 0 | [6 empty] | 0% | 0 |  | 0
0 | 58 | Food Service | Griddles Griddle – Electric | 88296 |  |  |  |  | 0 | [31 empty] | 0 | [50 empty] | 0 | [6 empty] | 0 | [8 empty] | 0% | [37 empty] | 0 | [6 empty] | 0% | 0 |  | 0
0 | 59 | Food Service | Griddles Griddle – Electric | 88296 |  |  |  |  | 0 | [31 empty] | 0 | [50 empty] | 0 | [6 empty] | 0 | [8 empty] | 0% | [37 empty] | 0 | [6 empty] | 0% | 0 |  | 0
0 | 60 | Food Service | Griddles Griddle – Electric | 88296 |  |  |  |  | 0 | [31 empty] | 0 | [50 empty] | 0 | [6 empty] | 0 | [8 empty] | 0% | [37 empty] | 0 | [6 empty] | 0% | 0 |  | 0
0 | 61 | Food Service-Ice Makers | [6 empty] | 0 | [6 empty] | 0 | 0 | [90 empty] | 0% | [27 empty] | 0 | 0 | [16 empty] | 0
0 | 62 | Food Service-Ice Makers | [6 empty] | 0 | [6 empty] | 0 | 0 | [90 empty] | 0% | [27 empty] | 0 | 0 | [16 empty] | 0
0 | 63 | Food Service-Ice Makers | [6 empty] | 0 | [6 empty] | 0 | 0 | [90 empty] | 0% | [27 empty] | 0 | 0 | [16 empty] | 0
0 | 64 | Food Service-Ice Makers | [6 empty] | 0 | [6 empty] | 0 | 0 | [90 empty] | 0% | [27 empty] | 0 | 0 | [16 empty] | 0
0 | 65 | Food Service-Ice Makers | [6 empty] | 0 | [6 empty] | 0 | 0 | [90 empty] | 0% | [27 empty] | 0 | 0 | [16 empty] | 0
0 | 66 | Food Service-Ice Makers | [6 empty] | 0 | [6 empty] | 0 | 0 | [90 empty] | 0% | [27 empty] | 0 | 0 | [16 empty] | 0
0 | 67 | Food Service-Ice Makers | [6 empty] | 0 | [6 empty] | 0 | 0 | [90 empty] | 0% | [27 empty] | 0 | 0 | [16 empty] | 0
0 | 68 | Food Service-Ice Makers | [6 empty] | 0 | [6 empty] | 0 | 0 | [90 empty] | 0% | [27 empty] | 0 | 0 | [16 empty] | 0
0 | 69 | Food Service-Ice Makers | [6 empty] | 0 | [6 empty] | 0 | 0 | [90 empty] | 0% | [27 empty] | 0 | 0 | [16 empty] | 0
0 | 70 | Food Service-Ice Makers | [6 empty] | 0 | [6 empty] | 0 | 0 | [90 empty] | 0% | [27 empty] | 0 | 0 | [16 empty] | 0
0 | 71 | Food Service | Steam Cookers Steam Cooker – Electric | 88310 |  |  |  |  | 0 | [31 empty] | 0 | [50 empty] | 0 | [15 empty] | 0% | [44 empty] | 0% | 0 |  | 0
0 | 72 | Food Service | Steam Cookers Steam Cooker – Electric | 88310 |  |  |  |  | 0 | [31 empty] | 0 | [50 empty] | 0 | [15 empty] | 0% | [44 empty] | 0% | 0 |  | 0
0 | 73 | Food Service | Steam Cookers Steam Cooker – Electric | 88310 |  |  |  |  | 0 | [31 empty] | 0 | [50 empty] | 0 | [15 empty] | 0% | [44 empty] | 0% | 0 |  | 0
0 | 74 | Food Service | Steam Cookers Steam Cooker – Electric | 88310 |  |  |  |  | 0 | [31 empty] | 0 | [50 empty] | 0 | [15 empty] | 0% | [44 empty] | 0% | 0 |  | 0
0 | 75 | Food Service | Steam Cookers Steam Cooker – Electric | 88310 |  |  |  |  | 0 | [31 empty] | 0 | [50 empty] | 0 | [15 empty] | 0% | [44 empty] | 0% | 0 |  | 0
0 | 76 | Food Service | Steam Cookers Steam Cooker – Electric | 88310 |  |  |  |  | 0 | [31 empty] | 0 | [50 empty] | 0 | [15 empty] | 0% | [44 empty] | 0% | 0 |  | 0
0 | 77 | Food Service | Steam Cookers Steam Cooker – Electric | 88310 |  |  |  |  | 0 | [31 empty] | 0 | [50 empty] | 0 | [15 empty] | 0% | [44 empty] | 0% | 0 |  | 0
0 | 78 | Food Service | Steam Cookers Steam Cooker – Electric | 88310 |  |  |  |  | 0 | [31 empty] | 0 | [50 empty] | 0 | [15 empty] | 0% | [44 empty] | 0% | 0 |  | 0
0 | 79 | Food Service | Steam Cookers Steam Cooker – Electric | 88310 |  |  |  |  | 0 | [31 empty] | 0 | [50 empty] | 0 | [15 empty] | 0% | [44 empty] | 0% | 0 |  | 0
0 | 80 | Food Service | Steam Cookers Steam Cooker – Electric | 88310 |  |  |  |  | 0 | [31 empty] | 0 | [50 empty] | 0 | [15 empty] | 0% | [44 empty] | 0% | 0 |  | 0
0 | 81 | HVAC - ARC/DCV | [6 empty] | 0 | [6 empty] | 0 | 0 | 0 | 0 | [18 empty] | 0 | [53 empty] | 0 | [15 empty] | 0% | [42 empty] | 0 |  |  | 0
0 | 82 | HVAC - ARC/DCV | [6 empty] | 0 | [6 empty] | 0 | 0 | 0 | 0 | [18 empty] | 0 | [53 empty] | 0 | [15 empty] | 0% | [42 empty] | 0 |  |  | 0
0 | 83 | HVAC - ARC/DCV | [6 empty] | 0 | [6 empty] | 0 | 0 | 0 | 0 | [18 empty] | 0 | [53 empty] | 0 | [15 empty] | 0% | [42 empty] | 0 |  |  | 0
0 | 84 | HVAC - ARC/DCV | [6 empty] | 0 | [6 empty] | 0 | 0 | 0 | 0 | [18 empty] | 0 | [53 empty] | 0 | [15 empty] | 0% | [42 empty] | 0 |  |  | 0
0 | 85 | HVAC - ARC/DCV | [6 empty] | 0 | [6 empty] | 0 | 0 | 0 | 0 | [18 empty] | 0 | [53 empty] | 0 | [15 empty] | 0% | [42 empty] | 0 |  |  | 0
0 | 86 | HVAC - ARC/DCV | [6 empty] | 0 | [6 empty] | 0 | 0 | 0 | 0 | [18 empty] | 0 | [53 empty] | 0 | [15 empty] | 0% | [42 empty] | 0 |  |  | 0
0 | 87 | HVAC - ARC/DCV | [6 empty] | 0 | [6 empty] | 0 | 0 | 0 | 0 | [18 empty] | 0 | [53 empty] | 0 | [15 empty] | 0% | [42 empty] | 0 |  |  | 0
0 | 88 | HVAC - ARC/DCV | [6 empty] | 0 | [6 empty] | 0 | 0 | 0 | 0 | [18 empty] | 0 | [53 empty] | 0 | [15 empty] | 0% | [42 empty] | 0 |  |  | 0
0 | 89 | HVAC - ARC/DCV | [6 empty] | 0 | [6 empty] | 0 | 0 | 0 | 0 | [18 empty] | 0 | [53 empty] | 0 | [15 empty] | 0% | [42 empty] | 0 |  |  | 0
0 | 90 | HVAC - ARC/DCV | [6 empty] | 0 | [6 empty] | 0 | 0 | 0 | 0 | [18 empty] | 0 | [53 empty] | 0 | [15 empty] | 0% | [42 empty] | 0 |  |  | 0
0 | 91 | HVAC | C&I Heat Pump Water Heater | 88306 |  |  |  |  | 0 | [6 empty] | 0 | 0 | [8 empty] | 0 | [11 empty] | 0 | [20 empty] | 0 | 8760 | [36 empty] | 0 | [10 empty] | 0% | [45 empty] | 0
0 | 92 | HVAC | C&I Heat Pump Water Heater | 88306 |  |  |  |  | 0 | [6 empty] | 0 | 0 | [8 empty] | 0 | [11 empty] | 0 | [20 empty] | 0 | 8760 | [36 empty] | 0 | [10 empty] | 0% | [45 empty] | 0
0 | 93 | HVAC | C&I Heat Pump Water Heater | 88306 |  |  |  |  | 0 | [6 empty] | 0 | 0 | [8 empty] | 0 | [11 empty] | 0 | [20 empty] | 0 | 8760 | [36 empty] | 0 | [10 empty] | 0% | [45 empty] | 0
0 | 94 | HVAC | C&I Heat Pump Water Heater | 88306 |  |  |  |  | 0 | [6 empty] | 0 | 0 | [8 empty] | 0 | [11 empty] | 0 | [20 empty] | 0 | 8760 | [36 empty] | 0 | [10 empty] | 0% | [45 empty] | 0
0 | 95 | HVAC | C&I Heat Pump Water Heater | 88306 |  |  |  |  | 0 | [6 empty] | 0 | 0 | [8 empty] | 0 | [11 empty] | 0 | [20 empty] | 0 | 8760 | [36 empty] | 0 | [10 empty] | 0% | [45 empty] | 0
0 | 96 | HVAC | C&I Heat Pump Water Heater | 88306 |  |  |  |  | 0 | [6 empty] | 0 | 0 | [8 empty] | 0 | [11 empty] | 0 | [20 empty] | 0 | 8760 | [36 empty] | 0 | [10 empty] | 0% | [45 empty] | 0
0 | 97 | HVAC | C&I Heat Pump Water Heater | 88306 |  |  |  |  | 0 | [6 empty] | 0 | 0 | [8 empty] | 0 | [11 empty] | 0 | [20 empty] | 0 | 8760 | [36 empty] | 0 | [10 empty] | 0% | [45 empty] | 0
0 | 98 | HVAC | C&I Heat Pump Water Heater | 88306 |  |  |  |  | 0 | [6 empty] | 0 | 0 | [8 empty] | 0 | [11 empty] | 0 | [20 empty] | 0 | 8760 | [36 empty] | 0 | [10 empty] | 0% | [45 empty] | 0
0 | 99 | HVAC | C&I Heat Pump Water Heater | 88306 |  |  |  |  | 0 | [6 empty] | 0 | 0 | [8 empty] | 0 | [11 empty] | 0 | [20 empty] | 0 | 8760 | [36 empty] | 0 | [10 empty] | 0% | [45 empty] | 0
0 | 100 | HVAC | C&I Heat Pump Water Heater | 88306 |  |  |  |  | 0 | [6 empty] | 0 | 0 | [8 empty] | 0 | [11 empty] | 0 | [20 empty] | 0 | 8760 | [36 empty] | 0 | [10 empty] | 0% | [45 empty] | 0
0 | 101 | HVAC | Dual Enthalpy Economizer | 88323 |  |  |  |  | 0 | [6 empty] | 0 | 0 | 0 | 0 | [6 empty] | 0 | [30 empty] | 0 | [13 empty] | 0 | [20 empty] | 0 | [15 empty] | 0% | [42 empty] | 0 |  |  | 0
0 | 102 | HVAC | Dual Enthalpy Economizer | 88323 |  |  |  |  | 0 | [6 empty] | 0 | 0 | 0 | 0 | [6 empty] | 0 | [30 empty] | 0 | [13 empty] | 0 | [20 empty] | 0 | [15 empty] | 0% | [42 empty] | 0 |  |  | 0
0 | 103 | HVAC | Dual Enthalpy Economizer | 88323 |  |  |  |  | 0 | [6 empty] | 0 | 0 | 0 | 0 | [6 empty] | 0 | [30 empty] | 0 | [13 empty] | 0 | [20 empty] | 0 | [15 empty] | 0% | [42 empty] | 0 |  |  | 0
0 | 104 | HVAC | Dual Enthalpy Economizer | 88323 |  |  |  |  | 0 | [6 empty] | 0 | 0 | 0 | 0 | [6 empty] | 0 | [30 empty] | 0 | [13 empty] | 0 | [20 empty] | 0 | [15 empty] | 0% | [42 empty] | 0 |  |  | 0
0 | 105 | HVAC | Dual Enthalpy Economizer | 88323 |  |  |  |  | 0 | [6 empty] | 0 | 0 | 0 | 0 | [6 empty] | 0 | [30 empty] | 0 | [13 empty] | 0 | [20 empty] | 0 | [15 empty] | 0% | [42 empty] | 0 |  |  | 0
0 | 106 | HVAC | Dual Enthalpy Economizer | 88323 |  |  |  |  | 0 | [6 empty] | 0 | 0 | 0 | 0 | [6 empty] | 0 | [30 empty] | 0 | [13 empty] | 0 | [20 empty] | 0 | [15 empty] | 0% | [42 empty] | 0 |  |  | 0
0 | 107 | HVAC | Dual Enthalpy Economizer | 88323 |  |  |  |  | 0 | [6 empty] | 0 | 0 | 0 | 0 | [6 empty] | 0 | [30 empty] | 0 | [13 empty] | 0 | [20 empty] | 0 | [15 empty] | 0% | [42 empty] | 0 |  |  | 0
0 | 108 | HVAC | Dual Enthalpy Economizer | 88323 |  |  |  |  | 0 | [6 empty] | 0 | 0 | 0 | 0 | [6 empty] | 0 | [30 empty] | 0 | [13 empty] | 0 | [20 empty] | 0 | [15 empty] | 0% | [42 empty] | 0 |  |  | 0
0 | 109 | HVAC | Dual Enthalpy Economizer | 88323 |  |  |  |  | 0 | [6 empty] | 0 | 0 | 0 | 0 | [6 empty] | 0 | [30 empty] | 0 | [13 empty] | 0 | [20 empty] | 0 | [15 empty] | 0% | [42 empty] | 0 |  |  | 0
0 | 110 | HVAC | Dual Enthalpy Economizer | 88323 |  |  |  |  | 0 | [6 empty] | 0 | 0 | 0 | 0 | [6 empty] | 0 | [30 empty] | 0 | [13 empty] | 0 | [20 empty] | 0 | [15 empty] | 0% | [42 empty] | 0 |  |  | 0
0 | 111 | HVAC | Duct Sealing | 88330 |  |  |  |  | 0 | [6 empty] | 0 | 0 | 0 | 0 | [45 empty] | 0 | 0 | [10 empty] | 0 | [30 empty] | 0% | [45 empty] | 0
0 | 112 | HVAC | Duct Sealing | 88330 |  |  |  |  | 0 | [6 empty] | 0 | 0 | 0 | 0 | [45 empty] | 0 | 0 | [10 empty] | 0 | [30 empty] | 0% | [45 empty] | 0
0 | 113 | HVAC | Duct Sealing | 88330 |  |  |  |  | 0 | [6 empty] | 0 | 0 | 0 | 0 | [45 empty] | 0 | 0 | [10 empty] | 0 | [30 empty] | 0% | [45 empty] | 0
0 | 114 | HVAC | Duct Sealing | 88330 |  |  |  |  | 0 | [6 empty] | 0 | 0 | 0 | 0 | [45 empty] | 0 | 0 | [10 empty] | 0 | [30 empty] | 0% | [45 empty] | 0
0 | 115 | HVAC | Duct Sealing | 88330 |  |  |  |  | 0 | [6 empty] | 0 | 0 | 0 | 0 | [45 empty] | 0 | 0 | [10 empty] | 0 | [30 empty] | 0% | [45 empty] | 0
0 | 116 | HVAC | Duct Sealing | 88330 |  |  |  |  | 0 | [6 empty] | 0 | 0 | 0 | 0 | [45 empty] | 0 | 0 | [10 empty] | 0 | [30 empty] | 0% | [45 empty] | 0
0 | 117 | HVAC | Duct Sealing | 88330 |  |  |  |  | 0 | [6 empty] | 0 | 0 | 0 | 0 | [45 empty] | 0 | 0 | [10 empty] | 0 | [30 empty] | 0% | [45 empty] | 0
0 | 118 | HVAC | Duct Sealing | 88330 |  |  |  |  | 0 | [6 empty] | 0 | 0 | 0 | 0 | [45 empty] | 0 | 0 | [10 empty] | 0 | [30 empty] | 0% | [45 empty] | 0
0 | 119 | HVAC | Duct Sealing | 88330 |  |  |  |  | 0 | [6 empty] | 0 | 0 | 0 | 0 | [45 empty] | 0 | 0 | [10 empty] | 0 | [30 empty] | 0% | [45 empty] | 0
0 | 120 | HVAC | Duct Sealing | 88330 |  |  |  |  | 0 | [6 empty] | 0 | 0 | 0 | 0 | [45 empty] | 0 | 0 | [10 empty] | 0 | [30 empty] | 0% | [45 empty] | 0
0 | 121 | HVAC | Ductless Mini-Split Heat Pump (DMSHP) | 88307 |  |  |  |  | 0 | [6 empty] | 0 | 0 | [20 empty] | 0 | [18 empty] | 0 | [34 empty] | 0 | [15 empty] | 0% | [42 empty] | 0 |  |  | 0
0 | 122 | HVAC | Ductless Mini-Split Heat Pump (DMSHP) | 88307 |  |  |  |  | 0 | [6 empty] | 0 | 0 | [20 empty] | 0 | [18 empty] | 0 | [34 empty] | 0 | [15 empty] | 0% | [42 empty] | 0 |  |  | 0
0 | 123 | HVAC | Ductless Mini-Split Heat Pump (DMSHP) | 88307 |  |  |  |  | 0 | [6 empty] | 0 | 0 | [20 empty] | 0 | [18 empty] | 0 | [34 empty] | 0 | [15 empty] | 0% | [42 empty] | 0 |  |  | 0
0 | 124 | HVAC | Ductless Mini-Split Heat Pump (DMSHP) | 88307 |  |  |  |  | 0 | [6 empty] | 0 | 0 | [20 empty] | 0 | [18 empty] | 0 | [34 empty] | 0 | [15 empty] | 0% | [42 empty] | 0 |  |  | 0
0 | 125 | HVAC | Ductless Mini-Split Heat Pump (DMSHP) | 88307 |  |  |  |  | 0 | [6 empty] | 0 | 0 | [20 empty] | 0 | [18 empty] | 0 | [34 empty] | 0 | [15 empty] | 0% | [42 empty] | 0 |  |  | 0
0 | 126 | HVAC | Ductless Mini-Split Heat Pump (DMSHP) | 88307 |  |  |  |  | 0 | [6 empty] | 0 | 0 | [20 empty] | 0 | [18 empty] | 0 | [34 empty] | 0 | [15 empty] | 0% | [42 empty] | 0 |  |  | 0
0 | 127 | HVAC | Ductless Mini-Split Heat Pump (DMSHP) | 88307 |  |  |  |  | 0 | [6 empty] | 0 | 0 | [20 empty] | 0 | [18 empty] | 0 | [34 empty] | 0 | [15 empty] | 0% | [42 empty] | 0 |  |  | 0
0 | 128 | HVAC | Ductless Mini-Split Heat Pump (DMSHP) | 88307 |  |  |  |  | 0 | [6 empty] | 0 | 0 | [20 empty] | 0 | [18 empty] | 0 | [34 empty] | 0 | [15 empty] | 0% | [42 empty] | 0 |  |  | 0
0 | 129 | HVAC | Ductless Mini-Split Heat Pump (DMSHP) | 88307 |  |  |  |  | 0 | [6 empty] | 0 | 0 | [20 empty] | 0 | [18 empty] | 0 | [34 empty] | 0 | [15 empty] | 0% | [42 empty] | 0 |  |  | 0
0 | 130 | HVAC | Ductless Mini-Split Heat Pump (DMSHP) | 88307 |  |  |  |  | 0 | [6 empty] | 0 | 0 | [20 empty] | 0 | [18 empty] | 0 | [34 empty] | 0 | [15 empty] | 0% | [42 empty] | 0 |  |  | 0
0 | 131 | HVAC | Electric Chiller | 88896 |  |  |  |  | 0 | [6 empty] | 0 | 0 | [20 empty] | 0 | [53 empty] | 0 | [15 empty] | 0% | [42 empty] | 0 |  |  | 0
0 | 132 | HVAC | Electric Chiller | 88896 |  |  |  |  | 0 | [6 empty] | 0 | 0 | [20 empty] | 0 | [53 empty] | 0 | [15 empty] | 0% | [42 empty] | 0 |  |  | 0
0 | 133 | HVAC | Electric Chiller | 88896 |  |  |  |  | 0 | [6 empty] | 0 | 0 | [20 empty] | 0 | [53 empty] | 0 | [15 empty] | 0% | [42 empty] | 0 |  |  | 0
0 | 134 | HVAC | Electric Chiller | 88896 |  |  |  |  | 0 | [6 empty] | 0 | 0 | [20 empty] | 0 | [53 empty] | 0 | [15 empty] | 0% | [42 empty] | 0 |  |  | 0
0 | 135 | HVAC | Electric Chiller | 88896 |  |  |  |  | 0 | [6 empty] | 0 | 0 | [20 empty] | 0 | [53 empty] | 0 | [15 empty] | 0% | [42 empty] | 0 |  |  | 0
0 | 136 | HVAC | Electric Chiller | 88896 |  |  |  |  | 0 | [6 empty] | 0 | 0 | [20 empty] | 0 | [53 empty] | 0 | [15 empty] | 0% | [42 empty] | 0 |  |  | 0
0 | 137 | HVAC | Electric Chiller | 88896 |  |  |  |  | 0 | [6 empty] | 0 | 0 | [20 empty] | 0 | [53 empty] | 0 | [15 empty] | 0% | [42 empty] | 0 |  |  | 0
0 | 138 | HVAC | Electric Chiller | 88896 |  |  |  |  | 0 | [6 empty] | 0 | 0 | [20 empty] | 0 | [53 empty] | 0 | [15 empty] | 0% | [42 empty] | 0 |  |  | 0
0 | 139 | HVAC | Electric Chiller | 88896 |  |  |  |  | 0 | [6 empty] | 0 | 0 | [20 empty] | 0 | [53 empty] | 0 | [15 empty] | 0% | [42 empty] | 0 |  |  | 0
0 | 140 | HVAC | Electric Chiller | 88896 |  |  |  |  | 0 | [6 empty] | 0 | 0 | [20 empty] | 0 | [53 empty] | 0 | [15 empty] | 0% | [42 empty] | 0 |  |  | 0
0 | 141 | HVAC | Guest Room Occupancy Sensor | 88308 |  |  |  |  | 0 | [16 empty] | 0 | [11 empty] | 0 | [18 empty] | 0 | [13 empty] | 0 | [7 empty] | 0 | [12 empty] | 0 | [15 empty] | 0% | [42 empty] | 0 |  |  | 0
0 | 142 | HVAC | Guest Room Occupancy Sensor | 88308 |  |  |  |  | 0 | [16 empty] | 0 | [11 empty] | 0 | [18 empty] | 0 | [13 empty] | 0 | [7 empty] | 0 | [12 empty] | 0 | [15 empty] | 0% | [42 empty] | 0 |  |  | 0
0 | 143 | HVAC | Guest Room Occupancy Sensor | 88308 |  |  |  |  | 0 | [16 empty] | 0 | [11 empty] | 0 | [18 empty] | 0 | [13 empty] | 0 | [7 empty] | 0 | [12 empty] | 0 | [15 empty] | 0% | [42 empty] | 0 |  |  | 0
0 | 144 | HVAC | Guest Room Occupancy Sensor | 88308 |  |  |  |  | 0 | [16 empty] | 0 | [11 empty] | 0 | [18 empty] | 0 | [13 empty] | 0 | [7 empty] | 0 | [12 empty] | 0 | [15 empty] | 0% | [42 empty] | 0 |  |  | 0
0 | 145 | HVAC | Guest Room Occupancy Sensor | 88308 |  |  |  |  | 0 | [16 empty] | 0 | [11 empty] | 0 | [18 empty] | 0 | [13 empty] | 0 | [7 empty] | 0 | [12 empty] | 0 | [15 empty] | 0% | [42 empty] | 0 |  |  | 0
0 | 146 | HVAC | Guest Room Occupancy Sensor | 88308 |  |  |  |  | 0 | [16 empty] | 0 | [11 empty] | 0 | [18 empty] | 0 | [13 empty] | 0 | [7 empty] | 0 | [12 empty] | 0 | [15 empty] | 0% | [42 empty] | 0 |  |  | 0
0 | 147 | HVAC | Guest Room Occupancy Sensor | 88308 |  |  |  |  | 0 | [16 empty] | 0 | [11 empty] | 0 | [18 empty] | 0 | [13 empty] | 0 | [7 empty] | 0 | [12 empty] | 0 | [15 empty] | 0% | [42 empty] | 0 |  |  | 0
0 | 148 | HVAC | Guest Room Occupancy Sensor | 88308 |  |  |  |  | 0 | [16 empty] | 0 | [11 empty] | 0 | [18 empty] | 0 | [13 empty] | 0 | [7 empty] | 0 | [12 empty] | 0 | [15 empty] | 0% | [42 empty] | 0 |  |  | 0
0 | 149 | HVAC | Guest Room Occupancy Sensor | 88308 |  |  |  |  | 0 | [16 empty] | 0 | [11 empty] | 0 | [18 empty] | 0 | [13 empty] | 0 | [7 empty] | 0 | [12 empty] | 0 | [15 empty] | 0% | [42 empty] | 0 |  |  | 0
0 | 150 | HVAC | Guest Room Occupancy Sensor | 88308 |  |  |  |  | 0 | [16 empty] | 0 | [11 empty] | 0 | [18 empty] | 0 | [13 empty] | 0 | [7 empty] | 0 | [12 empty] | 0 | [15 empty] | 0% | [42 empty] | 0 |  |  | 0
0 | 151 | HVAC | Smart Thermostat | 88320 |  |  |  |  | 0 | [6 empty] | 0 | 0 | [39 empty] | 0 | [13 empty] | 0 | [11 empty] | 0 | [8 empty] | 0 | [15 empty] | 0% | [11 empty] | 0 | [30 empty] | 0 |  |  | 0
0 | 152 | HVAC | Smart Thermostat | 88320 |  |  |  |  | 0 | [6 empty] | 0 | 0 | [39 empty] | 0 | [13 empty] | 0 | [11 empty] | 0 | [8 empty] | 0 | [15 empty] | 0% | [11 empty] | 0 | [30 empty] | 0 |  |  | 0
0 | 153 | HVAC | Smart Thermostat | 88320 |  |  |  |  | 0 | [6 empty] | 0 | 0 | [39 empty] | 0 | [13 empty] | 0 | [11 empty] | 0 | [8 empty] | 0 | [15 empty] | 0% | [11 empty] | 0 | [30 empty] | 0 |  |  | 0
0 | 154 | HVAC | Smart Thermostat | 88320 |  |  |  |  | 0 | [6 empty] | 0 | 0 | [39 empty] | 0 | [13 empty] | 0 | [11 empty] | 0 | [8 empty] | 0 | [15 empty] | 0% | [11 empty] | 0 | [30 empty] | 0 |  |  | 0
0 | 155 | HVAC | Smart Thermostat | 88320 |  |  |  |  | 0 | [6 empty] | 0 | 0 | [39 empty] | 0 | [13 empty] | 0 | [11 empty] | 0 | [8 empty] | 0 | [15 empty] | 0% | [11 empty] | 0 | [30 empty] | 0 |  |  | 0
0 | 156 | HVAC | Smart Thermostat | 88320 |  |  |  |  | 0 | [6 empty] | 0 | 0 | [39 empty] | 0 | [13 empty] | 0 | [11 empty] | 0 | [8 empty] | 0 | [15 empty] | 0% | [11 empty] | 0 | [30 empty] | 0 |  |  | 0
0 | 157 | HVAC | Smart Thermostat | 88320 |  |  |  |  | 0 | [6 empty] | 0 | 0 | [39 empty] | 0 | [13 empty] | 0 | [11 empty] | 0 | [8 empty] | 0 | [15 empty] | 0% | [11 empty] | 0 | [30 empty] | 0 |  |  | 0
0 | 158 | HVAC | Smart Thermostat | 88320 |  |  |  |  | 0 | [6 empty] | 0 | 0 | [39 empty] | 0 | [13 empty] | 0 | [11 empty] | 0 | [8 empty] | 0 | [15 empty] | 0% | [11 empty] | 0 | [30 empty] | 0 |  |  | 0
0 | 159 | HVAC | Smart Thermostat | 88320 |  |  |  |  | 0 | [6 empty] | 0 | 0 | [39 empty] | 0 | [13 empty] | 0 | [11 empty] | 0 | [8 empty] | 0 | [15 empty] | 0% | [11 empty] | 0 | [30 empty] | 0 |  |  | 0
0 | 160 | HVAC | Smart Thermostat | 88320 |  |  |  |  | 0 | [6 empty] | 0 | 0 | [39 empty] | 0 | [13 empty] | 0 | [11 empty] | 0 | [8 empty] | 0 | [15 empty] | 0% | [11 empty] | 0 | [30 empty] | 0 |  |  | 0
0 | 161 | HVAC | Switch Reluctance Motor | 88350 |  |  |  |  | 0 | [6 empty] | 0 | 0 | [90 empty] | 0% | [45 empty] | 0
0 | 162 | HVAC | Switch Reluctance Motor | 88350 |  |  |  |  | 0 | [6 empty] | 0 | 0 | [90 empty] | 0% | [45 empty] | 0
0 | 163 | HVAC | Switch Reluctance Motor | 88350 |  |  |  |  | 0 | [6 empty] | 0 | 0 | [90 empty] | 0% | [45 empty] | 0
0 | 164 | HVAC | Switch Reluctance Motor | 88350 |  |  |  |  | 0 | [6 empty] | 0 | 0 | [90 empty] | 0% | [45 empty] | 0
0 | 165 | HVAC | Switch Reluctance Motor | 88350 |  |  |  |  | 0 | [6 empty] | 0 | 0 | [90 empty] | 0% | [45 empty] | 0
0 | 166 | HVAC | Switch Reluctance Motor | 88350 |  |  |  |  | 0 | [6 empty] | 0 | 0 | [90 empty] | 0% | [45 empty] | 0
0 | 167 | HVAC | Switch Reluctance Motor | 88350 |  |  |  |  | 0 | [6 empty] | 0 | 0 | [90 empty] | 0% | [45 empty] | 0
0 | 168 | HVAC | Switch Reluctance Motor | 88350 |  |  |  |  | 0 | [6 empty] | 0 | 0 | [90 empty] | 0% | [45 empty] | 0
0 | 169 | HVAC | Switch Reluctance Motor | 88350 |  |  |  |  | 0 | [6 empty] | 0 | 0 | [90 empty] | 0% | [45 empty] | 0
0 | 170 | HVAC | Switch Reluctance Motor | 88350 |  |  |  |  | 0 | [6 empty] | 0 | 0 | [90 empty] | 0% | [45 empty] | 0
0 | 171 | HVAC | Unitary HVAC Systems | 88312 |  |  |  |  | 0 | [6 empty] | 0 | 0 | [20 empty] | #VALUE! | [18 empty] | 0 | [21 empty] | 0 | [12 empty] | 0 | [6 empty] | 0 | [8 empty] | 0% |  |  |  |  | 0 |  | 0 |  | 646 | 697 | [32 empty] | 0 |  |  | 0
0 | 172 | HVAC | Unitary HVAC Systems | 88312 |  |  |  |  | 0 | [6 empty] | 0 | 0 | [20 empty] | #VALUE! | [18 empty] | 0 | [21 empty] | 0 | [12 empty] | 0 | [6 empty] | 0 | [8 empty] | 0% |  |  |  |  | 0 |  | 0 | [35 empty] | 0 |  |  | 0
0 | 173 | HVAC | Unitary HVAC Systems | 88312 |  |  |  |  | 0 | [6 empty] | 0 | 0 | [20 empty] | #VALUE! | [18 empty] | 0 | [21 empty] | 0 | [12 empty] | 0 | [6 empty] | 0 | [8 empty] | 0% |  |  |  |  | 0 |  | 0 | [35 empty] | 0 |  |  | 0
0 | 174 | HVAC | Unitary HVAC Systems | 88312 |  |  |  |  | 0 | [6 empty] | 0 | 0 | [20 empty] | #VALUE! | [18 empty] | 0 | [21 empty] | 0 | [12 empty] | 0 | [6 empty] | 0 | [8 empty] | 0% |  |  |  |  | 0 |  | 0 | [35 empty] | 0 |  |  | 0
0 | 175 | HVAC | Unitary HVAC Systems | 88312 |  |  |  |  | 0 | [6 empty] | 0 | 0 | [20 empty] | #VALUE! | [18 empty] | 0 | [21 empty] | 0 | [12 empty] | 0 | [6 empty] | 0 | [8 empty] | 0% |  |  |  |  | 0 |  | 0 | [35 empty] | 0 |  |  | 0
0 | 176 | HVAC | Unitary HVAC Systems | 88312 |  |  |  |  | 0 | [6 empty] | 0 | 0 | [20 empty] | #VALUE! | [18 empty] | 0 | [21 empty] | 0 | [12 empty] | 0 | [6 empty] | 0 | [8 empty] | 0% |  |  |  |  | 0 |  | 0 | [35 empty] | 0 |  |  | 0
0 | 177 | HVAC | Unitary HVAC Systems | 88312 |  |  |  |  | 0 | [6 empty] | 0 | 0 | [20 empty] | #VALUE! | [18 empty] | 0 | [21 empty] | 0 | [12 empty] | 0 | [6 empty] | 0 | [8 empty] | 0% |  |  |  |  | 0 |  | 0 | [35 empty] | 0 |  |  | 0
0 | 178 | HVAC | Unitary HVAC Systems | 88312 |  |  |  |  | 0 | [6 empty] | 0 | 0 | [20 empty] | #VALUE! | [18 empty] | 0 | [21 empty] | 0 | [12 empty] | 0 | [6 empty] | 0 | [8 empty] | 0% |  |  |  |  | 0 |  | 0 | [35 empty] | 0 |  |  | 0
0 | 179 | HVAC | Unitary HVAC Systems | 88312 |  |  |  |  | 0 | [6 empty] | 0 | 0 | [20 empty] | #VALUE! | [18 empty] | 0 | [21 empty] | 0 | [12 empty] | 0 | [6 empty] | 0 | [8 empty] | 0% |  |  |  |  | 0 |  | 0 | [35 empty] | 0 |  |  | 0
0 | 180 | HVAC | Unitary HVAC Systems | 88312 |  |  |  |  | 0 | [6 empty] | 0 | 0 | [20 empty] | #VALUE! | [18 empty] | 0 | [21 empty] | 0 | [12 empty] | 0 | [6 empty] | 0 | [8 empty] | 0% |  |  |  |  | 0 |  | 0 | [35 empty] | 0 |  |  | 0
0 | 181 | HVAC | Variable Frequency Drive (VFD) for HVAC | 88313 |  |  |  |  | 0 | [6 empty] | 0 | 0 | [8 empty] | 0 | [11 empty] | 0 | [45 empty] | 0 | [23 empty] | 0% | [14 empty] | 0 | [6 empty] | 0 | [23 empty] | 0
0 | 182 | HVAC | Variable Frequency Drive (VFD) for HVAC | 88313 |  |  |  |  | 0 | [6 empty] | 0 | 0 | [8 empty] | 0 | [11 empty] | 0 | [45 empty] | 0 | [23 empty] | 0% | [14 empty] | 0 | [6 empty] | 0 | [23 empty] | 0
0 | 183 | HVAC | Variable Frequency Drive (VFD) for HVAC | 88313 |  |  |  |  | 0 | [6 empty] | 0 | 0 | [8 empty] | 0 | [11 empty] | 0 | [45 empty] | 0 | [23 empty] | 0% | [14 empty] | 0 | [6 empty] | 0 | [23 empty] | 0
0 | 184 | HVAC | Variable Frequency Drive (VFD) for HVAC | 88313 |  |  |  |  | 0 | [6 empty] | 0 | 0 | [8 empty] | 0 | [11 empty] | 0 | [45 empty] | 0 | [23 empty] | 0% | [14 empty] | 0 | [6 empty] | 0 | [23 empty] | 0
0 | 185 | HVAC | Variable Frequency Drive (VFD) for HVAC | 88313 |  |  |  |  | 0 | [6 empty] | 0 | 0 | [8 empty] | 0 | [11 empty] | 0 | [45 empty] | 0 | [23 empty] | 0% | [14 empty] | 0 | [6 empty] | 0 | [23 empty] | 0
0 | 186 | HVAC | Variable Frequency Drive (VFD) for HVAC | 88313 |  |  |  |  | 0 | [6 empty] | 0 | 0 | [8 empty] | 0 | [11 empty] | 0 | [45 empty] | 0 | [23 empty] | 0% | [14 empty] | 0 | [6 empty] | 0 | [23 empty] | 0
0 | 187 | HVAC | Variable Frequency Drive (VFD) for HVAC | 88313 |  |  |  |  | 0 | [6 empty] | 0 | 0 | [8 empty] | 0 | [11 empty] | 0 | [45 empty] | 0 | [23 empty] | 0% | [14 empty] | 0 | [6 empty] | 0 | [23 empty] | 0
0 | 188 | HVAC | Variable Frequency Drive (VFD) for HVAC | 88313 |  |  |  |  | 0 | [6 empty] | 0 | 0 | [8 empty] | 0 | [11 empty] | 0 | [45 empty] | 0 | [23 empty] | 0% | [14 empty] | 0 | [6 empty] | 0 | [23 empty] | 0
0 | 189 | HVAC | Variable Frequency Drive (VFD) for HVAC | 88313 |  |  |  |  | 0 | [6 empty] | 0 | 0 | [8 empty] | 0 | [11 empty] | 0 | [45 empty] | 0 | [23 empty] | 0% | [14 empty] | 0 | [6 empty] | 0 | [23 empty] | 0
0 | 190 | HVAC | Variable Frequency Drive (VFD) for HVAC | 88313 |  |  |  |  | 0 | [6 empty] | 0 | 0 | [8 empty] | 0 | [11 empty] | 0 | [45 empty] | 0 | [23 empty] | 0% | [14 empty] | 0 | [6 empty] | 0 | [23 empty] | 0
0 | 191 | HVAC | Variable Refrigerant Flow (VRF) Heat Pump System | 88314 |  |  |  |  | 0 | [6 empty] | 0 | 0 | [20 empty] | 0 | [18 empty] | 0 | 0 | [10 empty] | 0 | 0 |  | 0 |  | 0 |  |  |  |  | 0 | [5 empty] | 0 | [6 empty] | 0 | [15 empty] | 0% | [42 empty] | 0 |  |  | 0
0 | 192 | HVAC | Variable Refrigerant Flow (VRF) Heat Pump System | 88314 |  |  |  |  | 0 | [6 empty] | 0 | 0 | [20 empty] | 0 | [18 empty] | 0 | 0 | [10 empty] | 0 | 0 |  | 0 |  | 0 |  |  |  |  | 0 | [5 empty] | 0 | [6 empty] | 0 | [15 empty] | 0% | [42 empty] | 0 |  |  | 0
0 | 193 | HVAC | Variable Refrigerant Flow (VRF) Heat Pump System | 88314 |  |  |  |  | 0 | [6 empty] | 0 | 0 | [20 empty] | 0 | [18 empty] | 0 | 0 | [10 empty] | 0 | 0 |  | 0 |  | 0 |  |  |  |  | 0 | [5 empty] | 0 | [6 empty] | 0 | [15 empty] | 0% | [42 empty] | 0 |  |  | 0
0 | 194 | HVAC | Variable Refrigerant Flow (VRF) Heat Pump System | 88314 |  |  |  |  | 0 | [6 empty] | 0 | 0 | [20 empty] | 0 | [18 empty] | 0 | 0 | [10 empty] | 0 | 0 |  | 0 |  | 0 |  |  |  |  | 0 | [5 empty] | 0 | [6 empty] | 0 | [15 empty] | 0% | [42 empty] | 0 |  |  | 0
0 | 195 | HVAC | Variable Refrigerant Flow (VRF) Heat Pump System | 88314 |  |  |  |  | 0 | [6 empty] | 0 | 0 | [20 empty] | 0 | [18 empty] | 0 | 0 | [10 empty] | 0 | 0 |  | 0 |  | 0 |  |  |  |  | 0 | [5 empty] | 0 | [6 empty] | 0 | [15 empty] | 0% | [42 empty] | 0 |  |  | 0
0 | 196 | HVAC | Variable Refrigerant Flow (VRF) Heat Pump System | 88314 |  |  |  |  | 0 | [6 empty] | 0 | 0 | [20 empty] | 0 | [18 empty] | 0 | 0 | [10 empty] | 0 | 0 |  | 0 |  | 0 |  |  |  |  | 0 | [5 empty] | 0 | [6 empty] | 0 | [15 empty] | 0% | [42 empty] | 0 |  |  | 0
0 | 197 | HVAC | Variable Refrigerant Flow (VRF) Heat Pump System | 88314 |  |  |  |  | 0 | [6 empty] | 0 | 0 | [20 empty] | 0 | [18 empty] | 0 | 0 | [10 empty] | 0 | 0 |  | 0 |  | 0 |  |  |  |  | 0 | [5 empty] | 0 | [6 empty] | 0 | [15 empty] | 0% | [42 empty] | 0 |  |  | 0
0 | 198 | HVAC | Variable Refrigerant Flow (VRF) Heat Pump System | 88314 |  |  |  |  | 0 | [6 empty] | 0 | 0 | [20 empty] | 0 | [18 empty] | 0 | 0 | [10 empty] | 0 | 0 |  | 0 |  | 0 |  |  |  |  | 0 | [5 empty] | 0 | [6 empty] | 0 | [15 empty] | 0% | [42 empty] | 0 |  |  | 0
0 | 199 | HVAC | Variable Refrigerant Flow (VRF) Heat Pump System | 88314 |  |  |  |  | 0 | [6 empty] | 0 | 0 | [20 empty] | 0 | [18 empty] | 0 | 0 | [10 empty] | 0 | 0 |  | 0 |  | 0 |  |  |  |  | 0 | [5 empty] | 0 | [6 empty] | 0 | [15 empty] | 0% | [42 empty] | 0 |  |  | 0
0 | 200 | HVAC | Variable Refrigerant Flow (VRF) Heat Pump System | 88314 |  |  |  |  | 0 | [6 empty] | 0 | 0 | [20 empty] | 0 | [18 empty] | 0 | 0 | [10 empty] | 0 | 0 |  | 0 |  | 0 |  |  |  |  | 0 | [5 empty] | 0 | [6 empty] | 0 | [15 empty] | 0% | [42 empty] | 0 |  |  | 0
0 | 201 | HVAC | Bathroom Exhaust Fan | 0 |  |  |  |  | 0 | [6 empty] | 0 | 0 | [8 empty] | 0 | [6 empty] | 0 | 0 | 0 |  | 0 | [7 empty] | 1 |  | 0 | [52 empty] | 0 | [7 empty] | 0% | [14 empty] | 0 | [34 empty] | 0
0 | 202 | HVAC | Bathroom Exhaust Fan | 0 |  |  |  |  | 0 | [6 empty] | 0 | 0 | [8 empty] | 0 | [6 empty] | 0 | 0 | 0 |  | 0 | [7 empty] | 1 |  | 0 | [52 empty] | 0 | [7 empty] | 0% | [14 empty] | 0 | [34 empty] | 0
0 | 203 | HVAC | Bathroom Exhaust Fan | 0 |  |  |  |  | 0 | [6 empty] | 0 | 0 | [8 empty] | 0 | [6 empty] | 0 | 0 | 0 |  | 0 | [7 empty] | 1 |  | 0 | [52 empty] | 0 | [7 empty] | 0% | [14 empty] | 0 | [34 empty] | 0
0 | 204 | HVAC | Bathroom Exhaust Fan | 0 |  |  |  |  | 0 | [6 empty] | 0 | 0 | [8 empty] | 0 | [6 empty] | 0 | 0 | 0 |  | 0 | [7 empty] | 1 |  | 0 | [52 empty] | 0 | [7 empty] | 0% | [14 empty] | 0 | [34 empty] | 0
0 | 205 | HVAC | Bathroom Exhaust Fan | 0 |  |  |  |  | 0 | [6 empty] | 0 | 0 | [8 empty] | 0 | [6 empty] | 0 | 0 | 0 |  | 0 | [7 empty] | 1 |  | 0 | [52 empty] | 0 | [7 empty] | 0% | [14 empty] | 0 | [34 empty] | 0
0 | 206 | HVAC | Bathroom Exhaust Fan | 0 |  |  |  |  | 0 | [6 empty] | 0 | 0 | [8 empty] | 0 | [6 empty] | 0 | 0 | 0 |  | 0 | [7 empty] | 1 |  | 0 | [52 empty] | 0 | [7 empty] | 0% | [14 empty] | 0 | [34 empty] | 0
0 | 207 | HVAC | Bathroom Exhaust Fan | 0 |  |  |  |  | 0 | [6 empty] | 0 | 0 | [8 empty] | 0 | [6 empty] | 0 | 0 | 0 |  | 0 | [7 empty] | 1 |  | 0 | [52 empty] | 0 | [7 empty] | 0% | [14 empty] | 0 | [34 empty] | 0
0 | 208 | HVAC | Bathroom Exhaust Fan | 0 |  |  |  |  | 0 | [6 empty] | 0 | 0 | [8 empty] | 0 | [6 empty] | 0 | 0 | 0 |  | 0 | [7 empty] | 1 |  | 0 | [52 empty] | 0 | [7 empty] | 0% | [14 empty] | 0 | [34 empty] | 0
0 | 209 | HVAC | Bathroom Exhaust Fan | 0 |  |  |  |  | 0 | [6 empty] | 0 | 0 | [8 empty] | 0 | [6 empty] | 0 | 0 | 0 |  | 0 | [7 empty] | 1 |  | 0 | [52 empty] | 0 | [7 empty] | 0% | [14 empty] | 0 | [34 empty] | 0
0 | 210 | HVAC | Bathroom Exhaust Fan | 0 |  |  |  |  | 0 | [6 empty] | 0 | 0 | [8 empty] | 0 | [6 empty] | 0 | 0 | 0 |  | 0 | [7 empty] | 1 |  | 0 | [52 empty] | 0 | [7 empty] | 0% | [14 empty] | 0 | [34 empty] | 0
0 | 211 | HVAC Tune-Up | Chiller Tune-Up | 88349 |  |  |  |  | 0 | [6 empty] | 0 | 0 |  |  |  |  | 0 | [15 empty] | 0 | [53 empty] | 0 | [15 empty] | 0% | [42 empty] | 0 |  |  | 0
0 | 212 | HVAC Tune-Up | Chiller Tune-Up | 88349 |  |  |  |  | 0 | [6 empty] | 0 | 0 |  |  |  |  | 0 | [15 empty] | 0 | [53 empty] | 0 | [15 empty] | 0% | [42 empty] | 0 |  |  | 0
0 | 213 | HVAC Tune-Up | Chiller Tune-Up | 88349 |  |  |  |  | 0 | [6 empty] | 0 | 0 |  |  |  |  | 0 | [15 empty] | 0 | [53 empty] | 0 | [15 empty] | 0% | [42 empty] | 0 |  |  | 0
0 | 214 | HVAC Tune-Up | Chiller Tune-Up | 88349 |  |  |  |  | 0 | [6 empty] | 0 | 0 |  |  |  |  | 0 | [15 empty] | 0 | [53 empty] | 0 | [15 empty] | 0% | [42 empty] | 0 |  |  | 0
0 | 215 | HVAC Tune-Up | Chiller Tune-Up | 88349 |  |  |  |  | 0 | [6 empty] | 0 | 0 |  |  |  |  | 0 | [15 empty] | 0 | [53 empty] | 0 | [15 empty] | 0% | [42 empty] | 0 |  |  | 0
0 | 216 | HVAC Tune-Up | Chiller Tune-Up | 88349 |  |  |  |  | 0 | [6 empty] | 0 | 0 |  |  |  |  | 0 | [15 empty] | 0 | [53 empty] | 0 | [15 empty] | 0% | [42 empty] | 0 |  |  | 0
0 | 217 | HVAC Tune-Up | Chiller Tune-Up | 88349 |  |  |  |  | 0 | [6 empty] | 0 | 0 |  |  |  |  | 0 | [15 empty] | 0 | [53 empty] | 0 | [15 empty] | 0% | [42 empty] | 0 |  |  | 0
0 | 218 | HVAC Tune-Up | Chiller Tune-Up | 88349 |  |  |  |  | 0 | [6 empty] | 0 | 0 |  |  |  |  | 0 | [15 empty] | 0 | [53 empty] | 0 | [15 empty] | 0% | [42 empty] | 0 |  |  | 0
0 | 219 | HVAC Tune-Up | Chiller Tune-Up | 88349 |  |  |  |  | 0 | [6 empty] | 0 | 0 |  |  |  |  | 0 | [15 empty] | 0 | [53 empty] | 0 | [15 empty] | 0% | [42 empty] | 0 |  |  | 0
0 | 220 | HVAC Tune-Up | Chiller Tune-Up | 88349 |  |  |  |  | 0 | [6 empty] | 0 | 0 |  |  |  |  | 0 | [15 empty] | 0 | [53 empty] | 0 | [15 empty] | 0% | [42 empty] | 0 |  |  | 0
0 | 221 | HVAC Tune-Up | Central AC and HP Tune-Up | 88321 |  |  |  |  | 0 | [6 empty] | 0 | 0 | [20 empty] | 0 | [22 empty] | 0 | 0 | 0 | [7 empty] | 0 | [20 empty] | 0 | [15 empty] | 0% | [42 empty] | 0 |  |  | 0
0 | 222 | HVAC Tune-Up | Central AC and HP Tune-Up | 88321 |  |  |  |  | 0 | [6 empty] | 0 | 0 | [20 empty] | 0 | [22 empty] | 0 | 0 | 0 | [7 empty] | 0 | [20 empty] | 0 | [15 empty] | 0% | [42 empty] | 0 |  |  | 0
0 | 223 | HVAC Tune-Up | Central AC and HP Tune-Up | 88321 |  |  |  |  | 0 | [6 empty] | 0 | 0 | [20 empty] | 0 | [22 empty] | 0 | 0 | 0 | [7 empty] | 0 | [20 empty] | 0 | [15 empty] | 0% | [42 empty] | 0 |  |  | 0
0 | 224 | HVAC Tune-Up | Central AC and HP Tune-Up | 88321 |  |  |  |  | 0 | [6 empty] | 0 | 0 | [20 empty] | 0 | [22 empty] | 0 | 0 | 0 | [7 empty] | 0 | [20 empty] | 0 | [15 empty] | 0% | [42 empty] | 0 |  |  | 0
0 | 225 | HVAC Tune-Up | Central AC and HP Tune-Up | 88321 |  |  |  |  | 0 | [6 empty] | 0 | 0 | [20 empty] | 0 | [22 empty] | 0 | 0 | 0 | [7 empty] | 0 | [20 empty] | 0 | [15 empty] | 0% | [42 empty] | 0 |  |  | 0
0 | 226 | HVAC Tune-Up | Central AC and HP Tune-Up | 88321 |  |  |  |  | 0 | [6 empty] | 0 | 0 | [20 empty] | 0 | [22 empty] | 0 | 0 | 0 | [7 empty] | 0 | [20 empty] | 0 | [15 empty] | 0% | [42 empty] | 0 |  |  | 0
0 | 227 | HVAC Tune-Up | Central AC and HP Tune-Up | 88321 |  |  |  |  | 0 | [6 empty] | 0 | 0 | [20 empty] | 0 | [22 empty] | 0 | 0 | 0 | [7 empty] | 0 | [20 empty] | 0 | [15 empty] | 0% | [42 empty] | 0 |  |  | 0
0 | 228 | HVAC Tune-Up | Central AC and HP Tune-Up | 88321 |  |  |  |  | 0 | [6 empty] | 0 | 0 | [20 empty] | 0 | [22 empty] | 0 | 0 | 0 | [7 empty] | 0 | [20 empty] | 0 | [15 empty] | 0% | [42 empty] | 0 |  |  | 0
0 | 229 | HVAC Tune-Up | Central AC and HP Tune-Up | 88321 |  |  |  |  | 0 | [6 empty] | 0 | 0 | [20 empty] | 0 | [22 empty] | 0 | 0 | 0 | [7 empty] | 0 | [20 empty] | 0 | [15 empty] | 0% | [42 empty] | 0 |  |  | 0
0 | 230 | HVAC Tune-Up | Central AC and HP Tune-Up | 88321 |  |  |  |  | 0 | [6 empty] | 0 | 0 | [20 empty] | 0 | [22 empty] | 0 | 0 | 0 | [7 empty] | 0 | [20 empty] | 0 | [15 empty] | 0% | [42 empty] | 0 |  |  | 0
0 | 231 | HVAC Tune-Up | Central AC and HP Tune-Up | 88321 |  |  |  |  | 0 | [6 empty] | 0 | 0 | [20 empty] | 0 | [22 empty] | 0 | 0 | 0 | [7 empty] | 0 | [20 empty] | 0 | [15 empty] | 0% | [42 empty] | 0 |  |  | 0
0 | 232 | HVAC Tune-Up | Central AC and HP Tune-Up | 88321 |  |  |  |  | 0 | [6 empty] | 0 | 0 | [20 empty] | 0 | [22 empty] | 0 | 0 | 0 | [7 empty] | 0 | [20 empty] | 0 | [15 empty] | 0% | [42 empty] | 0 |  |  | 0
0 | 233 | HVAC Tune-Up | Central AC and HP Tune-Up | 88321 |  |  |  |  | 0 | [6 empty] | 0 | 0 | [20 empty] | 0 | [22 empty] | 0 | 0 | 0 | [7 empty] | 0 | [20 empty] | 0 | [15 empty] | 0% | [42 empty] | 0 |  |  | 0
0 | 234 | HVAC Tune-Up | Central AC and HP Tune-Up | 88321 |  |  |  |  | 0 | [6 empty] | 0 | 0 | [20 empty] | 0 | [22 empty] | 0 | 0 | 0 | [7 empty] | 0 | [20 empty] | 0 | [15 empty] | 0% | [42 empty] | 0 |  |  | 0
0 | 235 | HVAC Tune-Up | Central AC and HP Tune-Up | 88321 |  |  |  |  | 0 | [6 empty] | 0 | 0 | [20 empty] | 0 | [22 empty] | 0 | 0 | 0 | [7 empty] | 0 | [20 empty] | 0 | [15 empty] | 0% | [42 empty] | 0 |  |  | 0
0 | 236 | HVAC Tune-Up | Central AC and HP Tune-Up | 88321 |  |  |  |  | 0 | [6 empty] | 0 | 0 | [20 empty] | 0 | [22 empty] | 0 | 0 | 0 | [7 empty] | 0 | [20 empty] | 0 | [15 empty] | 0% | [42 empty] | 0 |  |  | 0
0 | 237 | HVAC Tune-Up | Central AC and HP Tune-Up | 88321 |  |  |  |  | 0 | [6 empty] | 0 | 0 | [20 empty] | 0 | [22 empty] | 0 | 0 | 0 | [7 empty] | 0 | [20 empty] | 0 | [15 empty] | 0% | [42 empty] | 0 |  |  | 0
0 | 238 | HVAC Tune-Up | Central AC and HP Tune-Up | 88321 |  |  |  |  | 0 | [6 empty] | 0 | 0 | [20 empty] | 0 | [22 empty] | 0 | 0 | 0 | [7 empty] | 0 | [20 empty] | 0 | [15 empty] | 0% | [42 empty] | 0 |  |  | 0
0 | 239 | HVAC Tune-Up | Central AC and HP Tune-Up | 88321 |  |  |  |  | 0 | [6 empty] | 0 | 0 | [20 empty] | 0 | [22 empty] | 0 | 0 | 0 | [7 empty] | 0 | [20 empty] | 0 | [15 empty] | 0% | [42 empty] | 0 |  |  | 0
0 | 240 | HVAC Tune-Up | Central AC and HP Tune-Up | 88321 |  |  |  |  | 0 | [6 empty] | 0 | 0 | [20 empty] | 0 | [22 empty] | 0 | 0 | 0 | [7 empty] | 0 | [20 empty] | 0 | [15 empty] | 0% | [42 empty] | 0 |  |  | 0
0 | 241 | HVAC Tune-Up | Central AC and HP Tune-Up | 88321 |  |  |  |  | 0 | [6 empty] | 0 | 0 | [20 empty] | 0 | [22 empty] | 0 | 0 | 0 | [7 empty] | 0 | [20 empty] | 0 | [15 empty] | 0% | [42 empty] | 0 |  |  | 0
0 | 242 | HVAC Tune-Up | Central AC and HP Tune-Up | 88321 |  |  |  |  | 0 | [6 empty] | 0 | 0 | [20 empty] | 0 | [22 empty] | 0 | 0 | 0 | [7 empty] | 0 | [20 empty] | 0 | [15 empty] | 0% | [42 empty] | 0 |  |  | 0
0 | 243 | HVAC Tune-Up | Central AC and HP Tune-Up | 88321 |  |  |  |  | 0 | [6 empty] | 0 | 0 | [20 empty] | 0 | [22 empty] | 0 | 0 | 0 | [7 empty] | 0 | [20 empty] | 0 | [15 empty] | 0% | [42 empty] | 0 |  |  | 0
0 | 244 | HVAC Tune-Up | Central AC and HP Tune-Up | 88321 |  |  |  |  | 0 | [6 empty] | 0 | 0 | [20 empty] | 0 | [22 empty] | 0 | 0 | 0 | [7 empty] | 0 | [20 empty] | 0 | [15 empty] | 0% | [42 empty] | 0 |  |  | 0
0 | 245 | HVAC Tune-Up | Central AC and HP Tune-Up | 88321 |  |  |  |  | 0 | [6 empty] | 0 | 0 | [20 empty] | 0 | [22 empty] | 0 | 0 | 0 | [7 empty] | 0 | [20 empty] | 0 | [15 empty] | 0% | [42 empty] | 0 |  |  | 0
0 | 246 | Other | Bonus | 88680 | [5 empty] | 0 | 0 | 0 | [95 empty] | 0%
0 | 247 | Other | GNI Adder | 88679 | [5 empty] | 0 | 0 | 0 | [95 empty] | 0%
0 | 248 | Refrigeration | Anti-Condensation Door Heater Controls | 88303 |  |  |  |  | 0 | [6 empty] | 0 | 0 | [5 empty] | 0 | [61 empty] | 0 | [22 empty] | 0% | [17 empty] | 0 | [27 empty] | 0
0 | 249 | Refrigeration | Anti-Condensation Door Heater Controls | 88303 |  |  |  |  | 0 | [6 empty] | 0 | 0 | [5 empty] | 0 | [61 empty] | 0 | [22 empty] | 0% | [17 empty] | 0 | [27 empty] | 0
0 | 250 | Refrigeration | Anti-Condensation Door Heater Controls | 88303 |  |  |  |  | 0 | [6 empty] | 0 | 0 | [5 empty] | 0 | [61 empty] | 0 | [22 empty] | 0% | [17 empty] | 0 | [27 empty] | 0
0 | 251 | Refrigeration | Anti-Condensation Door Heater Controls | 88303 |  |  |  |  | 0 | [6 empty] | 0 | 0 | [5 empty] | 0 | [61 empty] | 0 | [22 empty] | 0% | [17 empty] | 0 | [27 empty] | 0
0 | 252 | Refrigeration | Anti-Condensation Door Heater Controls | 88303 |  |  |  |  | 0 | [6 empty] | 0 | 0 | [5 empty] | 0 | [61 empty] | 0 | [22 empty] | 0% | [17 empty] | 0 | [27 empty] | 0
0 | 253 | Refrigeration | Anti-Condensation Door Heater Controls | 88303 |  |  |  |  | 0 | [6 empty] | 0 | 0 | [5 empty] | 0 | [61 empty] | 0 | [22 empty] | 0% | [17 empty] | 0 | [27 empty] | 0
0 | 254 | Refrigeration | Anti-Condensation Door Heater Controls | 88303 |  |  |  |  | 0 | [6 empty] | 0 | 0 | [5 empty] | 0 | [61 empty] | 0 | [22 empty] | 0% | [17 empty] | 0 | [27 empty] | 0
0 | 255 | Refrigeration | Anti-Condensation Door Heater Controls | 88303 |  |  |  |  | 0 | [6 empty] | 0 | 0 | [5 empty] | 0 | [61 empty] | 0 | [22 empty] | 0% | [17 empty] | 0 | [27 empty] | 0
0 | 256 | Refrigeration | Anti-Condensation Door Heater Controls | 88303 |  |  |  |  | 0 | [6 empty] | 0 | 0 | [5 empty] | 0 | [61 empty] | 0 | [22 empty] | 0% | [17 empty] | 0 | [27 empty] | 0
0 | 257 | Refrigeration | Anti-Condensation Door Heater Controls | 88303 |  |  |  |  | 0 | [6 empty] | 0 | 0 | [5 empty] | 0 | [61 empty] | 0 | [22 empty] | 0% | [17 empty] | 0 | [27 empty] | 0
0 | 258 | Refrigeration | Auto Closers on Walk-in Freezers/Coolers | 88351 |  |  |  |  | 0 | [6 empty] | 0 | 0 | [90 empty] | 0% | [45 empty] | 0
0 | 259 | Refrigeration | Auto Closers on Walk-in Freezers/Coolers | 88351 |  |  |  |  | 0 | [6 empty] | 0 | 0 | [90 empty] | 0% | [45 empty] | 0
0 | 260 | Refrigeration | Auto Closers on Walk-in Freezers/Coolers | 88351 |  |  |  |  | 0 | [6 empty] | 0 | 0 | [90 empty] | 0% | [45 empty] | 0
0 | 261 | Refrigeration | Auto Closers on Walk-in Freezers/Coolers | 88351 |  |  |  |  | 0 | [6 empty] | 0 | 0 | [90 empty] | 0% | [45 empty] | 0
0 | 262 | Refrigeration | Auto Closers on Walk-in Freezers/Coolers | 88351 |  |  |  |  | 0 | [6 empty] | 0 | 0 | [90 empty] | 0% | [45 empty] | 0
0 | 263 | Refrigeration | Auto Closers on Walk-in Freezers/Coolers | 88351 |  |  |  |  | 0 | [6 empty] | 0 | 0 | [90 empty] | 0% | [45 empty] | 0
0 | 264 | Refrigeration | Auto Closers on Walk-in Freezers/Coolers | 88351 |  |  |  |  | 0 | [6 empty] | 0 | 0 | [90 empty] | 0% | [45 empty] | 0
0 | 265 | Refrigeration | Auto Closers on Walk-in Freezers/Coolers | 88351 |  |  |  |  | 0 | [6 empty] | 0 | 0 | [90 empty] | 0% | [45 empty] | 0
0 | 266 | Refrigeration | Auto Closers on Walk-in Freezers/Coolers | 88351 |  |  |  |  | 0 | [6 empty] | 0 | 0 | [90 empty] | 0% | [45 empty] | 0
0 | 267 | Refrigeration | Auto Closers on Walk-in Freezers/Coolers | 88351 |  |  |  |  | 0 | [6 empty] | 0 | 0 | [90 empty] | 0% | [45 empty] | 0
0 | 268 | Refrigeration | Evaporator Coil Defrost Controls | 88300 |  |  |  |  | 0 | [6 empty] | 0 | 0 | [23 empty] | 0 | 0 | [7 empty] | 0 | [28 empty] | 0 | [5 empty] | 0 | [6 empty] | 0 | [7 empty] | 0 | [7 empty] | 0% | [45 empty] | 0
0 | 269 | Refrigeration | Evaporator Coil Defrost Controls | 88300 |  |  |  |  | 0 | [6 empty] | 0 | 0 | [23 empty] | 0 | 0 | [7 empty] | 0 | [28 empty] | 0 | [5 empty] | 0 | [6 empty] | 0 | [7 empty] | 0 | [7 empty] | 0% | [45 empty] | 0
0 | 270 | Refrigeration | Evaporator Coil Defrost Controls | 88300 |  |  |  |  | 0 | [6 empty] | 0 | 0 | [23 empty] | 0 | 0 | [7 empty] | 0 | [28 empty] | 0 | [5 empty] | 0 | [6 empty] | 0 | [7 empty] | 0 | [7 empty] | 0% | [45 empty] | 0
0 | 271 | Refrigeration | Evaporator Coil Defrost Controls | 88300 |  |  |  |  | 0 | [6 empty] | 0 | 0 | [23 empty] | 0 | 0 | [7 empty] | 0 | [28 empty] | 0 | [5 empty] | 0 | [6 empty] | 0 | [7 empty] | 0 | [7 empty] | 0% | [45 empty] | 0
0 | 272 | Refrigeration | Evaporator Coil Defrost Controls | 88300 |  |  |  |  | 0 | [6 empty] | 0 | 0 | [23 empty] | 0 | 0 | [7 empty] | 0 | [28 empty] | 0 | [5 empty] | 0 | [6 empty] | 0 | [7 empty] | 0 | [7 empty] | 0% | [45 empty] | 0
0 | 273 | Refrigeration | Evaporator Coil Defrost Controls | 88300 |  |  |  |  | 0 | [6 empty] | 0 | 0 | [23 empty] | 0 | 0 | [7 empty] | 0 | [28 empty] | 0 | [5 empty] | 0 | [6 empty] | 0 | [7 empty] | 0 | [7 empty] | 0% | [45 empty] | 0
0 | 274 | Refrigeration | Evaporator Coil Defrost Controls | 88300 |  |  |  |  | 0 | [6 empty] | 0 | 0 | [23 empty] | 0 | 0 | [7 empty] | 0 | [28 empty] | 0 | [5 empty] | 0 | [6 empty] | 0 | [7 empty] | 0 | [7 empty] | 0% | [45 empty] | 0
0 | 275 | Refrigeration | Evaporator Coil Defrost Controls | 88300 |  |  |  |  | 0 | [6 empty] | 0 | 0 | [23 empty] | 0 | 0 | [7 empty] | 0 | [28 empty] | 0 | [5 empty] | 0 | [6 empty] | 0 | [7 empty] | 0 | [7 empty] | 0% | [45 empty] | 0
0 | 276 | Refrigeration | Evaporator Coil Defrost Controls | 88300 |  |  |  |  | 0 | [6 empty] | 0 | 0 | [23 empty] | 0 | 0 | [7 empty] | 0 | [28 empty] | 0 | [5 empty] | 0 | [6 empty] | 0 | [7 empty] | 0 | [7 empty] | 0% | [45 empty] | 0
0 | 277 | Refrigeration | Evaporator Coil Defrost Controls | 88300 |  |  |  |  | 0 | [6 empty] | 0 | 0 | [23 empty] | 0 | 0 | [7 empty] | 0 | [28 empty] | 0 | [5 empty] | 0 | [6 empty] | 0 | [7 empty] | 0 | [7 empty] | 0% | [45 empty] | 0
0 | 278 | Refrigeration | EC Motors Retrofits | 88327 |  |  |  |  | 0 | [6 empty] | 0 | 0 | [61 empty] | 0 |  |  |  |  | 0 | 0 | 0 | [8 empty] | 0 | [10 empty] | 0 |  | 0% | [18 empty] | 0 |  |  |  | 0 | 0 | [21 empty] | 0
0 | 279 | Refrigeration | EC Motors Retrofits | 88327 |  |  |  |  | 0 | [6 empty] | 0 | 0 | [61 empty] | 0 |  |  |  |  | 0 | 0 | 0 | [8 empty] | 0 | [10 empty] | 0 |  | 0% | [18 empty] | 0 |  |  |  | 0 | 0 | [21 empty] | 0
0 | 280 | Refrigeration | EC Motors Retrofits | 88327 |  |  |  |  | 0 | [6 empty] | 0 | 0 | [61 empty] | 0 |  |  |  |  | 0 | 0 | 0 | [8 empty] | 0 | [10 empty] | 0 |  | 0% | [18 empty] | 0 |  |  |  | 0 | 0 | [21 empty] | 0
0 | 281 | Refrigeration | EC Motors Retrofits | 88327 |  |  |  |  | 0 | [6 empty] | 0 | 0 | [61 empty] | 0 |  |  |  |  | 0 | 0 | 0 | [8 empty] | 0 | [10 empty] | 0 |  | 0% | [18 empty] | 0 |  |  |  | 0 | 0 | [21 empty] | 0
0 | 282 | Refrigeration | EC Motors Retrofits | 88327 |  |  |  |  | 0 | [6 empty] | 0 | 0 | [61 empty] | 0 |  |  |  |  | 0 | 0 | 0 | [8 empty] | 0 | [10 empty] | 0 |  | 0% | [18 empty] | 0 |  |  |  | 0 | 0 | [21 empty] | 0
0 | 283 | Refrigeration | EC Motors Retrofits | 88327 |  |  |  |  | 0 | [6 empty] | 0 | 0 | [61 empty] | 0 |  |  |  |  | 0 | 0 | 0 | [8 empty] | 0 | [10 empty] | 0 |  | 0% | [18 empty] | 0 |  |  |  | 0 | 0 | [21 empty] | 0
0 | 284 | Refrigeration | EC Motors Retrofits | 88327 |  |  |  |  | 0 | [6 empty] | 0 | 0 | [61 empty] | 0 |  |  |  |  | 0 | 0 | 0 | [8 empty] | 0 | [10 empty] | 0 |  | 0% | [18 empty] | 0 |  |  |  | 0 | 0 | [21 empty] | 0
0 | 285 | Refrigeration | EC Motors Retrofits | 88327 |  |  |  |  | 0 | [6 empty] | 0 | 0 | [61 empty] | 0 |  |  |  |  | 0 | 0 | 0 | [8 empty] | 0 | [10 empty] | 0 |  | 0% | [18 empty] | 0 |  |  |  | 0 | 0 | [21 empty] | 0
0 | 286 | Refrigeration | EC Motors Retrofits | 88327 |  |  |  |  | 0 | [6 empty] | 0 | 0 | [61 empty] | 0 |  |  |  |  | 0 | 0 | 0 | [8 empty] | 0 | [10 empty] | 0 |  | 0% | [18 empty] | 0 |  |  |  | 0 | 0 | [21 empty] | 0
0 | 287 | Refrigeration | EC Motors Retrofits | 88327 |  |  |  |  | 0 | [6 empty] | 0 | 0 | [61 empty] | 0 |  |  |  |  | 0 | 0 | 0 | [8 empty] | 0 | [10 empty] | 0 |  | 0% | [18 empty] | 0 |  |  |  | 0 | 0 | [21 empty] | 0
0 | 288 | Refrigeration | Refrigeration Evaporator Fan Controls | 88326 |  |  |  |  | 0 | [6 empty] | 0 | 0 | [38 empty] | 0 | [22 empty] | 0 |  |  |  |  | 0 | 0 | 0 | [21 empty] | 0% | 0 | [20 empty] | 0 | 0 | 0 | [21 empty] | 0
0 | 289 | Refrigeration | Refrigeration Evaporator Fan Controls | 88326 |  |  |  |  | 0 | [6 empty] | 0 | 0 | [38 empty] | 0 | [22 empty] | 0 |  |  |  |  | 0 | 0 | 0 | [21 empty] | 0% | 0 | [20 empty] | 0 | 0 | 0 | [21 empty] | 0
0 | 290 | Refrigeration | Refrigeration Evaporator Fan Controls | 88326 |  |  |  |  | 0 | [6 empty] | 0 | 0 | [38 empty] | 0 | [22 empty] | 0 |  |  |  |  | 0 | 0 | 0 | [21 empty] | 0% | 0 | [20 empty] | 0 | 0 | 0 | [21 empty] | 0
0 | 291 | Refrigeration | Refrigeration Evaporator Fan Controls | 88326 |  |  |  |  | 0 | [6 empty] | 0 | 0 | [38 empty] | 0 | [22 empty] | 0 |  |  |  |  | 0 | 0 | 0 | [21 empty] | 0% | 0 | [20 empty] | 0 | 0 | 0 | [21 empty] | 0
0 | 292 | Refrigeration | Refrigeration Evaporator Fan Controls | 88326 |  |  |  |  | 0 | [6 empty] | 0 | 0 | [38 empty] | 0 | [22 empty] | 0 |  |  |  |  | 0 | 0 | 0 | [21 empty] | 0% | 0 | [20 empty] | 0 | 0 | 0 | [21 empty] | 0
0 | 293 | Refrigeration | Refrigeration Evaporator Fan Controls | 88326 |  |  |  |  | 0 | [6 empty] | 0 | 0 | [38 empty] | 0 | [22 empty] | 0 |  |  |  |  | 0 | 0 | 0 | [21 empty] | 0% | 0 | [20 empty] | 0 | 0 | 0 | [21 empty] | 0
0 | 294 | Refrigeration | Refrigeration Evaporator Fan Controls | 88326 |  |  |  |  | 0 | [6 empty] | 0 | 0 | [38 empty] | 0 | [22 empty] | 0 |  |  |  |  | 0 | 0 | 0 | [21 empty] | 0% | 0 | [20 empty] | 0 | 0 | 0 | [21 empty] | 0
0 | 295 | Refrigeration | Refrigeration Evaporator Fan Controls | 88326 |  |  |  |  | 0 | [6 empty] | 0 | 0 | [38 empty] | 0 | [22 empty] | 0 |  |  |  |  | 0 | 0 | 0 | [21 empty] | 0% | 0 | [20 empty] | 0 | 0 | 0 | [21 empty] | 0
0 | 296 | Refrigeration | Refrigeration Evaporator Fan Controls | 88326 |  |  |  |  | 0 | [6 empty] | 0 | 0 | [38 empty] | 0 | [22 empty] | 0 |  |  |  |  | 0 | 0 | 0 | [21 empty] | 0% | 0 | [20 empty] | 0 | 0 | 0 | [21 empty] | 0
0 | 297 | Refrigeration | Refrigeration Evaporator Fan Controls | 88326 |  |  |  |  | 0 | [6 empty] | 0 | 0 | [38 empty] | 0 | [22 empty] | 0 |  |  |  |  | 0 | 0 | 0 | [21 empty] | 0% | 0 | [20 empty] | 0 | 0 | 0 | [21 empty] | 0
0 | 298 | Refrigeration | Refrigerated Case Night Covers | 88324 |  |  |  |  | 0 | [6 empty] | 0 | 0 | 0 | 0 | [19 empty] | 0 | [16 empty] | 0 | [22 empty] | 0 | [10 empty] | 0 | [17 empty] | 0% | [6 empty] | 0 | [38 empty] | 0
0 | 299 | Refrigeration | Refrigerated Case Night Covers | 88324 |  |  |  |  | 0 | [6 empty] | 0 | 0 | 0 | 0 | [19 empty] | 0 | [16 empty] | 0 | [22 empty] | 0 | [10 empty] | 0 | [17 empty] | 0% | [6 empty] | 0 | [38 empty] | 0
0 | 300 | Refrigeration | Refrigerated Case Night Covers | 88324 |  |  |  |  | 0 | [6 empty] | 0 | 0 | 0 | 0 | [19 empty] | 0 | [16 empty] | 0 | [22 empty] | 0 | [10 empty] | 0 | [17 empty] | 0% | [6 empty] | 0 | [38 empty] | 0
0 | 301 | Refrigeration | Refrigerated Case Night Covers | 88324 |  |  |  |  | 0 | [6 empty] | 0 | 0 | 0 | 0 | [19 empty] | 0 | [16 empty] | 0 | [22 empty] | 0 | [10 empty] | 0 | [17 empty] | 0% | [6 empty] | 0 | [38 empty] | 0
0 | 302 | Refrigeration | Refrigerated Case Night Covers | 88324 |  |  |  |  | 0 | [6 empty] | 0 | 0 | 0 | 0 | [19 empty] | 0 | [16 empty] | 0 | [22 empty] | 0 | [10 empty] | 0 | [17 empty] | 0% | [6 empty] | 0 | [38 empty] | 0
0 | 303 | Refrigeration | Refrigerated Case Night Covers | 88324 |  |  |  |  | 0 | [6 empty] | 0 | 0 | 0 | 0 | [19 empty] | 0 | [16 empty] | 0 | [22 empty] | 0 | [10 empty] | 0 | [17 empty] | 0% | [6 empty] | 0 | [38 empty] | 0
0 | 304 | Refrigeration | Refrigerated Case Night Covers | 88324 |  |  |  |  | 0 | [6 empty] | 0 | 0 | 0 | 0 | [19 empty] | 0 | [16 empty] | 0 | [22 empty] | 0 | [10 empty] | 0 | [17 empty] | 0% | [6 empty] | 0 | [38 empty] | 0
0 | 305 | Refrigeration | Refrigerated Case Night Covers | 88324 |  |  |  |  | 0 | [6 empty] | 0 | 0 | 0 | 0 | [19 empty] | 0 | [16 empty] | 0 | [22 empty] | 0 | [10 empty] | 0 | [17 empty] | 0% | [6 empty] | 0 | [38 empty] | 0
0 | 306 | Refrigeration | Refrigerated Case Night Covers | 88324 |  |  |  |  | 0 | [6 empty] | 0 | 0 | 0 | 0 | [19 empty] | 0 | [16 empty] | 0 | [22 empty] | 0 | [10 empty] | 0 | [17 empty] | 0% | [6 empty] | 0 | [38 empty] | 0
0 | 307 | Refrigeration | Refrigerated Case Night Covers | 88324 |  |  |  |  | 0 | [6 empty] | 0 | 0 | 0 | 0 | [19 empty] | 0 | [16 empty] | 0 | [22 empty] | 0 | [10 empty] | 0 | [17 empty] | 0% | [6 empty] | 0 | [38 empty] | 0
0 | 308 | Refrigeration | Refrigeration Door Gasket Replacement | 88348 |  |  |  |  | 0 | [6 empty] | 0 | 0 | [38 empty] | 0 | [28 empty] | 0 | [22 empty] | 0% | [45 empty] | 0
0 | 309 | Refrigeration | Refrigeration Door Gasket Replacement | 88348 |  |  |  |  | 0 | [6 empty] | 0 | 0 | [38 empty] | 0 | [28 empty] | 0 | [22 empty] | 0% | [45 empty] | 0
0 | 310 | Refrigeration | Refrigeration Door Gasket Replacement | 88348 |  |  |  |  | 0 | [6 empty] | 0 | 0 | [38 empty] | 0 | [28 empty] | 0 | [22 empty] | 0% | [45 empty] | 0
0 | 311 | Refrigeration | Refrigeration Door Gasket Replacement | 88348 |  |  |  |  | 0 | [6 empty] | 0 | 0 | [38 empty] | 0 | [28 empty] | 0 | [22 empty] | 0% | [45 empty] | 0
0 | 312 | Refrigeration | Refrigeration Door Gasket Replacement | 88348 |  |  |  |  | 0 | [6 empty] | 0 | 0 | [38 empty] | 0 | [28 empty] | 0 | [22 empty] | 0% | [45 empty] | 0
0 | 313 | Refrigeration | Refrigeration Door Gasket Replacement | 88348 |  |  |  |  | 0 | [6 empty] | 0 | 0 | [38 empty] | 0 | [28 empty] | 0 | [22 empty] | 0% | [45 empty] | 0
0 | 314 | Refrigeration | Refrigeration Door Gasket Replacement | 88348 |  |  |  |  | 0 | [6 empty] | 0 | 0 | [38 empty] | 0 | [28 empty] | 0 | [22 empty] | 0% | [45 empty] | 0
0 | 315 | Refrigeration | Refrigeration Door Gasket Replacement | 88348 |  |  |  |  | 0 | [6 empty] | 0 | 0 | [38 empty] | 0 | [28 empty] | 0 | [22 empty] | 0% | [45 empty] | 0
0 | 316 | Refrigeration | Refrigeration Door Gasket Replacement | 88348 |  |  |  |  | 0 | [6 empty] | 0 | 0 | [38 empty] | 0 | [28 empty] | 0 | [22 empty] | 0% | [45 empty] | 0
0 | 317 | Refrigeration | Refrigeration Door Gasket Replacement | 88348 |  |  |  |  | 0 | [6 empty] | 0 | 0 | [38 empty] | 0 | [28 empty] | 0 | [22 empty] | 0% | [45 empty] | 0
0 | 318 | Refrigeration | Strip Curtains | 88311 |  |  |  |  | 0 | [6 empty] | 0 | 0 | [38 empty] | 0 | [22 empty] | 0 | [5 empty] | 0 | [22 empty] | 0% | [45 empty] | 0
0 | 319 | Refrigeration | Strip Curtains | 88311 |  |  |  |  | 0 | [6 empty] | 0 | 0 | [38 empty] | 0 | [22 empty] | 0 | [5 empty] | 0 | [22 empty] | 0% | [45 empty] | 0
0 | 320 | Refrigeration | Strip Curtains | 88311 |  |  |  |  | 0 | [6 empty] | 0 | 0 | [38 empty] | 0 | [22 empty] | 0 | [5 empty] | 0 | [22 empty] | 0% | [45 empty] | 0
0 | 321 | Refrigeration | Strip Curtains | 88311 |  |  |  |  | 0 | [6 empty] | 0 | 0 | [38 empty] | 0 | [22 empty] | 0 | [5 empty] | 0 | [22 empty] | 0% | [45 empty] | 0
0 | 322 | Refrigeration | Strip Curtains | 88311 |  |  |  |  | 0 | [6 empty] | 0 | 0 | [38 empty] | 0 | [22 empty] | 0 | [5 empty] | 0 | [22 empty] | 0% | [45 empty] | 0
0 | 323 | Refrigeration | Strip Curtains | 88311 |  |  |  |  | 0 | [6 empty] | 0 | 0 | [38 empty] | 0 | [22 empty] | 0 | [5 empty] | 0 | [22 empty] | 0% | [45 empty] | 0
0 | 324 | Refrigeration | Strip Curtains | 88311 |  |  |  |  | 0 | [6 empty] | 0 | 0 | [38 empty] | 0 | [22 empty] | 0 | [5 empty] | 0 | [22 empty] | 0% | [45 empty] | 0
0 | 325 | Refrigeration | Strip Curtains | 88311 |  |  |  |  | 0 | [6 empty] | 0 | 0 | [38 empty] | 0 | [22 empty] | 0 | [5 empty] | 0 | [22 empty] | 0% | [45 empty] | 0
0 | 326 | Refrigeration | Strip Curtains | 88311 |  |  |  |  | 0 | [6 empty] | 0 | 0 | [38 empty] | 0 | [22 empty] | 0 | [5 empty] | 0 | [22 empty] | 0% | [45 empty] | 0
0 | 327 | Refrigeration | Strip Curtains | 88311 |  |  |  |  | 0 | [6 empty] | 0 | 0 | [38 empty] | 0 | [22 empty] | 0 | [5 empty] | 0 | [22 empty] | 0% | [45 empty] | 0
0 | 328 | Refrigeration | Vending Machine Control | 88304 |  |  |  |  | 0 | [6 empty] | 0 | 0 | 0 | 0 | [13 empty] | 0 | [8 empty] | 8760 | [36 empty] | 0 | [28 empty] | 0% | [45 empty] | 0 | [5 empty] | 0 | 0% |  |  | 0 | [5 empty] | 0 | 0 | 0 | 0 | 0 | [6 empty] | 0
0 | 329 | Refrigeration | Vending Machine Control | 88304 |  |  |  |  | 0 | [6 empty] | 0 | 0 | 0 | 0 | [13 empty] | 0 | [8 empty] | 8760 | [36 empty] | 0 | [28 empty] | 0% | [45 empty] | 0 | [5 empty] | 0 | 0% |  |  | 0 | [5 empty] | 0 | 0 | 0 | 0 | 0 | [6 empty] | 0
0 | 330 | Refrigeration | Vending Machine Control | 88304 |  |  |  |  | 0 | [6 empty] | 0 | 0 | 0 | 0 | [13 empty] | 0 | [8 empty] | 8760 | [36 empty] | 0 | [28 empty] | 0% | [45 empty] | 0 | [5 empty] | 0 | 0% |  |  | 0 | [5 empty] | 0 | 0 | 0 | 0 | 0 | [6 empty] | 0
0 | 331 | Refrigeration | Vending Machine Control | 88304 |  |  |  |  | 0 | [6 empty] | 0 | 0 | 0 | 0 | [13 empty] | 0 | [8 empty] | 8760 | [36 empty] | 0 | [28 empty] | 0% | [45 empty] | 0 | [5 empty] | 0 | 0% |  |  | 0 | [5 empty] | 0 | 0 | 0 | 0 | 0 | [6 empty] | 0
0 | 332 | Refrigeration | Vending Machine Control | 88304 |  |  |  |  | 0 | [6 empty] | 0 | 0 | 0 | 0 | [13 empty] | 0 | [8 empty] | 8760 | [36 empty] | 0 | [28 empty] | 0% | [45 empty] | 0 | [5 empty] | 0 | 0% |  |  | 0 | [5 empty] | 0 | 0 | 0 | 0 | 0 | [6 empty] | 0
0 | 333 | Refrigeration | Vending Machine Control | 88304 |  |  |  |  | 0 | [6 empty] | 0 | 0 | 0 | 0 | [13 empty] | 0 | [8 empty] | 8760 | [36 empty] | 0 | [28 empty] | 0% | [45 empty] | 0 | [5 empty] | 0 | 0% |  |  | 0 | [5 empty] | 0 | 0 | 0 | 0 | 0 | [6 empty] | 0
0 | 334 | Refrigeration | Vending Machine Control | 88304 |  |  |  |  | 0 | [6 empty] | 0 | 0 | 0 | 0 | [13 empty] | 0 | [8 empty] | 8760 | [36 empty] | 0 | [28 empty] | 0% | [45 empty] | 0 | [5 empty] | 0 | 0% |  |  | 0 | [5 empty] | 0 | 0 | 0 | 0 | 0 | [6 empty] | 0
0 | 335 | Refrigeration | Vending Machine Control | 88304 |  |  |  |  | 0 | [6 empty] | 0 | 0 | 0 | 0 | [13 empty] | 0 | [8 empty] | 8760 | [36 empty] | 0 | [28 empty] | 0% | [45 empty] | 0 | [5 empty] | 0 | 0% |  |  | 0 | [5 empty] | 0 | 0 | 0 | 0 | 0 | [6 empty] | 0
0 | 336 | Refrigeration | Vending Machine Control | 88304 |  |  |  |  | 0 | [6 empty] | 0 | 0 | 0 | 0 | [13 empty] | 0 | [8 empty] | 8760 | [36 empty] | 0 | [28 empty] | 0% | [45 empty] | 0 | [5 empty] | 0 | 0% |  |  | 0 | [5 empty] | 0 | 0 | 0 | 0 | 0 | [6 empty] | 0
0 | 337 | Refrigeration | Vending Machine Control | 88304 |  |  |  |  | 0 | [6 empty] | 0 | 0 | 0 | 0 | [13 empty] | 0 | [8 empty] | 8760 | [36 empty] | 0 | [28 empty] | 0% | [45 empty] | 0 | [5 empty] | 0 | 0% |  |  | 0 | [5 empty] | 0 | 0 | 0 | 0 | 0 | [6 empty] | 0
0 | 338 | Refrigeration | Floating Head Pressure Controls | 88299 |  |  |  |  | 0 | [6 empty] | 0 | 0 | [39 empty] | 0 | [21 empty] | 0 |  |  |  |  | 0 | 0 | [22 empty] | 0% | [45 empty] | 0
0 | 339 | Refrigeration | Floating Head Pressure Controls | 88299 |  |  |  |  | 0 | [6 empty] | 0 | 0 | [39 empty] | 0 | [21 empty] | 0 |  |  |  |  | 0 | 0 | [22 empty] | 0% | [45 empty] | 0
0 | 340 | Refrigeration | Floating Head Pressure Controls | 88299 |  |  |  |  | 0 | [6 empty] | 0 | 0 | [39 empty] | 0 | [21 empty] | 0 |  |  |  |  | 0 | 0 | [22 empty] | 0% | [45 empty] | 0
0 | 341 | Refrigeration | Floating Head Pressure Controls | 88299 |  |  |  |  | 0 | [6 empty] | 0 | 0 | [39 empty] | 0 | [21 empty] | 0 |  |  |  |  | 0 | 0 | [22 empty] | 0% | [45 empty] | 0
0 | 342 | Refrigeration | Floating Head Pressure Controls | 88299 |  |  |  |  | 0 | [6 empty] | 0 | 0 | [39 empty] | 0 | [21 empty] | 0 |  |  |  |  | 0 | 0 | [22 empty] | 0% | [45 empty] | 0
0 | 343 | Refrigeration | Floating Head Pressure Controls | 88299 |  |  |  |  | 0 | [6 empty] | 0 | 0 | [39 empty] | 0 | [21 empty] | 0 |  |  |  |  | 0 | 0 | [22 empty] | 0% | [45 empty] | 0
0 | 344 | Refrigeration | Floating Head Pressure Controls | 88299 |  |  |  |  | 0 | [6 empty] | 0 | 0 | [39 empty] | 0 | [21 empty] | 0 |  |  |  |  | 0 | 0 | [22 empty] | 0% | [45 empty] | 0
0 | 345 | Refrigeration | Floating Head Pressure Controls | 88299 |  |  |  |  | 0 | [6 empty] | 0 | 0 | [39 empty] | 0 | [21 empty] | 0 |  |  |  |  | 0 | 0 | [22 empty] | 0% | [45 empty] | 0
0 | 346 | Refrigeration | Floating Head Pressure Controls | 88299 |  |  |  |  | 0 | [6 empty] | 0 | 0 | [39 empty] | 0 | [21 empty] | 0 |  |  |  |  | 0 | 0 | [22 empty] | 0% | [45 empty] | 0
0 | 347 | Refrigeration | Floating Head Pressure Controls | 88299 |  |  |  |  | 0 | [6 empty] | 0 | 0 | [39 empty] | 0 | [21 empty] | 0 |  |  |  |  | 0 | 0 | [22 empty] | 0% | [45 empty] | 0
0 | 348 | Refrigeration | Insulate Bare Suction Pipes – Cooler | 88329 |  |  |  |  | 0 | [6 empty] | 0 | 0 | [20 empty] | #VALUE! | [40 empty] | 0 | [5 empty] | 0 |  |  |  |  | 0 |  |  |  | #VALUE! | [13 empty] | 0% | [45 empty] | 0 | [5 empty] | 0 |  |  |  | 0 | [5 empty] | 0 | [10 empty] | 0
0 | 349 | Refrigeration | Insulate Bare Suction Pipes – Cooler | 88329 |  |  |  |  | 0 | [6 empty] | 0 | 0 | [20 empty] | #VALUE! | [40 empty] | 0 | [5 empty] | 0 |  |  |  |  | 0 |  |  |  | #VALUE! | [13 empty] | 0% | [45 empty] | 0 | [5 empty] | 0 |  |  |  | 0 | [5 empty] | 0 | [10 empty] | 0
0 | 350 | Refrigeration | Insulate Bare Suction Pipes – Cooler | 88329 |  |  |  |  | 0 | [6 empty] | 0 | 0 | [20 empty] | #VALUE! | [40 empty] | 0 | [5 empty] | 0 |  |  |  |  | 0 |  |  |  | #VALUE! | [13 empty] | 0% | [45 empty] | 0 | [5 empty] | 0 |  |  |  | 0 | [5 empty] | 0 | [10 empty] | 0
0 | 351 | Refrigeration | Insulate Bare Suction Pipes – Cooler | 88329 |  |  |  |  | 0 | [6 empty] | 0 | 0 | [20 empty] | #VALUE! | [40 empty] | 0 | [5 empty] | 0 |  |  |  |  | 0 |  |  |  | #VALUE! | [13 empty] | 0% | [45 empty] | 0 | [5 empty] | 0 |  |  |  | 0 | [5 empty] | 0 | [10 empty] | 0
0 | 352 | Refrigeration | Insulate Bare Suction Pipes – Cooler | 88329 |  |  |  |  | 0 | [6 empty] | 0 | 0 | [20 empty] | #VALUE! | [40 empty] | 0 | [5 empty] | 0 |  |  |  |  | 0 |  |  |  | #VALUE! | [13 empty] | 0% | [45 empty] | 0 | [5 empty] | 0 |  |  |  | 0 | [5 empty] | 0 | [10 empty] | 0
0 | 353 | Refrigeration | Insulate Bare Suction Pipes – Cooler | 88329 |  |  |  |  | 0 | [6 empty] | 0 | 0 | [20 empty] | #VALUE! | [40 empty] | 0 | [5 empty] | 0 |  |  |  |  | 0 |  |  |  | #VALUE! | [13 empty] | 0% | [45 empty] | 0 | [5 empty] | 0 |  |  |  | 0 | [5 empty] | 0 | [10 empty] | 0
0 | 354 | Refrigeration | Insulate Bare Suction Pipes – Cooler | 88329 |  |  |  |  | 0 | [6 empty] | 0 | 0 | [20 empty] | #VALUE! | [40 empty] | 0 | [5 empty] | 0 |  |  |  |  | 0 |  |  |  | #VALUE! | [13 empty] | 0% | [45 empty] | 0 | [5 empty] | 0 |  |  |  | 0 | [5 empty] | 0 | [10 empty] | 0
0 | 355 | Refrigeration | Insulate Bare Suction Pipes – Cooler | 88329 |  |  |  |  | 0 | [6 empty] | 0 | 0 | [20 empty] | #VALUE! | [40 empty] | 0 | [5 empty] | 0 |  |  |  |  | 0 |  |  |  | #VALUE! | [13 empty] | 0% | [45 empty] | 0 | [5 empty] | 0 |  |  |  | 0 | [5 empty] | 0 | [10 empty] | 0
0 | 356 | Refrigeration | Insulate Bare Suction Pipes – Cooler | 88329 |  |  |  |  | 0 | [6 empty] | 0 | 0 | [20 empty] | #VALUE! | [40 empty] | 0 | [5 empty] | 0 |  |  |  |  | 0 |  |  |  | #VALUE! | [13 empty] | 0% | [45 empty] | 0 | [5 empty] | 0 |  |  |  | 0 | [5 empty] | 0 | [10 empty] | 0
0 | 357 | Refrigeration | Insulate Bare Suction Pipes – Cooler | 88329 |  |  |  |  | 0 | [6 empty] | 0 | 0 | [20 empty] | #VALUE! | [40 empty] | 0 | [5 empty] | 0 |  |  |  |  | 0 |  |  |  | #VALUE! | [13 empty] | 0% | [45 empty] | 0 | [5 empty] | 0 |  |  |  | 0 | [5 empty] | 0 | [10 empty] | 0
0 | 358 | Refrigeration | LED Refrigeration Case Lighting | 88341 |  |  |  |  | 0 | [6 empty] | 0 | 0 | 0 | 0 | [18 empty] | #VALUE! | [40 empty] | 0 | [5 empty] | 0 |  |  | 0 | 0 | 0 | [17 empty] | 0% | [45 empty] | 0
0 | 359 | Refrigeration | LED Refrigeration Case Lighting | 88341 |  |  |  |  | 0 | [6 empty] | 0 | 0 | 0 | 0 | [18 empty] | #VALUE! | [40 empty] | 0 | [5 empty] | 0 |  |  | 0 | 0 | 0 | [17 empty] | 0% | [45 empty] | 0
0 | 360 | Refrigeration | LED Refrigeration Case Lighting | 88341 |  |  |  |  | 0 | [6 empty] | 0 | 0 | 0 | 0 | [18 empty] | #VALUE! | [40 empty] | 0 | [5 empty] | 0 |  |  | 0 | 0 | 0 | [17 empty] | 0% | [45 empty] | 0
0 | 361 | Refrigeration | LED Refrigeration Case Lighting | 88341 |  |  |  |  | 0 | [6 empty] | 0 | 0 | 0 | 0 | [18 empty] | #VALUE! | [40 empty] | 0 | [5 empty] | 0 |  |  | 0 | 0 | 0 | [17 empty] | 0% | [45 empty] | 0
0 | 362 | Refrigeration | LED Refrigeration Case Lighting | 88341 |  |  |  |  | 0 | [6 empty] | 0 | 0 | 0 | 0 | [18 empty] | #VALUE! | [40 empty] | 0 | [5 empty] | 0 |  |  | 0 | 0 | 0 | [17 empty] | 0% | [45 empty] | 0
0 | 363 | Refrigeration | LED Refrigeration Case Lighting | 88341 |  |  |  |  | 0 | [6 empty] | 0 | 0 | 0 | 0 | [18 empty] | #VALUE! | [40 empty] | 0 | [5 empty] | 0 |  |  | 0 | 0 | 0 | [17 empty] | 0% | [45 empty] | 0
0 | 364 | Refrigeration | LED Refrigeration Case Lighting | 88341 |  |  |  |  | 0 | [6 empty] | 0 | 0 | 0 | 0 | [18 empty] | #VALUE! | [40 empty] | 0 | [5 empty] | 0 |  |  | 0 | 0 | 0 | [17 empty] | 0% | [45 empty] | 0
0 | 365 | Refrigeration | LED Refrigeration Case Lighting | 88341 |  |  |  |  | 0 | [6 empty] | 0 | 0 | 0 | 0 | [18 empty] | #VALUE! | [40 empty] | 0 | [5 empty] | 0 |  |  | 0 | 0 | 0 | [17 empty] | 0% | [45 empty] | 0
0 | 366 | Refrigeration | LED Refrigeration Case Lighting | 88341 |  |  |  |  | 0 | [6 empty] | 0 | 0 | 0 | 0 | [18 empty] | #VALUE! | [40 empty] | 0 | [5 empty] | 0 |  |  | 0 | 0 | 0 | [17 empty] | 0% | [45 empty] | 0
0 | 367 | Refrigeration | LED Refrigeration Case Lighting | 88341 |  |  |  |  | 0 | [6 empty] | 0 | 0 | 0 | 0 | [18 empty] | #VALUE! | [40 empty] | 0 | [5 empty] | 0 |  |  | 0 | 0 | 0 | [17 empty] | 0% | [45 empty] | 0
0 | 368 | Refrigeration | Reach-In Refrigerator/Freezer | 93098 |  |  |  |  | 0 | [6 empty] | 0 | 0 | [38 empty] | 0 | [28 empty] | 0 | [22 empty] | 0% | [45 empty] | 0 | [20 empty] | 0 | 0 |  | Yes | 0 | 0
0 | 369 | Refrigeration | Reach-In Refrigerator/Freezer | 93098 |  |  |  |  | 0 | [6 empty] | 0 | 0 | [38 empty] | 0 | [28 empty] | 0 | [22 empty] | 0% | [45 empty] | 0 | [20 empty] | 0 | 0 |  | Yes | 0 | 0
0 | 370 | Refrigeration | Reach-In Refrigerator/Freezer | 93098 |  |  |  |  | 0 | [6 empty] | 0 | 0 | [38 empty] | 0 | [28 empty] | 0 | [22 empty] | 0% | [45 empty] | 0 | [20 empty] | 0 | 0 |  | Yes | 0 | 0
0 | 371 | Refrigeration | Reach-In Refrigerator/Freezer | 93098 |  |  |  |  | 0 | [6 empty] | 0 | 0 | [38 empty] | 0 | [28 empty] | 0 | [22 empty] | 0% | [45 empty] | 0 | [20 empty] | 0 | 0 |  | Yes | 0 | 0
0 | 372 | Refrigeration | Reach-In Refrigerator/Freezer | 93098 |  |  |  |  | 0 | [6 empty] | 0 | 0 | [38 empty] | 0 | [28 empty] | 0 | [22 empty] | 0% | [45 empty] | 0 | [20 empty] | 0 | 0 |  | Yes | 0 | 0
0 | 373 | Refrigeration | Reach-In Refrigerator/Freezer | 93098 |  |  |  |  | 0 | [6 empty] | 0 | 0 | [38 empty] | 0 | [28 empty] | 0 | [22 empty] | 0% | [45 empty] | 0 | [20 empty] | 0 | 0 |  | Yes | 0 | 0
0 | 374 | Refrigeration | Reach-In Refrigerator/Freezer | 93098 |  |  |  |  | 0 | [6 empty] | 0 | 0 | [38 empty] | 0 | [28 empty] | 0 | [22 empty] | 0% | [45 empty] | 0 | [20 empty] | 0 | 0 |  | Yes | 0 | 0
0 | 375 | Refrigeration | Reach-In Refrigerator/Freezer | 93098 |  |  |  |  | 0 | [6 empty] | 0 | 0 | [38 empty] | 0 | [28 empty] | 0 | [22 empty] | 0% | [45 empty] | 0 | [20 empty] | 0 | 0 |  | Yes | 0 | 0
0 | 376 | Refrigeration | Reach-In Refrigerator/Freezer | 93098 |  |  |  |  | 0 | [6 empty] | 0 | 0 | [38 empty] | 0 | [28 empty] | 0 | [22 empty] | 0% | [45 empty] | 0 | [20 empty] | 0 | 0 |  | Yes | 0 | 0
0 | 377 | Refrigeration | Reach-In Refrigerator/Freezer | 93098 |  |  |  |  | 0 | [6 empty] | 0 | 0 | [38 empty] | 0 | [28 empty] | 0 | [22 empty] | 0% | [45 empty] | 0 | [20 empty] | 0 | 0 |  | Yes | 0 | 0
0 | 378 | Refrigeration | Speciality Doors with Low or No Anti-Sweat Heat for Reach-In | 88322 |  |  |  |  | 0 | [6 empty] | 0 | 0 | [15 empty] | 0 | 0 | [25 empty] | 0 | [47 empty] | 0% | [6 empty] | 0 | [38 empty] | 0
0 | 379 | Refrigeration | Speciality Doors with Low or No Anti-Sweat Heat for Reach-In | 88322 |  |  |  |  | 0 | [6 empty] | 0 | 0 | [15 empty] | 0 | 0 | [25 empty] | 0 | [47 empty] | 0% | [6 empty] | 0 | [38 empty] | 0
0 | 380 | Refrigeration | Speciality Doors with Low or No Anti-Sweat Heat for Reach-In | 88322 |  |  |  |  | 0 | [6 empty] | 0 | 0 | [15 empty] | 0 | 0 | [25 empty] | 0 | [47 empty] | 0% | [6 empty] | 0 | [38 empty] | 0
0 | 381 | Refrigeration | Speciality Doors with Low or No Anti-Sweat Heat for Reach-In | 88322 |  |  |  |  | 0 | [6 empty] | 0 | 0 | [15 empty] | 0 | 0 | [25 empty] | 0 | [47 empty] | 0% | [6 empty] | 0 | [38 empty] | 0
0 | 382 | Refrigeration | Speciality Doors with Low or No Anti-Sweat Heat for Reach-In | 88322 |  |  |  |  | 0 | [6 empty] | 0 | 0 | [15 empty] | 0 | 0 | [25 empty] | 0 | [47 empty] | 0% | [6 empty] | 0 | [38 empty] | 0
0 | 383 | Refrigeration | Speciality Doors with Low or No Anti-Sweat Heat for Reach-In | 88322 |  |  |  |  | 0 | [6 empty] | 0 | 0 | [15 empty] | 0 | 0 | [25 empty] | 0 | [47 empty] | 0% | [6 empty] | 0 | [38 empty] | 0
0 | 384 | Refrigeration | Speciality Doors with Low or No Anti-Sweat Heat for Reach-In | 88322 |  |  |  |  | 0 | [6 empty] | 0 | 0 | [15 empty] | 0 | 0 | [25 empty] | 0 | [47 empty] | 0% | [6 empty] | 0 | [38 empty] | 0
0 | 385 | Refrigeration | Speciality Doors with Low or No Anti-Sweat Heat for Reach-In | 88322 |  |  |  |  | 0 | [6 empty] | 0 | 0 | [15 empty] | 0 | 0 | [25 empty] | 0 | [47 empty] | 0% | [6 empty] | 0 | [38 empty] | 0
0 | 386 | Refrigeration | Speciality Doors with Low or No Anti-Sweat Heat for Reach-In | 88322 |  |  |  |  | 0 | [6 empty] | 0 | 0 | [15 empty] | 0 | 0 | [25 empty] | 0 | [47 empty] | 0% | [6 empty] | 0 | [38 empty] | 0
0 | 387 | Refrigeration | Speciality Doors with Low or No Anti-Sweat Heat for Reach-In | 88322 |  |  |  |  | 0 | [6 empty] | 0 | 0 | [15 empty] | 0 | 0 | [25 empty] | 0 | [47 empty] | 0% | [6 empty] | 0 | [38 empty] | 0
0 | 388 | Food Service | VFD on Compressed Air | 88316 |  |  |  |  | 0 | [6 empty] | 0 | 0 | [42 empty] | 0 | [23 empty] | 0 | [23 empty] | 0% | [45 empty] | 0
0 | 389 | Food Service | VFD on Compressed Air | 88316 |  |  |  |  | 0 | [6 empty] | 0 | 0 | [42 empty] | 0 | [23 empty] | 0 | [23 empty] | 0% | [45 empty] | 0
0 | 390 | Food Service | VFD on Compressed Air | 88316 |  |  |  |  | 0 | [6 empty] | 0 | 0 | [42 empty] | 0 | [23 empty] | 0 | [23 empty] | 0% | [45 empty] | 0
0 | 391 | Food Service | VFD on Compressed Air | 88316 |  |  |  |  | 0 | [6 empty] | 0 | 0 | [42 empty] | 0 | [23 empty] | 0 | [23 empty] | 0% | [45 empty] | 0
0 | 392 | Food Service | VFD on Compressed Air | 88316 |  |  |  |  | 0 | [6 empty] | 0 | 0 | [42 empty] | 0 | [23 empty] | 0 | [23 empty] | 0% | [45 empty] | 0
0 | 393 | Food Service | VFD on Compressed Air | 88316 |  |  |  |  | 0 | [6 empty] | 0 | 0 | [42 empty] | 0 | [23 empty] | 0 | [23 empty] | 0% | [45 empty] | 0
0 | 394 | Food Service | VFD on Compressed Air | 88316 |  |  |  |  | 0 | [6 empty] | 0 | 0 | [42 empty] | 0 | [23 empty] | 0 | [23 empty] | 0% | [45 empty] | 0
0 | 395 | Food Service | VFD on Compressed Air | 88316 |  |  |  |  | 0 | [6 empty] | 0 | 0 | [42 empty] | 0 | [23 empty] | 0 | [23 empty] | 0% | [45 empty] | 0
0 | 396 | Food Service | VFD on Compressed Air | 88316 |  |  |  |  | 0 | [6 empty] | 0 | 0 | [42 empty] | 0 | [23 empty] | 0 | [23 empty] | 0% | [45 empty] | 0
0 | 397 | Food Service | VFD on Compressed Air | 88316 |  |  |  |  | 0 | [6 empty] | 0 | 0 | [42 empty] | 0 | [23 empty] | 0 | [23 empty] | 0% | [45 empty] | 0
0 | 398 | Refrigeration | Variable Speed Refrigeration Compressor | 88315 |  |  |  |  | 0 | [6 empty] | 0 | 0 | 0 | 0 | [88 empty] | 0% | [45 empty] | 0
0 | 399 | Refrigeration | Variable Speed Refrigeration Compressor | 88315 |  |  |  |  | 0 | [6 empty] | 0 | 0 | 0 | 0 | [88 empty] | 0% | [45 empty] | 0
0 | 400 | Refrigeration | Variable Speed Refrigeration Compressor | 88315 |  |  |  |  | 0 | [6 empty] | 0 | 0 | 0 | 0 | [88 empty] | 0% | [45 empty] | 0
0 | 401 | Refrigeration | Variable Speed Refrigeration Compressor | 88315 |  |  |  |  | 0 | [6 empty] | 0 | 0 | 0 | 0 | [88 empty] | 0% | [45 empty] | 0
0 | 402 | Refrigeration | Variable Speed Refrigeration Compressor | 88315 |  |  |  |  | 0 | [6 empty] | 0 | 0 | 0 | 0 | [88 empty] | 0% | [45 empty] | 0
0 | 403 | Refrigeration | Variable Speed Refrigeration Compressor | 88315 |  |  |  |  | 0 | [6 empty] | 0 | 0 | 0 | 0 | [88 empty] | 0% | [45 empty] | 0
0 | 404 | Refrigeration | Variable Speed Refrigeration Compressor | 88315 |  |  |  |  | 0 | [6 empty] | 0 | 0 | 0 | 0 | [88 empty] | 0% | [45 empty] | 0
0 | 405 | Refrigeration | Variable Speed Refrigeration Compressor | 88315 |  |  |  |  | 0 | [6 empty] | 0 | 0 | 0 | 0 | [88 empty] | 0% | [45 empty] | 0
0 | 406 | Refrigeration | Variable Speed Refrigeration Compressor | 88315 |  |  |  |  | 0 | [6 empty] | 0 | 0 | 0 | 0 | [88 empty] | 0% | [45 empty] | 0
0 | 407 | Refrigeration | Variable Speed Refrigeration Compressor | 88315 |  |  |  |  | 0 | [6 empty] | 0 | 0 | 0 | 0 | [88 empty] | 0% | [45 empty] | 0
0 | 408 | Lighting | [6 empty] | 0 | [14 empty] | 0 | 0 | 0 | 0 | 0 |  | 0 |  | 0 |  |  | #VALUE! | [40 empty] | 0.7 |  |  | 0 | [21 empty] | 0.00073 |  | 0.003413 | 0.23 | 0.75 |  |  | 0%
0 | 409 | Lighting | [6 empty] | 0 | [14 empty] | 0 | 0 | 0 | 0 | 0 |  | 0 |  | 0 |  |  | #VALUE! | [40 empty] | 1.7 |  |  | 0 | [21 empty] | 0.00073 |  | 0.003413 | 0.23 | 0.75 |  |  | 0%
0 | 410 | Lighting | [6 empty] | 0 | [14 empty] | 0 | 0 | 0 | 0 | 0 |  | 0 |  | 0 |  |  | #VALUE! | [40 empty] | 2.7 |  |  | 0 | [21 empty] | 0.00073 |  | 0.003413 | 0.23 | 0.75 |  |  | 0%
0 | 411 | Lighting | [6 empty] | 0 | [14 empty] | 0 | 0 | 0 | 0 | 0 |  | 0 |  | 0 |  |  | #VALUE! | [40 empty] | 3.7 |  |  | 0 | [21 empty] | 0.00073 |  | 0.003413 | 0.23 | 0.75 |  |  | 0%
0 | 412 | Lighting | [6 empty] | 0 | [14 empty] | 0 | 0 | 0 | 0 | 0 |  | 0 |  | 0 |  |  | #VALUE! | [40 empty] | 4.7 |  |  | 0 | [21 empty] | 0.00073 |  | 0.003413 | 0.23 | 0.75 |  |  | 0%
0 | 413 | Lighting | [6 empty] | 0 | [14 empty] | 0 | 0 | 0 | 0 | 0 |  | 0 |  | 0 |  |  | #VALUE! | [40 empty] | 5.7 |  |  | 0 | [21 empty] | 0.00073 |  | 0.003413 | 0.23 | 0.75 |  |  | 0%
0 | 414 | Lighting | [6 empty] | 0 | [14 empty] | 0 | 0 | 0 | 0 | 0 |  | 0 |  | 0 |  |  | #VALUE! | [40 empty] | 6.7 |  |  | 0 | [21 empty] | 0.00073 |  | 0.003413 | 0.23 | 0.75 |  |  | 0%
0 | 415 | Lighting | [6 empty] | 0 | [14 empty] | 0 | 0 | 0 | 0 | 0 |  | 0 |  | 0 |  |  | #VALUE! | [40 empty] | 7.7 |  |  | 0 | [21 empty] | 0.00073 |  | 0.003413 | 0.23 | 0.75 |  |  | 0%
0 | 416 | Lighting | [6 empty] | 0 | [14 empty] | 0 | 0 | 0 | 0 | 0 |  | 0 |  | 0 |  |  | #VALUE! | [40 empty] | 8.7 |  |  | 0 | [21 empty] | 0.00073 |  | 0.003413 | 0.23 | 0.75 |  |  | 0%
0 | 417 | Lighting | [6 empty] | 0 | [14 empty] | 0 | 0 | 0 | 0 | 0 |  | 0 |  | 0 |  |  | #VALUE! | [40 empty] | 9.7 |  |  | 0 | [21 empty] | 0.00073 |  | 0.003413 | 0.23 | 0.75 |  |  | 0%
0 | 418 | Lighting | [6 empty] | 0 | [14 empty] | 0 | 0 | 0 | 0 | 0 |  | 0 |  | 0 |  |  | #VALUE! | [40 empty] | 10.7 |  |  | 0 | [21 empty] | 0.00073 |  | 0.003413 | 0.23 | 0.75 |  |  | 0%
0 | 419 | Lighting | [6 empty] | 0 | [14 empty] | 0 | 0 | 0 | 0 | 0 |  | 0 |  | 0 |  |  | #VALUE! | [40 empty] | 11.7 |  |  | 0 | [21 empty] | 0.00073 |  | 0.003413 | 0.23 | 0.75 |  |  | 0%
0 | 420 | Lighting | [6 empty] | 0 | [14 empty] | 0 | 0 | 0 | 0 | 0 |  | 0 |  | 0 |  |  | #VALUE! | [40 empty] | 12.7 |  |  | 0 | [21 empty] | 0.00073 |  | 0.003413 | 0.23 | 0.75 |  |  | 0%
0 | 421 | Lighting | [6 empty] | 0 | [14 empty] | 0 | 0 | 0 | 0 | 0 |  | 0 |  | 0 |  |  | #VALUE! | [40 empty] | 13.7 |  |  | 0 | [21 empty] | 0.00073 |  | 0.003413 | 0.23 | 0.75 |  |  | 0%
0 | 422 | Lighting | [6 empty] | 0 | [14 empty] | 0 | 0 | 0 | 0 | 0 |  | 0 |  | 0 |  |  | #VALUE! | [40 empty] | 14.7 |  |  | 0 | [21 empty] | 0.00073 |  | 0.003413 | 0.23 | 0.75 |  |  | 0%
0 | 423 | Lighting | [6 empty] | 0 | [14 empty] | 0 | 0 | 0 | 0 | 0 |  | 0 |  | 0 |  |  | #VALUE! | [40 empty] | 15.7 |  |  | 0 | [21 empty] | 0.00073 |  | 0.003413 | 0.23 | 0.75 |  |  | 0%
0 | 424 | Lighting | [6 empty] | 0 | [14 empty] | 0 | 0 | 0 | 0 | 0 |  | 0 |  | 0 |  |  | #VALUE! | [40 empty] | 16.7 |  |  | 0 | [21 empty] | 0.00073 |  | 0.003413 | 0.23 | 0.75 |  |  | 0%
0 | 425 | Lighting | [6 empty] | 0 | [14 empty] | 0 | 0 | 0 | 0 | 0 |  | 0 |  | 0 |  |  | #VALUE! | [40 empty] | 17.7 |  |  | 0 | [21 empty] | 0.00073 |  | 0.003413 | 0.23 | 0.75 |  |  | 0%
0 | 426 | Lighting | [6 empty] | 0 | [14 empty] | 0 | 0 | 0 | 0 | 0 |  | 0 |  | 0 |  |  | #VALUE! | [40 empty] | 18.7 |  |  | 0 | [21 empty] | 0.00073 |  | 0.003413 | 0.23 | 0.75 |  |  | 0%
0 | 427 | Lighting | [6 empty] | 0 | [14 empty] | 0 | 0 | 0 | 0 | 0 |  | 0 |  | 0 |  |  | #VALUE! | [40 empty] | 19.7 |  |  | 0 | [21 empty] | 0.00073 |  | 0.003413 | 0.23 | 0.75 |  |  | 0%
0 | 428 | Lighting | [6 empty] | 0 | [14 empty] | 0 | 0 | 0 | 0 | 0 |  | 0 |  | 0 |  |  | #VALUE! | [40 empty] | 20.7 |  |  | 0 | [21 empty] | 0.00073 |  | 0.003413 | 0.23 | 0.75 |  |  | 0%
0 | 429 | Lighting | [6 empty] | 0 | [14 empty] | 0 | 0 | 0 | 0 | 0 |  | 0 |  | 0 |  |  | #VALUE! | [40 empty] | 21.7 |  |  | 0 | [21 empty] | 0.00073 |  | 0.003413 | 0.23 | 0.75 |  |  | 0%
0 | 430 | Lighting | [6 empty] | 0 | [14 empty] | 0 | 0 | 0 | 0 | 0 |  | 0 |  | 0 |  |  | #VALUE! | [40 empty] | 22.7 |  |  | 0 | [21 empty] | 0.00073 |  | 0.003413 | 0.23 | 0.75 |  |  | 0%
0 | 431 | Lighting | [6 empty] | 0 | [14 empty] | 0 | 0 | 0 | 0 | 0 |  | 0 |  | 0 |  |  | #VALUE! | [40 empty] | 23.7 |  |  | 0 | [21 empty] | 0.00073 |  | 0.003413 | 0.23 | 0.75 |  |  | 0%
0 | 432 | Lighting | [6 empty] | 0 | [14 empty] | 0 | 0 | 0 | 0 | 0 |  | 0 |  | 0 |  |  | #VALUE! | [40 empty] | 24.7 |  |  | 0 | [21 empty] | 0.00073 |  | 0.003413 | 0.23 | 0.75 |  |  | 0%
0 | 433 | Lighting | [6 empty] | 0 | [14 empty] | 0 | 0 | 0 | 0 | 0 |  | 0 |  | 0 |  |  | #VALUE! | [40 empty] | 25.7 |  |  | 0 | [21 empty] | 0.00073 |  | 0.003413 | 0.23 | 0.75 |  |  | 0%
0 | 434 | Lighting | [6 empty] | 0 | [14 empty] | 0 | 0 | 0 | 0 | 0 |  | 0 |  | 0 |  |  | #VALUE! | [40 empty] | 26.7 |  |  | 0 | [21 empty] | 0.00073 |  | 0.003413 | 0.23 | 0.75 |  |  | 0%
0 | 435 | Lighting | [6 empty] | 0 | [14 empty] | 0 | 0 | 0 | 0 | 0 |  | 0 |  | 0 |  |  | #VALUE! | [40 empty] | 27.7 |  |  | 0 | [21 empty] | 0.00073 |  | 0.003413 | 0.23 | 0.75 |  |  | 0%
0 | 436 | Lighting | [6 empty] | 0 | [14 empty] | 0 | 0 | 0 | 0 | 0 |  | 0 |  | 0 |  |  | #VALUE! | [40 empty] | 28.7 |  |  | 0 | [21 empty] | 0.00073 |  | 0.003413 | 0.23 | 0.75 |  |  | 0%
0 | 437 | Lighting | [6 empty] | 0 | [14 empty] | 0 | 0 | 0 | 0 | 0 |  | 0 |  | 0 |  |  | #VALUE! | [40 empty] | 29.7 |  |  | 0 | [21 empty] | 0.00073 |  | 0.003413 | 0.23 | 0.75 |  |  | 0%
0 | 438 | Lighting | [6 empty] | 0 | [14 empty] | 0 | 0 | 0 | 0 | 0 |  | 0 |  | 0 |  |  | #VALUE! | [40 empty] | 30.7 |  |  | 0 | [21 empty] | 0.00073 |  | 0.003413 | 0.23 | 0.75 |  |  | 0%
0 | 439 | Lighting | [6 empty] | 0 | [14 empty] | 0 | 0 | 0 | 0 | 0 |  | 0 |  | 0 |  |  | #VALUE! | [40 empty] | 31.7 |  |  | 0 | [21 empty] | 0.00073 |  | 0.003413 | 0.23 | 0.75 |  |  | 0%
0 | 440 | Lighting | [6 empty] | 0 | [14 empty] | 0 | 0 | 0 | 0 | 0 |  | 0 |  | 0 |  |  | #VALUE! | [40 empty] | 32.7 |  |  | 0 | [21 empty] | 0.00073 |  | 0.003413 | 0.23 | 0.75 |  |  | 0%
0 | 441 | Lighting | [6 empty] | 0 | [14 empty] | 0 | 0 | 0 | 0 | 0 |  | 0 |  | 0 |  |  | #VALUE! | [40 empty] | 33.7 |  |  | 0 | [21 empty] | 0.00073 |  | 0.003413 | 0.23 | 0.75 |  |  | 0%
0 | 442 | Lighting | [6 empty] | 0 | [14 empty] | 0 | 0 | 0 | 0 | 0 |  | 0 |  | 0 |  |  | #VALUE! | [40 empty] | 34.7 |  |  | 0 | [21 empty] | 0.00073 |  | 0.003413 | 0.23 | 0.75 |  |  | 0%
0 | 443 | Lighting | [6 empty] | 0 | [14 empty] | 0 | 0 | 0 | 0 | 0 |  | 0 |  | 0 |  |  | #VALUE! | [40 empty] | 35.7 |  |  | 0 | [21 empty] | 0.00073 |  | 0.003413 | 0.23 | 0.75 |  |  | 0%
0 | 444 | Lighting | [6 empty] | 0 | [14 empty] | 0 | 0 | 0 | 0 | 0 |  | 0 |  | 0 |  |  | #VALUE! | [40 empty] | 36.7 |  |  | 0 | [21 empty] | 0.00073 |  | 0.003413 | 0.23 | 0.75 |  |  | 0%
0 | 445 | Lighting | [6 empty] | 0 | [14 empty] | 0 | 0 | 0 | 0 | 0 |  | 0 |  | 0 |  |  | #VALUE! | [40 empty] | 37.7 |  |  | 0 | [21 empty] | 0.00073 |  | 0.003413 | 0.23 | 0.75 |  |  | 0%
0 | 446 | Lighting | [6 empty] | 0 | [14 empty] | 0 | 0 | 0 | 0 | 0 |  | 0 |  | 0 |  |  | #VALUE! | [40 empty] | 38.7 |  |  | 0 | [21 empty] | 0.00073 |  | 0.003413 | 0.23 | 0.75 |  |  | 0%
0 | 447 | Lighting | [6 empty] | 0 | [14 empty] | 0 | 0 | 0 | 0 | 0 |  | 0 |  | 0 |  |  | #VALUE! | [40 empty] | 39.7 |  |  | 0 | [21 empty] | 0.00073 |  | 0.003413 | 0.23 | 0.75 |  |  | 0%
0 | 448 | Lighting | [6 empty] | 0 | [14 empty] | 0 | 0 | 0 | 0 | 0 |  | 0 |  | 0 |  |  | #VALUE! | [40 empty] | 40.7 |  |  | 0 | [21 empty] | 0.00073 |  | 0.003413 | 0.23 | 0.75 |  |  | 0%
0 | 449 | Lighting | [6 empty] | 0 | [14 empty] | 0 | 0 | 0 | 0 | 0 |  | 0 |  | 0 |  |  | #VALUE! | [40 empty] | 41.7 |  |  | 0 | [21 empty] | 0.00073 |  | 0.003413 | 0.23 | 0.75 |  |  | 0%
0 | 450 | Lighting | [6 empty] | 0 | [14 empty] | 0 | 0 | 0 | 0 | 0 |  | 0 |  | 0 |  |  | #VALUE! | [40 empty] | 42.7 |  |  | 0 | [21 empty] | 0.00073 |  | 0.003413 | 0.23 | 0.75 |  |  | 0%
0 | 451 | Lighting | [6 empty] | 0 | [14 empty] | 0 | 0 | 0 | 0 | 0 |  | 0 |  | 0 |  |  | #VALUE! | [40 empty] | 43.7 |  |  | 0 | [21 empty] | 0.00073 |  | 0.003413 | 0.23 | 0.75 |  |  | 0%
0 | 452 | Lighting | [6 empty] | 0 | [14 empty] | 0 | 0 | 0 | 0 | 0 |  | 0 |  | 0 |  |  | #VALUE! | [40 empty] | 44.7 |  |  | 0 | [21 empty] | 0.00073 |  | 0.003413 | 0.23 | 0.75 |  |  | 0%
0 | 453 | Lighting | [6 empty] | 0 | [14 empty] | 0 | 0 | 0 | 0 | 0 |  | 0 |  | 0 |  |  | #VALUE! | [40 empty] | 45.7 |  |  | 0 | [21 empty] | 0.00073 |  | 0.003413 | 0.23 | 0.75 |  |  | 0%
0 | 454 | Lighting | [6 empty] | 0 | [14 empty] | 0 | 0 | 0 | 0 | 0 |  | 0 |  | 0 |  |  | #VALUE! | [40 empty] | 46.7 |  |  | 0 | [21 empty] | 0.00073 |  | 0.003413 | 0.23 | 0.75 |  |  | 0%
0 | 455 | Lighting | [6 empty] | 0 | [14 empty] | 0 | 0 | 0 | 0 | 0 |  | 0 |  | 0 |  |  | #VALUE! | [40 empty] | 47.7 |  |  | 0 | [21 empty] | 0.00073 |  | 0.003413 | 0.23 | 0.75 |  |  | 0%
0 | 456 | Lighting | [6 empty] | 0 | [14 empty] | 0 | 0 | 0 | 0 | 0 |  | 0 |  | 0 |  |  | #VALUE! | [40 empty] | 48.7 |  |  | 0 | [21 empty] | 0.00073 |  | 0.003413 | 0.23 | 0.75 |  |  | 0%
0 | 457 | Lighting | [6 empty] | 0 | [14 empty] | 0 | 0 | 0 | 0 | 0 |  | 0 |  | 0 |  |  | #VALUE! | [40 empty] | 49.7 |  |  | 0 | [21 empty] | 0.00073 |  | 0.003413 | 0.23 | 0.75 |  |  | 0%
0 | 458 | Lighting | [6 empty] | 0 | [14 empty] | 0 | 0 | 0 | 0 | 0 |  | 0 |  | 0 |  |  | #VALUE! | [40 empty] | 50.7 |  |  | 0 | [21 empty] | 0.00073 |  | 0.003413 | 0.23 | 0.75 |  |  | 0%
0 | 459 | Lighting | [6 empty] | 0 | [14 empty] | 0 | 0 | 0 | 0 | 0 |  | 0 |  | 0 |  |  | #VALUE! | [40 empty] | 51.7 |  |  | 0 | [21 empty] | 0.00073 |  | 0.003413 | 0.23 | 0.75 |  |  | 0%
0 | 460 | Lighting | [6 empty] | 0 | [14 empty] | 0 | 0 | 0 | 0 | 0 |  | 0 |  | 0 |  |  | #VALUE! | [40 empty] | 52.7 |  |  | 0 | [21 empty] | 0.00073 |  | 0.003413 | 0.23 | 0.75 |  |  | 0%
0 | 461 | Lighting | [6 empty] | 0 | [14 empty] | 0 | 0 | 0 | 0 | 0 |  | 0 |  | 0 |  |  | #VALUE! | [40 empty] | 53.7 |  |  | 0 | [21 empty] | 0.00073 |  | 0.003413 | 0.23 | 0.75 |  |  | 0%
0 | 462 | Lighting | [6 empty] | 0 | [14 empty] | 0 | 0 | 0 | 0 | 0 |  | 0 |  | 0 |  |  | #VALUE! | [40 empty] | 54.7 |  |  | 0 | [21 empty] | 0.00073 |  | 0.003413 | 0.23 | 0.75 |  |  | 0%
0 | 463 | Lighting | [6 empty] | 0 | [14 empty] | 0 | 0 | 0 | 0 | 0 |  | 0 |  | 0 |  |  | #VALUE! | [40 empty] | 55.7 |  |  | 0 | [21 empty] | 0.00073 |  | 0.003413 | 0.23 | 0.75 |  |  | 0%
0 | 464 | Lighting | [6 empty] | 0 | [14 empty] | 0 | 0 | 0 | 0 | 0 |  | 0 |  | 0 |  |  | #VALUE! | [40 empty] | 56.7 |  |  | 0 | [21 empty] | 0.00073 |  | 0.003413 | 0.23 | 0.75 |  |  | 0%
0 | 465 | Lighting | [6 empty] | 0 | [14 empty] | 0 | 0 | 0 | 0 | 0 |  | 0 |  | 0 |  |  | #VALUE! | [40 empty] | 57.7 |  |  | 0 | [21 empty] | 0.00073 |  | 0.003413 | 0.23 | 0.75 |  |  | 0%
0 | 466 | Lighting | [6 empty] | 0 | [14 empty] | 0 | 0 | 0 | 0 | 0 |  | 0 |  | 0 |  |  | #VALUE! | [40 empty] | 58.7 |  |  | 0 | [21 empty] | 0.00073 |  | 0.003413 | 0.23 | 0.75 |  |  | 0%
0 | 467 | Lighting | [6 empty] | 0 | [14 empty] | 0 | 0 | 0 | 0 | 0 |  | 0 |  | 0 |  |  | #VALUE! | [40 empty] | 59.7 |  |  | 0 | [21 empty] | 0.00073 |  | 0.003413 | 0.23 | 0.75 |  |  | 0%
0 | 468 | Lighting | [6 empty] | 0 | [14 empty] | 0 | 0 | 0 | 0 | 0 |  | 0 |  | 0 |  |  | #VALUE! | [40 empty] | 60.7 |  |  | 0 | [21 empty] | 0.00073 |  | 0.003413 | 0.23 | 0.75 |  |  | 0%
0 | 469 | Lighting | [6 empty] | 0 | [14 empty] | 0 | 0 | 0 | 0 | 0 |  | 0 |  | 0 |  |  | #VALUE! | [40 empty] | 61.7 |  |  | 0 | [21 empty] | 0.00073 |  | 0.003413 | 0.23 | 0.75 |  |  | 0%
0 | 470 | Lighting | [6 empty] | 0 | [14 empty] | 0 | 0 | 0 | 0 | 0 |  | 0 |  | 0 |  |  | #VALUE! | [40 empty] | 62.7 |  |  | 0 | [21 empty] | 0.00073 |  | 0.003413 | 0.23 | 0.75 |  |  | 0%
0 | 471 | Lighting | [6 empty] | 0 | [14 empty] | 0 | 0 | 0 | 0 | 0 |  | 0 |  | 0 |  |  | #VALUE! | [40 empty] | 63.7 |  |  | 0 | [21 empty] | 0.00073 |  | 0.003413 | 0.23 | 0.75 |  |  | 0%
0 | 472 | Lighting | [6 empty] | 0 | [14 empty] | 0 | 0 | 0 | 0 | 0 |  | 0 |  | 0 |  |  | #VALUE! | [40 empty] | 64.7 |  |  | 0 | [21 empty] | 0.00073 |  | 0.003413 | 0.23 | 0.75 |  |  | 0%
0 | 473 | Lighting | [6 empty] | 0 | [14 empty] | 0 | 0 | 0 | 0 | 0 |  | 0 |  | 0 |  |  | #VALUE! | [40 empty] | 65.7 |  |  | 0 | [21 empty] | 0.00073 |  | 0.003413 | 0.23 | 0.75 |  |  | 0%
0 | 474 | Lighting | [6 empty] | 0 | [14 empty] | 0 | 0 | 0 | 0 | 0 |  | 0 |  | 0 |  |  | #VALUE! | [40 empty] | 66.7 |  |  | 0 | [21 empty] | 0.00073 |  | 0.003413 | 0.23 | 0.75 |  |  | 0%
0 | 475 | Lighting | [6 empty] | 0 | [14 empty] | 0 | 0 | 0 | 0 | 0 |  | 0 |  | 0 |  |  | #VALUE! | [40 empty] | 67.7 |  |  | 0 | [21 empty] | 0.00073 |  | 0.003413 | 0.23 | 0.75 |  |  | 0%
0 | 476 | Lighting | [6 empty] | 0 | [14 empty] | 0 | 0 | 0 | 0 | 0 |  | 0 |  | 0 |  |  | #VALUE! | [40 empty] | 68.7 |  |  | 0 | [21 empty] | 0.00073 |  | 0.003413 | 0.23 | 0.75 |  |  | 0%
0 | 477 | Lighting | [6 empty] | 0 | [14 empty] | 0 | 0 | 0 | 0 | 0 |  | 0 |  | 0 |  |  | #VALUE! | [40 empty] | 69.7 |  |  | 0 | [21 empty] | 0.00073 |  | 0.003413 | 0.23 | 0.75 |  |  | 0%
0 | 478 | Lighting | [6 empty] | 0 | [14 empty] | 0 | 0 | 0 | 0 | 0 |  | 0 |  | 0 |  |  | #VALUE! | [40 empty] | 70.7 |  |  | 0 | [21 empty] | 0.00073 |  | 0.003413 | 0.23 | 0.75 |  |  | 0%
0 | 479 | Lighting | [6 empty] | 0 | [14 empty] | 0 | 0 | 0 | 0 | 0 |  | 0 |  | 0 |  |  | #VALUE! | [40 empty] | 71.7 |  |  | 0 | [21 empty] | 0.00073 |  | 0.003413 | 0.23 | 0.75 |  |  | 0%
0 | 480 | Lighting | [6 empty] | 0 | [14 empty] | 0 | 0 | 0 | 0 | 0 |  | 0 |  | 0 |  |  | #VALUE! | [40 empty] | 72.7 |  |  | 0 | [21 empty] | 0.00073 |  | 0.003413 | 0.23 | 0.75 |  |  | 0%
0 | 481 | Lighting | [6 empty] | 0 | [14 empty] | 0 | 0 | 0 | 0 | 0 |  | 0 |  | 0 |  |  | #VALUE! | [40 empty] | 73.7 |  |  | 0 | [21 empty] | 0.00073 |  | 0.003413 | 0.23 | 0.75 |  |  | 0%
0 | 482 | Lighting | [6 empty] | 0 | [14 empty] | 0 | 0 | 0 | 0 | 0 |  | 0 |  | 0 |  |  | #VALUE! | [40 empty] | 74.7 |  |  | 0 | [21 empty] | 0.00073 |  | 0.003413 | 0.23 | 0.75 |  |  | 0%
0 | 483 | Lighting | [6 empty] | 0 | [14 empty] | 0 | 0 | 0 | 0 | 0 |  | 0 |  | 0 |  |  | #VALUE! | [40 empty] | 75.7 |  |  | 0 | [21 empty] | 0.00073 |  | 0.003413 | 0.23 | 0.75 |  |  | 0%
0 | 484 | Lighting | [6 empty] | 0 | [14 empty] | 0 | 0 | 0 | 0 | 0 |  | 0 |  | 0 |  |  | #VALUE! | [40 empty] | 76.7 |  |  | 0 | [21 empty] | 0.00073 |  | 0.003413 | 0.23 | 0.75 |  |  | 0%
0 | 485 | Lighting | [6 empty] | 0 | [14 empty] | 0 | 0 | 0 | 0 | 0 |  | 0 |  | 0 |  |  | #VALUE! | [40 empty] | 77.7 |  |  | 0 | [21 empty] | 0.00073 |  | 0.003413 | 0.23 | 0.75 |  |  | 0%
0 | 486 | Lighting | [6 empty] | 0 | [14 empty] | 0 | 0 | 0 | 0 | 0 |  | 0 |  | 0 |  |  | #VALUE! | [40 empty] | 78.7 |  |  | 0 | [21 empty] | 0.00073 |  | 0.003413 | 0.23 | 0.75 |  |  | 0%
0 | 487 | Lighting | [6 empty] | 0 | [14 empty] | 0 | 0 | 0 | 0 | 0 |  | 0 |  | 0 |  |  | #VALUE! | [40 empty] | 79.7 |  |  | 0 | [21 empty] | 0.00073 |  | 0.003413 | 0.23 | 0.75 |  |  | 0%
0 | 488 | Lighting | [6 empty] | 0 | [14 empty] | 0 | 0 | 0 | 0 | 0 |  | 0 |  | 0 |  |  | #VALUE! | [40 empty] | 80.7 |  |  | 0 | [21 empty] | 0.00073 |  | 0.003413 | 0.23 | 0.75 |  |  | 0%
0 | 489 | Lighting | [6 empty] | 0 | [14 empty] | 0 | 0 | 0 | 0 | 0 |  | 0 |  | 0 |  |  | #VALUE! | [40 empty] | 81.7 |  |  | 0 | [21 empty] | 0.00073 |  | 0.003413 | 0.23 | 0.75 |  |  | 0%
0 | 490 | Lighting | [6 empty] | 0 | [14 empty] | 0 | 0 | 0 | 0 | 0 |  | 0 |  | 0 |  |  | #VALUE! | [40 empty] | 82.7 |  |  | 0 | [21 empty] | 0.00073 |  | 0.003413 | 0.23 | 0.75 |  |  | 0%
0 | 491 | Lighting | [6 empty] | 0 | [14 empty] | 0 | 0 | 0 | 0 | 0 |  | 0 |  | 0 |  |  | #VALUE! | [40 empty] | 83.7 |  |  | 0 | [21 empty] | 0.00073 |  | 0.003413 | 0.23 | 0.75 |  |  | 0%
0 | 492 | Lighting | [6 empty] | 0 | [14 empty] | 0 | 0 | 0 | 0 | 0 |  | 0 |  | 0 |  |  | #VALUE! | [40 empty] | 84.7 |  |  | 0 | [21 empty] | 0.00073 |  | 0.003413 | 0.23 | 0.75 |  |  | 0%
0 | 493 | Lighting | [6 empty] | 0 | [14 empty] | 0 | 0 | 0 | 0 | 0 |  | 0 |  | 0 |  |  | #VALUE! | [40 empty] | 85.7 |  |  | 0 | [21 empty] | 0.00073 |  | 0.003413 | 0.23 | 0.75 |  |  | 0%
0 | 494 | Lighting | [6 empty] | 0 | [14 empty] | 0 | 0 | 0 | 0 | 0 |  | 0 |  | 0 |  |  | #VALUE! | [40 empty] | 86.7 |  |  | 0 | [21 empty] | 0.00073 |  | 0.003413 | 0.23 | 0.75 |  |  | 0%
0 | 495 | Lighting | [6 empty] | 0 | [14 empty] | 0 | 0 | 0 | 0 | 0 |  | 0 |  | 0 |  |  | #VALUE! | [40 empty] | 87.7 |  |  | 0 | [21 empty] | 0.00073 |  | 0.003413 | 0.23 | 0.75 |  |  | 0%
0 | 496 | Lighting | [6 empty] | 0 | [14 empty] | 0 | 0 | 0 | 0 | 0 |  | 0 |  | 0 |  |  | #VALUE! | [40 empty] | 88.7 |  |  | 0 | [21 empty] | 0.00073 |  | 0.003413 | 0.23 | 0.75 |  |  | 0%
0 | 497 | Lighting | [6 empty] | 0 | [14 empty] | 0 | 0 | 0 | 0 | 0 |  | 0 |  | 0 |  |  | #VALUE! | [40 empty] | 89.7 |  |  | 0 | [21 empty] | 0.00073 |  | 0.003413 | 0.23 | 0.75 |  |  | 0%
0 | 498 | Lighting | [6 empty] | 0 | [14 empty] | 0 | 0 | 0 | 0 | 0 |  | 0 |  | 0 |  |  | #VALUE! | [40 empty] | 90.7 |  |  | 0 | [21 empty] | 0.00073 |  | 0.003413 | 0.23 | 0.75 |  |  | 0%
0 | 499 | Lighting | [6 empty] | 0 | [14 empty] | 0 | 0 | 0 | 0 | 0 |  | 0 |  | 0 |  |  | #VALUE! | [40 empty] | 91.7 |  |  | 0 | [21 empty] | 0.00073 |  | 0.003413 | 0.23 | 0.75 |  |  | 0%
0 | 500 | Lighting | [6 empty] | 0 | [14 empty] | 0 | 0 | 0 | 0 | 0 |  | 0 |  | 0 |  |  | #VALUE! | [40 empty] | 92.7 |  |  | 0 | [21 empty] | 0.00073 |  | 0.003413 | 0.23 | 0.75 |  |  | 0%
0 | 501 | Lighting | [6 empty] | 0 | [14 empty] | 0 | 0 | 0 | 0 | 0 |  | 0 |  | 0 |  |  | #VALUE! | [40 empty] | 93.7 |  |  | 0 | [21 empty] | 0.00073 |  | 0.003413 | 0.23 | 0.75 |  |  | 0%
0 | 502 | Lighting | [6 empty] | 0 | [14 empty] | 0 | 0 | 0 | 0 | 0 |  | 0 |  | 0 |  |  | #VALUE! | [40 empty] | 94.7 |  |  | 0 | [21 empty] | 0.00073 |  | 0.003413 | 0.23 | 0.75 |  |  | 0%
0 | 503 | Lighting | [6 empty] | 0 | [14 empty] | 0 | 0 | 0 | 0 | 0 |  | 0 |  | 0 |  |  | #VALUE! | [40 empty] | 95.7 |  |  | 0 | [21 empty] | 0.00073 |  | 0.003413 | 0.23 | 0.75 |  |  | 0%
0 | 504 | Lighting | [6 empty] | 0 | [14 empty] | 0 | 0 | 0 | 0 | 0 |  | 0 |  | 0 |  |  | #VALUE! | [40 empty] | 96.7 |  |  | 0 | [21 empty] | 0.00073 |  | 0.003413 | 0.23 | 0.75 |  |  | 0%
0 | 505 | Lighting | [6 empty] | 0 | [14 empty] | 0 | 0 | 0 | 0 | 0 |  | 0 |  | 0 |  |  | #VALUE! | [40 empty] | 97.7 |  |  | 0 | [21 empty] | 0.00073 |  | 0.003413 | 0.23 | 0.75 |  |  | 0%
0 | 506 | Lighting | [6 empty] | 0 | [14 empty] | 0 | 0 | 0 | 0 | 0 |  | 0 |  | 0 |  |  | #VALUE! | [40 empty] | 98.7 |  |  | 0 | [21 empty] | 0.00073 |  | 0.003413 | 0.23 | 0.75 |  |  | 0%
0 | 507 | Lighting | [6 empty] | 0 | [14 empty] | 0 | 0 | 0 | 0 | 0 |  | 0 |  | 0 |  |  | #VALUE! | [40 empty] | 99.7 |  |  | 0 | [21 empty] | 0.00073 |  | 0.003413 | 0.23 | 0.75 |  |  | 0%
0 | 508 | Lighting | [6 empty] | 0 | [14 empty] | 0 | 0 | 0 | 0 | 0 |  | 0 |  | 0 |  |  | #VALUE! | [40 empty] | 100.7 |  |  | 0 | [21 empty] | 0.00073 |  | 0.003413 | 0.23 | 0.75 |  |  | 0%
0 | 509 | Lighting | [6 empty] | 0 | [14 empty] | 0 | 0 | 0 | 0 | 0 |  | 0 |  | 0 |  |  | #VALUE! | [40 empty] | 101.7 |  |  | 0 | [21 empty] | 0.00073 |  | 0.003413 | 0.23 | 0.75 |  |  | 0%
0 | 510 | Lighting | [6 empty] | 0 | [14 empty] | 0 | 0 | 0 | 0 | 0 |  | 0 |  | 0 |  |  | #VALUE! | [40 empty] | 102.7 |  |  | 0 | [21 empty] | 0.00073 |  | 0.003413 | 0.23 | 0.75 |  |  | 0%
0 | 511 | Lighting | [6 empty] | 0 | [14 empty] | 0 | 0 | 0 | 0 | 0 |  | 0 |  | 0 |  |  | #VALUE! | [40 empty] | 103.7 |  |  | 0 | [21 empty] | 0.00073 |  | 0.003413 | 0.23 | 0.75 |  |  | 0%
0 | 512 | Lighting | [6 empty] | 0 | [14 empty] | 0 | 0 | 0 | 0 | 0 |  | 0 |  | 0 |  |  | #VALUE! | [40 empty] | 104.7 |  |  | 0 | [21 empty] | 0.00073 |  | 0.003413 | 0.23 | 0.75 |  |  | 0%
0 | 513 | Lighting | [6 empty] | 0 | [14 empty] | 0 | 0 | 0 | 0 | 0 |  | 0 |  | 0 |  |  | #VALUE! | [40 empty] | 105.7 |  |  | 0 | [21 empty] | 0.00073 |  | 0.003413 | 0.23 | 0.75 |  |  | 0%
0 | 514 | Lighting | [6 empty] | 0 | [14 empty] | 0 | 0 | 0 | 0 | 0 |  | 0 |  | 0 |  |  | #VALUE! | [40 empty] | 106.7 |  |  | 0 | [21 empty] | 0.00073 |  | 0.003413 | 0.23 | 0.75 |  |  | 0%
0 | 515 | Lighting | [6 empty] | 0 | [14 empty] | 0 | 0 | 0 | 0 | 0 |  | 0 |  | 0 |  |  | #VALUE! | [40 empty] | 107.7 |  |  | 0 | [21 empty] | 0.00073 |  | 0.003413 | 0.23 | 0.75 |  |  | 0%
0 | 516 | Lighting | [6 empty] | 0 | [14 empty] | 0 | 0 | 0 | 0 | 0 |  | 0 |  | 0 |  |  | #VALUE! | [40 empty] | 108.7 |  |  | 0 | [21 empty] | 0.00073 |  | 0.003413 | 0.23 | 0.75 |  |  | 0%
0 | 517 | Lighting | [6 empty] | 0 | [14 empty] | 0 | 0 | 0 | 0 | 0 |  | 0 |  | 0 |  |  | #VALUE! | [40 empty] | 109.7 |  |  | 0 | [21 empty] | 0.00073 |  | 0.003413 | 0.23 | 0.75 |  |  | 0%
0 | 518 | Lighting | [6 empty] | 0 | [14 empty] | 0 | 0 | 0 | 0 | 0 |  | 0 |  | 0 |  |  | #VALUE! | [40 empty] | 110.7 |  |  | 0 | [21 empty] | 0.00073 |  | 0.003413 | 0.23 | 0.75 |  |  | 0%
0 | 519 | Lighting | [6 empty] | 0 | [14 empty] | 0 | 0 | 0 | 0 | 0 |  | 0 |  | 0 |  |  | #VALUE! | [40 empty] | 111.7 |  |  | 0 | [21 empty] | 0.00073 |  | 0.003413 | 0.23 | 0.75 |  |  | 0%
0 | 520 | Lighting | [6 empty] | 0 | [14 empty] | 0 | 0 | 0 | 0 | 0 |  | 0 |  | 0 |  |  | #VALUE! | [40 empty] | 112.7 |  |  | 0 | [21 empty] | 0.00073 |  | 0.003413 | 0.23 | 0.75 |  |  | 0%
0 | 521 | Lighting | [6 empty] | 0 | [14 empty] | 0 | 0 | 0 | 0 | 0 |  | 0 |  | 0 |  |  | #VALUE! | [40 empty] | 113.7 |  |  | 0 | [21 empty] | 0.00073 |  | 0.003413 | 0.23 | 0.75 |  |  | 0%
0 | 522 | Lighting | [6 empty] | 0 | [14 empty] | 0 | 0 | 0 | 0 | 0 |  | 0 |  | 0 |  |  | #VALUE! | [40 empty] | 114.7 |  |  | 0 | [21 empty] | 0.00073 |  | 0.003413 | 0.23 | 0.75 |  |  | 0%
0 | 523 | Lighting | [6 empty] | 0 | [14 empty] | 0 | 0 | 0 | 0 | 0 |  | 0 |  | 0 |  |  | #VALUE! | [40 empty] | 115.7 |  |  | 0 | [21 empty] | 0.00073 |  | 0.003413 | 0.23 | 0.75 |  |  | 0%
0 | 524 | Lighting | [6 empty] | 0 | [14 empty] | 0 | 0 | 0 | 0 | 0 |  | 0 |  | 0 |  |  | #VALUE! | [40 empty] | 116.7 |  |  | 0 | [21 empty] | 0.00073 |  | 0.003413 | 0.23 | 0.75 |  |  | 0%
0 | 525 | Lighting | [6 empty] | 0 | [14 empty] | 0 | 0 | 0 | 0 | 0 |  | 0 |  | 0 |  |  | #VALUE! | [40 empty] | 117.7 |  |  | 0 | [21 empty] | 0.00073 |  | 0.003413 | 0.23 | 0.75 |  |  | 0%
0 | 526 | Lighting | [6 empty] | 0 | [14 empty] | 0 | 0 | 0 | 0 | 0 |  | 0 |  | 0 |  |  | #VALUE! | [40 empty] | 118.7 |  |  | 0 | [21 empty] | 0.00073 |  | 0.003413 | 0.23 | 0.75 |  |  | 0%
0 | 527 | Lighting | [6 empty] | 0 | [14 empty] | 0 | 0 | 0 | 0 | 0 |  | 0 |  | 0 |  |  | #VALUE! | [40 empty] | 119.7 |  |  | 0 | [21 empty] | 0.00073 |  | 0.003413 | 0.23 | 0.75 |  |  | 0%
0 | 528 | Lighting | [6 empty] | 0 | [14 empty] | 0 | 0 | 0 | 0 | 0 |  | 0 |  | 0 |  |  | #VALUE! | [40 empty] | 120.7 |  |  | 0 | [21 empty] | 0.00073 |  | 0.003413 | 0.23 | 0.75 |  |  | 0%
0 | 529 | Lighting | [6 empty] | 0 | [14 empty] | 0 | 0 | 0 | 0 | 0 |  | 0 |  | 0 |  |  | #VALUE! | [40 empty] | 121.7 |  |  | 0 | [21 empty] | 0.00073 |  | 0.003413 | 0.23 | 0.75 |  |  | 0%
0 | 530 | Lighting | [6 empty] | 0 | [14 empty] | 0 | 0 | 0 | 0 | 0 |  | 0 |  | 0 |  |  | #VALUE! | [40 empty] | 122.7 |  |  | 0 | [21 empty] | 0.00073 |  | 0.003413 | 0.23 | 0.75 |  |  | 0%
0 | 531 | Lighting | [6 empty] | 0 | [14 empty] | 0 | 0 | 0 | 0 | 0 |  | 0 |  | 0 |  |  | #VALUE! | [40 empty] | 123.7 |  |  | 0 | [21 empty] | 0.00073 |  | 0.003413 | 0.23 | 0.75 |  |  | 0%
0 | 532 | Lighting | [6 empty] | 0 | [14 empty] | 0 | 0 | 0 | 0 | 0 |  | 0 |  | 0 |  |  | #VALUE! | [40 empty] | 124.7 |  |  | 0 | [21 empty] | 0.00073 |  | 0.003413 | 0.23 | 0.75 |  |  | 0%
0 | 533 | Lighting | [6 empty] | 0 | [14 empty] | 0 | 0 | 0 | 0 | 0 |  | 0 |  | 0 |  |  | #VALUE! | [40 empty] | 125.7 |  |  | 0 | [21 empty] | 0.00073 |  | 0.003413 | 0.23 | 0.75 |  |  | 0%
0 | 534 | Lighting | [6 empty] | 0 | [14 empty] | 0 | 0 | 0 | 0 | 0 |  | 0 |  | 0 |  |  | #VALUE! | [40 empty] | 126.7 |  |  | 0 | [21 empty] | 0.00073 |  | 0.003413 | 0.23 | 0.75 |  |  | 0%
0 | 535 | Lighting | [6 empty] | 0 | [14 empty] | 0 | 0 | 0 | 0 | 0 |  | 0 |  | 0 |  |  | #VALUE! | [40 empty] | 127.7 |  |  | 0 | [21 empty] | 0.00073 |  | 0.003413 | 0.23 | 0.75 |  |  | 0%
0 | 536 | Lighting | [6 empty] | 0 | [14 empty] | 0 | 0 | 0 | 0 | 0 |  | 0 |  | 0 |  |  | #VALUE! | [40 empty] | 128.7 |  |  | 0 | [21 empty] | 0.00073 |  | 0.003413 | 0.23 | 0.75 |  |  | 0%
0 | 537 | Lighting | [6 empty] | 0 | [14 empty] | 0 | 0 | 0 | 0 | 0 |  | 0 |  | 0 |  |  | #VALUE! | [40 empty] | 129.7 |  |  | 0 | [21 empty] | 0.00073 |  | 0.003413 | 0.23 | 0.75 |  |  | 0%
0 | 538 | Lighting | [6 empty] | 0 | [14 empty] | 0 | 0 | 0 | 0 | 0 |  | 0 |  | 0 |  |  | #VALUE! | [40 empty] | 130.7 |  |  | 0 | [21 empty] | 0.00073 |  | 0.003413 | 0.23 | 0.75 |  |  | 0%
0 | 539 | Lighting | [6 empty] | 0 | [14 empty] | 0 | 0 | 0 | 0 | 0 |  | 0 |  | 0 |  |  | #VALUE! | [40 empty] | 131.7 |  |  | 0 | [21 empty] | 0.00073 |  | 0.003413 | 0.23 | 0.75 |  |  | 0%
0 | 540 | Lighting | [6 empty] | 0 | [14 empty] | 0 | 0 | 0 | 0 | 0 |  | 0 |  | 0 |  |  | #VALUE! | [40 empty] | 132.7 |  |  | 0 | [21 empty] | 0.00073 |  | 0.003413 | 0.23 | 0.75 |  |  | 0%
0 | 541 | Lighting | [6 empty] | 0 | [14 empty] | 0 | 0 | 0 | 0 | 0 |  | 0 |  | 0 |  |  | #VALUE! | [40 empty] | 133.7 |  |  | 0 | [21 empty] | 0.00073 |  | 0.003413 | 0.23 | 0.75 |  |  | 0%
0 | 542 | Lighting | [6 empty] | 0 | [14 empty] | 0 | 0 | 0 | 0 | 0 |  | 0 |  | 0 |  |  | #VALUE! | [40 empty] | 134.7 |  |  | 0 | [21 empty] | 0.00073 |  | 0.003413 | 0.23 | 0.75 |  |  | 0%
0 | 543 | Lighting | [6 empty] | 0 | [14 empty] | 0 | 0 | 0 | 0 | 0 |  | 0 |  | 0 |  |  | #VALUE! | [40 empty] | 135.7 |  |  | 0 | [21 empty] | 0.00073 |  | 0.003413 | 0.23 | 0.75 |  |  | 0%
0 | 544 | Lighting | [6 empty] | 0 | [14 empty] | 0 | 0 | 0 | 0 | 0 |  | 0 |  | 0 |  |  | #VALUE! | [40 empty] | 136.7 |  |  | 0 | [21 empty] | 0.00073 |  | 0.003413 | 0.23 | 0.75 |  |  | 0%
0 | 545 | Lighting | [6 empty] | 0 | [14 empty] | 0 | 0 | 0 | 0 | 0 |  | 0 |  | 0 |  |  | #VALUE! | [40 empty] | 137.7 |  |  | 0 | [21 empty] | 0.00073 |  | 0.003413 | 0.23 | 0.75 |  |  | 0%
0 | 546 | Lighting | [6 empty] | 0 | [14 empty] | 0 | 0 | 0 | 0 | 0 |  | 0 |  | 0 |  |  | #VALUE! | [40 empty] | 138.7 |  |  | 0 | [21 empty] | 0.00073 |  | 0.003413 | 0.23 | 0.75 |  |  | 0%
0 | 547 | Lighting | [6 empty] | 0 | [14 empty] | 0 | 0 | 0 | 0 | 0 |  | 0 |  | 0 |  |  | #VALUE! | [40 empty] | 139.7 |  |  | 0 | [21 empty] | 0.00073 |  | 0.003413 | 0.23 | 0.75 |  |  | 0%
0 | 548 | Lighting | [6 empty] | 0 | [14 empty] | 0 | 0 | 0 | 0 | 0 |  | 0 |  | 0 |  |  | #VALUE! | [40 empty] | 140.7 |  |  | 0 | [21 empty] | 0.00073 |  | 0.003413 | 0.23 | 0.75 |  |  | 0%
0 | 549 | Lighting | [6 empty] | 0 | [14 empty] | 0 | 0 | 0 | 0 | 0 |  | 0 |  | 0 |  |  | #VALUE! | [40 empty] | 141.7 |  |  | 0 | [21 empty] | 0.00073 |  | 0.003413 | 0.23 | 0.75 |  |  | 0%
0 | 550 | Lighting | [6 empty] | 0 | [14 empty] | 0 | 0 | 0 | 0 | 0 |  | 0 |  | 0 |  |  | #VALUE! | [40 empty] | 142.7 |  |  | 0 | [21 empty] | 0.00073 |  | 0.003413 | 0.23 | 0.75 |  |  | 0%
0 | 551 | Lighting | [6 empty] | 0 | [14 empty] | 0 | 0 | 0 | 0 | 0 |  | 0 |  | 0 |  |  | #VALUE! | [40 empty] | 143.7 |  |  | 0 | [21 empty] | 0.00073 |  | 0.003413 | 0.23 | 0.75 |  |  | 0%
0 | 552 | Lighting | [6 empty] | 0 | [14 empty] | 0 | 0 | 0 | 0 | 0 |  | 0 |  | 0 |  |  | #VALUE! | [40 empty] | 144.7 |  |  | 0 | [21 empty] | 0.00073 |  | 0.003413 | 0.23 | 0.75 |  |  | 0%
0 | 553 | Lighting | [6 empty] | 0 | [14 empty] | 0 | 0 | 0 | 0 | 0 |  | 0 |  | 0 |  |  | #VALUE! | [40 empty] | 145.7 |  |  | 0 | [21 empty] | 0.00073 |  | 0.003413 | 0.23 | 0.75 |  |  | 0%
0 | 554 | Lighting | [6 empty] | 0 | [14 empty] | 0 | 0 | 0 | 0 | 0 |  | 0 |  | 0 |  |  | #VALUE! | [40 empty] | 146.7 |  |  | 0 | [21 empty] | 0.00073 |  | 0.003413 | 0.23 | 0.75 |  |  | 0%
0 | 555 | Lighting | [6 empty] | 0 | [14 empty] | 0 | 0 | 0 | 0 | 0 |  | 0 |  | 0 |  |  | #VALUE! | [40 empty] | 147.7 |  |  | 0 | [21 empty] | 0.00073 |  | 0.003413 | 0.23 | 0.75 |  |  | 0%
0 | 556 | Lighting | [6 empty] | 0 | [14 empty] | 0 | 0 | 0 | 0 | 0 |  | 0 |  | 0 |  |  | #VALUE! | [40 empty] | 148.7 |  |  | 0 | [21 empty] | 0.00073 |  | 0.003413 | 0.23 | 0.75 |  |  | 0%
0 | 557 | Lighting | [6 empty] | 0 | [14 empty] | 0 | 0 | 0 | 0 | 0 |  | 0 |  | 0 |  |  | #VALUE! | [40 empty] | 149.7 |  |  | 0 | [21 empty] | 0.00073 |  | 0.003413 | 0.23 | 0.75 |  |  | 0%
0 | 558 | Lighting | [6 empty] | 0 | [14 empty] | 0 | 0 | 0 | 0 | 0 |  | 0 |  | 0 |  |  | #VALUE! | [40 empty] | 150.7 |  |  | 0 | [21 empty] | 0.00073 |  | 0.003413 | 0.23 | 0.75 |  |  | 0%
0 | 559 | Lighting | [6 empty] | 0 | [14 empty] | 0 | 0 | 0 | 0 | 0 |  | 0 |  | 0 |  |  | #VALUE! | [40 empty] | 151.7 |  |  | 0 | [21 empty] | 0.00073 |  | 0.003413 | 0.23 | 0.75 |  |  | 0%
0 | 560 | Lighting | [6 empty] | 0 | [14 empty] | 0 | 0 | 0 | 0 | 0 |  | 0 |  | 0 |  |  | #VALUE! | [40 empty] | 152.7 |  |  | 0 | [21 empty] | 0.00073 |  | 0.003413 | 0.23 | 0.75 |  |  | 0%
0 | 561 | Lighting | [6 empty] | 0 | [14 empty] | 0 | 0 | 0 | 0 | 0 |  | 0 |  | 0 |  |  | #VALUE! | [40 empty] | 153.7 |  |  | 0 | [21 empty] | 0.00073 |  | 0.003413 | 0.23 | 0.75 |  |  | 0%
0 | 562 | Lighting | [6 empty] | 0 | [14 empty] | 0 | 0 | 0 | 0 | 0 |  | 0 |  | 0 |  |  | #VALUE! | [40 empty] | 154.7 |  |  | 0 | [21 empty] | 0.00073 |  | 0.003413 | 0.23 | 0.75 |  |  | 0%
0 | 563 | Lighting | [6 empty] | 0 | [14 empty] | 0 | 0 | 0 | 0 | 0 |  | 0 |  | 0 |  |  | #VALUE! | [40 empty] | 155.7 |  |  | 0 | [21 empty] | 0.00073 |  | 0.003413 | 0.23 | 0.75 |  |  | 0%
0 | 564 | Lighting | [6 empty] | 0 | [14 empty] | 0 | 0 | 0 | 0 | 0 |  | 0 |  | 0 |  |  | #VALUE! | [40 empty] | 156.7 |  |  | 0 | [21 empty] | 0.00073 |  | 0.003413 | 0.23 | 0.75 |  |  | 0%
0 | 565 | Lighting | [6 empty] | 0 | [14 empty] | 0 | 0 | 0 | 0 | 0 |  | 0 |  | 0 |  |  | #VALUE! | [40 empty] | 157.7 |  |  | 0 | [21 empty] | 0.00073 |  | 0.003413 | 0.23 | 0.75 |  |  | 0%
0 | 566 | Lighting | [6 empty] | 0 | [14 empty] | 0 | 0 | 0 | 0 | 0 |  | 0 |  | 0 |  |  | #VALUE! | [40 empty] | 158.7 |  |  | 0 | [21 empty] | 0.00073 |  | 0.003413 | 0.23 | 0.75 |  |  | 0%
0 | 567 | Lighting | [6 empty] | 0 | [14 empty] | 0 | 0 | 0 | 0 | 0 |  | 0 |  | 0 |  |  | #VALUE! | [40 empty] | 159.7 |  |  | 0 | [21 empty] | 0.00073 |  | 0.003413 | 0.23 | 0.75 |  |  | 0%
0 | 568 | Lighting | [6 empty] | 0 | [14 empty] | 0 | 0 | 0 | 0 | 0 |  | 0 |  | 0 |  |  | #VALUE! | [40 empty] | 160.7 |  |  | 0 | [21 empty] | 0.00073 |  | 0.003413 | 0.23 | 0.75 |  |  | 0%
0 | 569 | Lighting | [6 empty] | 0 | [14 empty] | 0 | 0 | 0 | 0 | 0 |  | 0 |  | 0 |  |  | #VALUE! | [40 empty] | 161.7 |  |  | 0 | [21 empty] | 0.00073 |  | 0.003413 | 0.23 | 0.75 |  |  | 0%
0 | 570 | Lighting | [6 empty] | 0 | [14 empty] | 0 | 0 | 0 | 0 | 0 |  | 0 |  | 0 |  |  | #VALUE! | [40 empty] | 162.7 |  |  | 0 | [21 empty] | 0.00073 |  | 0.003413 | 0.23 | 0.75 |  |  | 0%
0 | 571 | Lighting | [6 empty] | 0 | [14 empty] | 0 | 0 | 0 | 0 | 0 |  | 0 |  | 0 |  |  | #VALUE! | [40 empty] | 163.7 |  |  | 0 | [21 empty] | 0.00073 |  | 0.003413 | 0.23 | 0.75 |  |  | 0%
0 | 572 | Lighting | [6 empty] | 0 | [14 empty] | 0 | 0 | 0 | 0 | 0 |  | 0 |  | 0 |  |  | #VALUE! | [40 empty] | 164.7 |  |  | 0 | [21 empty] | 0.00073 |  | 0.003413 | 0.23 | 0.75 |  |  | 0%
0 | 573 | Lighting | [6 empty] | 0 | [14 empty] | 0 | 0 | 0 | 0 | 0 |  | 0 |  | 0 |  |  | #VALUE! | [40 empty] | 165.7 |  |  | 0 | [21 empty] | 0.00073 |  | 0.003413 | 0.23 | 0.75 |  |  | 0%
0 | 574 | Lighting | [6 empty] | 0 | [14 empty] | 0 | 0 | 0 | 0 | 0 |  | 0 |  | 0 |  |  | #VALUE! | [40 empty] | 166.7 |  |  | 0 | [21 empty] | 0.00073 |  | 0.003413 | 0.23 | 0.75 |  |  | 0%
0 | 575 | Lighting | [6 empty] | 0 | [14 empty] | 0 | 0 | 0 | 0 | 0 |  | 0 |  | 0 |  |  | #VALUE! | [40 empty] | 167.7 |  |  | 0 | [21 empty] | 0.00073 |  | 0.003413 | 0.23 | 0.75 |  |  | 0%
0 | 576 | Lighting | [6 empty] | 0 | [14 empty] | 0 | 0 | 0 | 0 | 0 |  | 0 |  | 0 |  |  | #VALUE! | [40 empty] | 168.7 |  |  | 0 | [21 empty] | 0.00073 |  | 0.003413 | 0.23 | 0.75 |  |  | 0%
0 | 577 | Lighting | [6 empty] | 0 | [14 empty] | 0 | 0 | 0 | 0 | 0 |  | 0 |  | 0 |  |  | #VALUE! | [40 empty] | 169.7 |  |  | 0 | [21 empty] | 0.00073 |  | 0.003413 | 0.23 | 0.75 |  |  | 0%
0 | 578 | Lighting | [6 empty] | 0 | [14 empty] | 0 | 0 | 0 | 0 | 0 |  | 0 |  | 0 |  |  | #VALUE! | [40 empty] | 170.7 |  |  | 0 | [21 empty] | 0.00073 |  | 0.003413 | 0.23 | 0.75 |  |  | 0%
0 | 579 | Lighting | [6 empty] | 0 | [14 empty] | 0 | 0 | 0 | 0 | 0 |  | 0 |  | 0 |  |  | #VALUE! | [40 empty] | 171.7 |  |  | 0 | [21 empty] | 0.00073 |  | 0.003413 | 0.23 | 0.75 |  |  | 0%
0 | 580 | Lighting | [6 empty] | 0 | [14 empty] | 0 | 0 | 0 | 0 | 0 |  | 0 |  | 0 |  |  | #VALUE! | [40 empty] | 172.7 |  |  | 0 | [21 empty] | 0.00073 |  | 0.003413 | 0.23 | 0.75 |  |  | 0%
0 | 581 | Lighting | [6 empty] | 0 | [14 empty] | 0 | 0 | 0 | 0 | 0 |  | 0 |  | 0 |  |  | #VALUE! | [40 empty] | 173.7 |  |  | 0 | [21 empty] | 0.00073 |  | 0.003413 | 0.23 | 0.75 |  |  | 0%
0 | 582 | Lighting | [6 empty] | 0 | [14 empty] | 0 | 0 | 0 | 0 | 0 |  | 0 |  | 0 |  |  | #VALUE! | [40 empty] | 174.7 |  |  | 0 | [21 empty] | 0.00073 |  | 0.003413 | 0.23 | 0.75 |  |  | 0%
0 | 583 | Lighting | [6 empty] | 0 | [14 empty] | 0 | 0 | 0 | 0 | 0 |  | 0 |  | 0 |  |  | #VALUE! | [40 empty] | 175.7 |  |  | 0 | [21 empty] | 0.00073 |  | 0.003413 | 0.23 | 0.75 |  |  | 0%
0 | 584 | Lighting | [6 empty] | 0 | [14 empty] | 0 | 0 | 0 | 0 | 0 |  | 0 |  | 0 |  |  | #VALUE! | [40 empty] | 176.7 |  |  | 0 | [21 empty] | 0.00073 |  | 0.003413 | 0.23 | 0.75 |  |  | 0%
0 | 585 | Lighting | [6 empty] | 0 | [14 empty] | 0 | 0 | 0 | 0 | 0 |  | 0 |  | 0 |  |  | #VALUE! | [40 empty] | 177.7 |  |  | 0 | [21 empty] | 0.00073 |  | 0.003413 | 0.23 | 0.75 |  |  | 0%
0 | 586 | Lighting | [6 empty] | 0 | [14 empty] | 0 | 0 | 0 | 0 | 0 |  | 0 |  | 0 |  |  | #VALUE! | [40 empty] | 178.7 |  |  | 0 | [21 empty] | 0.00073 |  | 0.003413 | 0.23 | 0.75 |  |  | 0%
0 | 587 | Lighting | [6 empty] | 0 | [14 empty] | 0 | 0 | 0 | 0 | 0 |  | 0 |  | 0 |  |  | #VALUE! | [40 empty] | 179.7 |  |  | 0 | [21 empty] | 0.00073 |  | 0.003413 | 0.23 | 0.75 |  |  | 0%
0 | 588 | Lighting | [6 empty] | 0 | [14 empty] | 0 | 0 | 0 | 0 | 0 |  | 0 |  | 0 |  |  | #VALUE! | [40 empty] | 180.7 |  |  | 0 | [21 empty] | 0.00073 |  | 0.003413 | 0.23 | 0.75 |  |  | 0%
0 | 589 | Lighting | [6 empty] | 0 | [14 empty] | 0 | 0 | 0 | 0 | 0 |  | 0 |  | 0 |  |  | #VALUE! | [40 empty] | 181.7 |  |  | 0 | [21 empty] | 0.00073 |  | 0.003413 | 0.23 | 0.75 |  |  | 0%
0 | 590 | Lighting | [6 empty] | 0 | [14 empty] | 0 | 0 | 0 | 0 | 0 |  | 0 |  | 0 |  |  | #VALUE! | [40 empty] | 182.7 |  |  | 0 | [21 empty] | 0.00073 |  | 0.003413 | 0.23 | 0.75 |  |  | 0%
0 | 591 | Lighting | [6 empty] | 0 | [14 empty] | 0 | 0 | 0 | 0 | 0 |  | 0 |  | 0 |  |  | #VALUE! | [40 empty] | 183.7 |  |  | 0 | [21 empty] | 0.00073 |  | 0.003413 | 0.23 | 0.75 |  |  | 0%
0 | 592 | Lighting | [6 empty] | 0 | [14 empty] | 0 | 0 | 0 | 0 | 0 |  | 0 |  | 0 |  |  | #VALUE! | [40 empty] | 184.7 |  |  | 0 | [21 empty] | 0.00073 |  | 0.003413 | 0.23 | 0.75 |  |  | 0%
0 | 593 | Lighting | [6 empty] | 0 | [14 empty] | 0 | 0 | 0 | 0 | 0 |  | 0 |  | 0 |  |  | #VALUE! | [40 empty] | 185.7 |  |  | 0 | [21 empty] | 0.00073 |  | 0.003413 | 0.23 | 0.75 |  |  | 0%
0 | 594 | Lighting | [6 empty] | 0 | [14 empty] | 0 | 0 | 0 | 0 | 0 |  | 0 |  | 0 |  |  | #VALUE! | [40 empty] | 186.7 |  |  | 0 | [21 empty] | 0.00073 |  | 0.003413 | 0.23 | 0.75 |  |  | 0%
0 | 595 | Lighting | [6 empty] | 0 | [14 empty] | 0 | 0 | 0 | 0 | 0 |  | 0 |  | 0 |  |  | #VALUE! | [40 empty] | 187.7 |  |  | 0 | [21 empty] | 0.00073 |  | 0.003413 | 0.23 | 0.75 |  |  | 0%
0 | 596 | Lighting | [6 empty] | 0 | [14 empty] | 0 | 0 | 0 | 0 | 0 |  | 0 |  | 0 |  |  | #VALUE! | [40 empty] | 188.7 |  |  | 0 | [21 empty] | 0.00073 |  | 0.003413 | 0.23 | 0.75 |  |  | 0%
0 | 597 | Lighting | [6 empty] | 0 | [14 empty] | 0 | 0 | 0 | 0 | 0 |  | 0 |  | 0 |  |  | #VALUE! | [40 empty] | 189.7 |  |  | 0 | [21 empty] | 0.00073 |  | 0.003413 | 0.23 | 0.75 |  |  | 0%
0 | 598 | Lighting | [6 empty] | 0 | [14 empty] | 0 | 0 | 0 | 0 | 0 |  | 0 |  | 0 |  |  | #VALUE! | [40 empty] | 190.7 |  |  | 0 | [21 empty] | 0.00073 |  | 0.003413 | 0.23 | 0.75 |  |  | 0%
0 | 599 | Lighting | [6 empty] | 0 | [14 empty] | 0 | 0 | 0 | 0 | 0 |  | 0 |  | 0 |  |  | #VALUE! | [40 empty] | 191.7 |  |  | 0 | [21 empty] | 0.00073 |  | 0.003413 | 0.23 | 0.75 |  |  | 0%
0 | 600 | Lighting | [6 empty] | 0 | [14 empty] | 0 | 0 | 0 | 0 | 0 |  | 0 |  | 0 |  |  | #VALUE! | [40 empty] | 192.7 |  |  | 0 | [21 empty] | 0.00073 |  | 0.003413 | 0.23 | 0.75 |  |  | 0%
0 | 601 | Lighting | [6 empty] | 0 | [14 empty] | 0 | 0 | 0 | 0 | 0 |  | 0 |  | 0 |  |  | #VALUE! | [40 empty] | 193.7 |  |  | 0 | [21 empty] | 0.00073 |  | 0.003413 | 0.23 | 0.75 |  |  | 0%
0 | 602 | Lighting | [6 empty] | 0 | [14 empty] | 0 | 0 | 0 | 0 | 0 |  | 0 |  | 0 |  |  | #VALUE! | [40 empty] | 194.7 |  |  | 0 | [21 empty] | 0.00073 |  | 0.003413 | 0.23 | 0.75 |  |  | 0%
0 | 603 | Lighting | [6 empty] | 0 | [14 empty] | 0 | 0 | 0 | 0 | 0 |  | 0 |  | 0 |  |  | #VALUE! | [40 empty] | 195.7 |  |  | 0 | [21 empty] | 0.00073 |  | 0.003413 | 0.23 | 0.75 |  |  | 0%
0 | 604 | Lighting | [6 empty] | 0 | [14 empty] | 0 | 0 | 0 | 0 | 0 |  | 0 |  | 0 |  |  | #VALUE! | [40 empty] | 196.7 |  |  | 0 | [21 empty] | 0.00073 |  | 0.003413 | 0.23 | 0.75 |  |  | 0%
0 | 605 | Lighting | [6 empty] | 0 | [14 empty] | 0 | 0 | 0 | 0 | 0 |  | 0 |  | 0 |  |  | #VALUE! | [40 empty] | 197.7 |  |  | 0 | [21 empty] | 0.00073 |  | 0.003413 | 0.23 | 0.75 |  |  | 0%
0 | 606 | Lighting | [6 empty] | 0 | [14 empty] | 0 | 0 | 0 | 0 | 0 |  | 0 |  | 0 |  |  | #VALUE! | [40 empty] | 198.7 |  |  | 0 | [21 empty] | 0.00073 |  | 0.003413 | 0.23 | 0.75 |  |  | 0%
0 | 607 | Lighting | [6 empty] | 0 | [14 empty] | 0 | 0 | 0 | 0 | 0 |  | 0 |  | 0 |  |  | #VALUE! | [40 empty] | 199.7 |  |  | 0 | [21 empty] | 0.00073 |  | 0.003413 | 0.23 | 0.75 |  |  | 0%
0 | 608 | Lighting | [6 empty] | 0 | [14 empty] | 0 | 0 | 0 | 0 | 0 |  | 0 |  | 0 |  |  | #VALUE! | [40 empty] | 200.7 |  |  | 0 | [21 empty] | 0.00073 |  | 0.003413 | 0.23 | 0.75 |  |  | 0%
0 | 609 | Lighting | [6 empty] | 0 | [14 empty] | 0 | 0 | 0 | 0 | 0 |  | 0 |  | 0 |  |  | #VALUE! | [40 empty] | 201.7 |  |  | 0 | [21 empty] | 0.00073 |  | 0.003413 | 0.23 | 0.75 |  |  | 0%
0 | 610 | Lighting | [6 empty] | 0 | [14 empty] | 0 | 0 | 0 | 0 | 0 |  | 0 |  | 0 |  |  | #VALUE! | [40 empty] | 202.7 |  |  | 0 | [21 empty] | 0.00073 |  | 0.003413 | 0.23 | 0.75 |  |  | 0%
0 | 611 | Lighting | [6 empty] | 0 | [14 empty] | 0 | 0 | 0 | 0 | 0 |  | 0 |  | 0 |  |  | #VALUE! | [40 empty] | 203.7 |  |  | 0 | [21 empty] | 0.00073 |  | 0.003413 | 0.23 | 0.75 |  |  | 0%
0 | 612 | Lighting | [6 empty] | 0 | [14 empty] | 0 | 0 | 0 | 0 | 0 |  | 0 |  | 0 |  |  | #VALUE! | [40 empty] | 204.7 |  |  | 0 | [21 empty] | 0.00073 |  | 0.003413 | 0.23 | 0.75 |  |  | 0%
0 | 613 | Lighting | [6 empty] | 0 | [14 empty] | 0 | 0 | 0 | 0 | 0 |  | 0 |  | 0 |  |  | #VALUE! | [40 empty] | 205.7 |  |  | 0 | [21 empty] | 0.00073 |  | 0.003413 | 0.23 | 0.75 |  |  | 0%
0 | 614 | Lighting | [6 empty] | 0 | [14 empty] | 0 | 0 | 0 | 0 | 0 |  | 0 |  | 0 |  |  | #VALUE! | [40 empty] | 206.7 |  |  | 0 | [21 empty] | 0.00073 |  | 0.003413 | 0.23 | 0.75 |  |  | 0%
0 | 615 | Lighting | [6 empty] | 0 | [14 empty] | 0 | 0 | 0 | 0 | 0 |  | 0 |  | 0 |  |  | #VALUE! | [40 empty] | 207.7 |  |  | 0 | [21 empty] | 0.00073 |  | 0.003413 | 0.23 | 0.75 |  |  | 0%
0 | 616 | Lighting | [6 empty] | 0 | [14 empty] | 0 | 0 | 0 | 0 | 0 |  | 0 |  | 0 |  |  | #VALUE! | [40 empty] | 208.7 |  |  | 0 | [21 empty] | 0.00073 |  | 0.003413 | 0.23 | 0.75 |  |  | 0%
0 | 617 | Lighting | [6 empty] | 0 | [14 empty] | 0 | 0 | 0 | 0 | 0 |  | 0 |  | 0 |  |  | #VALUE! | [40 empty] | 209.7 |  |  | 0 | [21 empty] | 0.00073 |  | 0.003413 | 0.23 | 0.75 |  |  | 0%
0 | 618 | Lighting | [6 empty] | 0 | [14 empty] | 0 | 0 | 0 | 0 | 0 |  | 0 |  | 0 |  |  | #VALUE! | [40 empty] | 210.7 |  |  | 0 | [21 empty] | 0.00073 |  | 0.003413 | 0.23 | 0.75 |  |  | 0%
0 | 619 | Lighting | [6 empty] | 0 | [14 empty] | 0 | 0 | 0 | 0 | 0 |  | 0 |  | 0 |  |  | #VALUE! | [40 empty] | 211.7 |  |  | 0 | [21 empty] | 0.00073 |  | 0.003413 | 0.23 | 0.75 |  |  | 0%
0 | 620 | Lighting | [6 empty] | 0 | [14 empty] | 0 | 0 | 0 | 0 | 0 |  | 0 |  | 0 |  |  | #VALUE! | [40 empty] | 212.7 |  |  | 0 | [21 empty] | 0.00073 |  | 0.003413 | 0.23 | 0.75 |  |  | 0%
0 | 621 | Lighting | [6 empty] | 0 | [14 empty] | 0 | 0 | 0 | 0 | 0 |  | 0 |  | 0 |  |  | #VALUE! | [40 empty] | 213.7 |  |  | 0 | [21 empty] | 0.00073 |  | 0.003413 | 0.23 | 0.75 |  |  | 0%
0 | 622 | Lighting | [6 empty] | 0 | [14 empty] | 0 | 0 | 0 | 0 | 0 |  | 0 |  | 0 |  |  | #VALUE! | [40 empty] | 214.7 |  |  | 0 | [21 empty] | 0.00073 |  | 0.003413 | 0.23 | 0.75 |  |  | 0%
0 | 623 | Lighting | [6 empty] | 0 | [14 empty] | 0 | 0 | 0 | 0 | 0 |  | 0 |  | 0 |  |  | #VALUE! | [40 empty] | 215.7 |  |  | 0 | [21 empty] | 0.00073 |  | 0.003413 | 0.23 | 0.75 |  |  | 0%
0 | 624 | Lighting | [6 empty] | 0 | [14 empty] | 0 | 0 | 0 | 0 | 0 |  | 0 |  | 0 |  |  | #VALUE! | [40 empty] | 216.7 |  |  | 0 | [21 empty] | 0.00073 |  | 0.003413 | 0.23 | 0.75 |  |  | 0%
0 | 625 | Lighting | [6 empty] | 0 | [14 empty] | 0 | 0 | 0 | 0 | 0 |  | 0 |  | 0 |  |  | #VALUE! | [40 empty] | 217.7 |  |  | 0 | [21 empty] | 0.00073 |  | 0.003413 | 0.23 | 0.75 |  |  | 0%
0 | 626 | Lighting | [6 empty] | 0 | [14 empty] | 0 | 0 | 0 | 0 | 0 |  | 0 |  | 0 |  |  | #VALUE! | [40 empty] | 218.7 |  |  | 0 | [21 empty] | 0.00073 |  | 0.003413 | 0.23 | 0.75 |  |  | 0%
0 | 627 | Lighting | [6 empty] | 0 | [14 empty] | 0 | 0 | 0 | 0 | 0 |  | 0 |  | 0 |  |  | #VALUE! | [40 empty] | 219.7 |  |  | 0 | [21 empty] | 0.00073 |  | 0.003413 | 0.23 | 0.75 |  |  | 0%
0 | 628 | Lighting | [6 empty] | 0 | [14 empty] | 0 | 0 | 0 | 0 | 0 |  | 0 |  | 0 |  |  | #VALUE! | [40 empty] | 220.7 |  |  | 0 | [21 empty] | 0.00073 |  | 0.003413 | 0.23 | 0.75 |  |  | 0%
0 | 629 | Lighting | [6 empty] | 0 | [14 empty] | 0 | 0 | 0 | 0 | 0 |  | 0 |  | 0 |  |  | #VALUE! | [40 empty] | 221.7 |  |  | 0 | [21 empty] | 0.00073 |  | 0.003413 | 0.23 | 0.75 |  |  | 0%
0 | 630 | Lighting | [6 empty] | 0 | [14 empty] | 0 | 0 | 0 | 0 | 0 |  | 0 |  | 0 |  |  | #VALUE! | [40 empty] | 222.7 |  |  | 0 | [21 empty] | 0.00073 |  | 0.003413 | 0.23 | 0.75 |  |  | 0%
0 | 631 | Lighting | [6 empty] | 0 | [14 empty] | 0 | 0 | 0 | 0 | 0 |  | 0 |  | 0 |  |  | #VALUE! | [40 empty] | 223.7 |  |  | 0 | [21 empty] | 0.00073 |  | 0.003413 | 0.23 | 0.75 |  |  | 0%
0 | 632 | Lighting | [6 empty] | 0 | [14 empty] | 0 | 0 | 0 | 0 | 0 |  | 0 |  | 0 |  |  | #VALUE! | [40 empty] | 224.7 |  |  | 0 | [21 empty] | 0.00073 |  | 0.003413 | 0.23 | 0.75 |  |  | 0%
0 | 633 | Lighting | [6 empty] | 0 | [14 empty] | 0 | 0 | 0 | 0 | 0 |  | 0 |  | 0 |  |  | #VALUE! | [40 empty] | 225.7 |  |  | 0 | [21 empty] | 0.00073 |  | 0.003413 | 0.23 | 0.75 |  |  | 0%
0 | 634 | Lighting | [6 empty] | 0 | [14 empty] | 0 | 0 | 0 | 0 | 0 |  | 0 |  | 0 |  |  | #VALUE! | [40 empty] | 226.7 |  |  | 0 | [21 empty] | 0.00073 |  | 0.003413 | 0.23 | 0.75 |  |  | 0%
0 | 635 | Lighting | [6 empty] | 0 | [14 empty] | 0 | 0 | 0 | 0 | 0 |  | 0 |  | 0 |  |  | #VALUE! | [40 empty] | 227.7 |  |  | 0 | [21 empty] | 0.00073 |  | 0.003413 | 0.23 | 0.75 |  |  | 0%
0 | 636 | Lighting | [6 empty] | 0 | [14 empty] | 0 | 0 | 0 | 0 | 0 |  | 0 |  | 0 |  |  | #VALUE! | [40 empty] | 228.7 |  |  | 0 | [21 empty] | 0.00073 |  | 0.003413 | 0.23 | 0.75 |  |  | 0%
0 | 637 | Lighting | [6 empty] | 0 | [14 empty] | 0 | 0 | 0 | 0 | 0 |  | 0 |  | 0 |  |  | #VALUE! | [40 empty] | 229.7 |  |  | 0 | [21 empty] | 0.00073 |  | 0.003413 | 0.23 | 0.75 |  |  | 0%
0 | 638 | Lighting | [6 empty] | 0 | [14 empty] | 0 | 0 | 0 | 0 | 0 |  | 0 |  | 0 |  |  | #VALUE! | [40 empty] | 230.7 |  |  | 0 | [21 empty] | 0.00073 |  | 0.003413 | 0.23 | 0.75 |  |  | 0%
0 | 639 | Lighting | [6 empty] | 0 | [14 empty] | 0 | 0 | 0 | 0 | 0 |  | 0 |  | 0 |  |  | #VALUE! | [40 empty] | 231.7 |  |  | 0 | [21 empty] | 0.00073 |  | 0.003413 | 0.23 | 0.75 |  |  | 0%
0 | 640 | Lighting | [6 empty] | 0 | [14 empty] | 0 | 0 | 0 | 0 | 0 |  | 0 |  | 0 |  |  | #VALUE! | [40 empty] | 232.7 |  |  | 0 | [21 empty] | 0.00073 |  | 0.003413 | 0.23 | 0.75 |  |  | 0%
0 | 641 | Lighting | [6 empty] | 0 | [14 empty] | 0 | 0 | 0 | 0 | 0 |  | 0 |  | 0 |  |  | #VALUE! | [40 empty] | 233.7 |  |  | 0 | [21 empty] | 0.00073 |  | 0.003413 | 0.23 | 0.75 |  |  | 0%
0 | 642 | Lighting | [6 empty] | 0 | [14 empty] | 0 | 0 | 0 | 0 | 0 |  | 0 |  | 0 |  |  | #VALUE! | [40 empty] | 234.7 |  |  | 0 | [21 empty] | 0.00073 |  | 0.003413 | 0.23 | 0.75 |  |  | 0%
0 | 643 | Lighting | [6 empty] | 0 | [14 empty] | 0 | 0 | 0 | 0 | 0 |  | 0 |  | 0 |  |  | #VALUE! | [40 empty] | 235.7 |  |  | 0 | [21 empty] | 0.00073 |  | 0.003413 | 0.23 | 0.75 |  |  | 0%
0 | 644 | Lighting | [6 empty] | 0 | [14 empty] | 0 | 0 | 0 | 0 | 0 |  | 0 |  | 0 |  |  | #VALUE! | [40 empty] | 236.7 |  |  | 0 | [21 empty] | 0.00073 |  | 0.003413 | 0.23 | 0.75 |  |  | 0%
0 | 645 | Lighting | [6 empty] | 0 | [14 empty] | 0 | 0 | 0 | 0 | 0 |  | 0 |  | 0 |  |  | #VALUE! | [40 empty] | 237.7 |  |  | 0 | [21 empty] | 0.00073 |  | 0.003413 | 0.23 | 0.75 |  |  | 0%
0 | 646 | Lighting | [6 empty] | 0 | [14 empty] | 0 | 0 | 0 | 0 | 0 |  | 0 |  | 0 |  |  | #VALUE! | [40 empty] | 238.7 |  |  | 0 | [21 empty] | 0.00073 |  | 0.003413 | 0.23 | 0.75 |  |  | 0%
0 | 647 | Lighting | [6 empty] | 0 | [14 empty] | 0 | 0 | 0 | 0 | 0 |  | 0 |  | 0 |  |  | #VALUE! | [40 empty] | 239.7 |  |  | 0 | [21 empty] | 0.00073 |  | 0.003413 | 0.23 | 0.75 |  |  | 0%
0 | 648 | Lighting | [6 empty] | 0 | [14 empty] | 0 | 0 | 0 | 0 | 0 |  | 0 |  | 0 |  |  | #VALUE! | [40 empty] | 240.7 |  |  | 0 | [21 empty] | 0.00073 |  | 0.003413 | 0.23 | 0.75 |  |  | 0%
0 | 649 | Lighting | [6 empty] | 0 | [14 empty] | 0 | 0 | 0 | 0 | 0 |  | 0 |  | 0 |  |  | #VALUE! | [40 empty] | 241.7 |  |  | 0 | [21 empty] | 0.00073 |  | 0.003413 | 0.23 | 0.75 |  |  | 0%
0 | 650 | Lighting | [6 empty] | 0 | [14 empty] | 0 | 0 | 0 | 0 | 0 |  | 0 |  | 0 |  |  | #VALUE! | [40 empty] | 242.7 |  |  | 0 | [21 empty] | 0.00073 |  | 0.003413 | 0.23 | 0.75 |  |  | 0%
0 | 651 | Lighting | [6 empty] | 0 | [14 empty] | 0 | 0 | 0 | 0 | 0 |  | 0 |  | 0 |  |  | #VALUE! | [40 empty] | 243.7 |  |  | 0 | [21 empty] | 0.00073 |  | 0.003413 | 0.23 | 0.75 |  |  | 0%
0 | 652 | Lighting | [6 empty] | 0 | [14 empty] | 0 | 0 | 0 | 0 | 0 |  | 0 |  | 0 |  |  | #VALUE! | [40 empty] | 244.7 |  |  | 0 | [21 empty] | 0.00073 |  | 0.003413 | 0.23 | 0.75 |  |  | 0%
0 | 653 | Lighting | [6 empty] | 0 | [14 empty] | 0 | 0 | 0 | 0 | 0 |  | 0 |  | 0 |  |  | #VALUE! | [40 empty] | 245.7 |  |  | 0 | [21 empty] | 0.00073 |  | 0.003413 | 0.23 | 0.75 |  |  | 0%
0 | 654 | Lighting | [6 empty] | 0 | [14 empty] | 0 | 0 | 0 | 0 | 0 |  | 0 |  | 0 |  |  | #VALUE! | [40 empty] | 246.7 |  |  | 0 | [21 empty] | 0.00073 |  | 0.003413 | 0.23 | 0.75 |  |  | 0%
0 | 655 | Lighting | [6 empty] | 0 | [14 empty] | 0 | 0 | 0 | 0 | 0 |  | 0 |  | 0 |  |  | #VALUE! | [40 empty] | 247.7 |  |  | 0 | [21 empty] | 0.00073 |  | 0.003413 | 0.23 | 0.75 |  |  | 0%
0 | 656 | Lighting | [6 empty] | 0 | [14 empty] | 0 | 0 | 0 | 0 | 0 |  | 0 |  | 0 |  |  | #VALUE! | [40 empty] | 248.7 |  |  | 0 | [21 empty] | 0.00073 |  | 0.003413 | 0.23 | 0.75 |  |  | 0%
0 | 657 | Lighting | [6 empty] | 0 | [14 empty] | 0 | 0 | 0 | 0 | 0 |  | 0 |  | 0 |  |  | #VALUE! | [40 empty] | 249.7 |  |  | 0 | [21 empty] | 0.00073 |  | 0.003413 | 0.23 | 0.75 |  |  | 0%
0 | 658 | Lighting Controls | [6 empty] | 0 | [35 empty] | 1 |  | 0 |  | 0 |  |  |  |  | 0 | [24 empty] | 0 | [21 empty] | 0.00073 |  | 0.003413 | 0.23 | 0.75 |  |  | 0% | [45 empty] | 0
0 | 659 | Lighting Controls | [6 empty] | 0 | [35 empty] | 1 |  | 0 |  | 0 |  |  |  |  | 0 | [24 empty] | 0 | [21 empty] | 0.00073 |  | 0.003413 | 0.23 | 0.75 |  |  | 0% | [45 empty] | 0
0 | 660 | Lighting Controls | [6 empty] | 0 | [35 empty] | 1 |  | 0 |  | 0 |  |  |  |  | 0 | [24 empty] | 0 | [21 empty] | 0.00073 |  | 0.003413 | 0.23 | 0.75 |  |  | 0% | [45 empty] | 0
0 | 661 | Lighting Controls | [6 empty] | 0 | [35 empty] | 1 |  | 0 |  | 0 |  |  |  |  | 0 | [24 empty] | 0 | [21 empty] | 0.00073 |  | 0.003413 | 0.23 | 0.75 |  |  | 0% | [45 empty] | 0
0 | 662 | Lighting Controls | [6 empty] | 0 | [35 empty] | 1 |  | 0 |  | 0 |  |  |  |  | 0 | [24 empty] | 0 | [21 empty] | 0.00073 |  | 0.003413 | 0.23 | 0.75 |  |  | 0% | [45 empty] | 0
0 | 663 | Lighting Controls | [6 empty] | 0 | [35 empty] | 1 |  | 0 |  | 0 |  |  |  |  | 0 | [24 empty] | 0 | [21 empty] | 0.00073 |  | 0.003413 | 0.23 | 0.75 |  |  | 0% | [45 empty] | 0
0 | 664 | Lighting Controls | [6 empty] | 0 | [35 empty] | 1 |  | 0 |  | 0 |  |  |  |  | 0 | [24 empty] | 0 | [21 empty] | 0.00073 |  | 0.003413 | 0.23 | 0.75 |  |  | 0% | [45 empty] | 0
0 | 665 | Lighting Controls | [6 empty] | 0 | [35 empty] | 1 |  | 0 |  | 0 |  |  |  |  | 0 | [24 empty] | 0 | [21 empty] | 0.00073 |  | 0.003413 | 0.23 | 0.75 |  |  | 0% | [45 empty] | 0
0 | 666 | Lighting Controls | [6 empty] | 0 | [35 empty] | 1 |  | 0 |  | 0 |  |  |  |  | 0 | [24 empty] | 0 | [21 empty] | 0.00073 |  | 0.003413 | 0.23 | 0.75 |  |  | 0% | [45 empty] | 0
0 | 667 | Lighting Controls | [6 empty] | 0 | [35 empty] | 1 |  | 0 |  | 0 |  |  |  |  | 0 | [24 empty] | 0 | [21 empty] | 0.00073 |  | 0.003413 | 0.23 | 0.75 |  |  | 0% | [45 empty] | 0
0 | 668 | Lighting Controls | [6 empty] | 0 | [35 empty] | 1 |  | 0 |  | 0 |  |  |  |  | 0 | [24 empty] | 0 | [21 empty] | 0.00073 |  | 0.003413 | 0.23 | 0.75 |  |  | 0% | [45 empty] | 0
0 | 669 | Lighting Controls | [6 empty] | 0 | [35 empty] | 1 |  | 0 |  | 0 |  |  |  |  | 0 | [24 empty] | 0 | [21 empty] | 0.00073 |  | 0.003413 | 0.23 | 0.75 |  |  | 0% | [45 empty] | 0
0 | 670 | Lighting Controls | [6 empty] | 0 | [35 empty] | 1 |  | 0 |  | 0 |  |  |  |  | 0 | [24 empty] | 0 | [21 empty] | 0.00073 |  | 0.003413 | 0.23 | 0.75 |  |  | 0% | [45 empty] | 0
0 | 671 | Lighting Controls | [6 empty] | 0 | [35 empty] | 1 |  | 0 |  | 0 |  |  |  |  | 0 | [24 empty] | 0 | [21 empty] | 0.00073 |  | 0.003413 | 0.23 | 0.75 |  |  | 0% | [45 empty] | 0
0 | 672 | Lighting Controls | [6 empty] | 0 | [35 empty] | 1 |  | 0 |  | 0 |  |  |  |  | 0 | [24 empty] | 0 | [21 empty] | 0.00073 |  | 0.003413 | 0.23 | 0.75 |  |  | 0% | [45 empty] | 0
0 | 673 | Lighting Controls | [6 empty] | 0 | [35 empty] | 1 |  | 0 |  | 0 |  |  |  |  | 0 | [24 empty] | 0 | [21 empty] | 0.00073 |  | 0.003413 | 0.23 | 0.75 |  |  | 0% | [45 empty] | 0
0 | 674 | Lighting Controls | [6 empty] | 0 | [35 empty] | 1 |  | 0 |  | 0 |  |  |  |  | 0 | [24 empty] | 0 | [21 empty] | 0.00073 |  | 0.003413 | 0.23 | 0.75 |  |  | 0% | [45 empty] | 0
0 | 675 | Lighting Controls | [6 empty] | 0 | [35 empty] | 1 |  | 0 |  | 0 |  |  |  |  | 0 | [24 empty] | 0 | [21 empty] | 0.00073 |  | 0.003413 | 0.23 | 0.75 |  |  | 0% | [45 empty] | 0
0 | 676 | Lighting Controls | [6 empty] | 0 | [35 empty] | 1 |  | 0 |  | 0 |  |  |  |  | 0 | [24 empty] | 0 | [21 empty] | 0.00073 |  | 0.003413 | 0.23 | 0.75 |  |  | 0% | [45 empty] | 0
0 | 677 | Lighting Controls | [6 empty] | 0 | [35 empty] | 1 |  | 0 |  | 0 |  |  |  |  | 0 | [24 empty] | 0 | [21 empty] | 0.00073 |  | 0.003413 | 0.23 | 0.75 |  |  | 0% | [45 empty] | 0
0 | 678 | Lighting Controls | [6 empty] | 0 | [35 empty] | 1 |  | 0 |  | 0 |  |  |  |  | 0 | [24 empty] | 0 | [21 empty] | 0.00073 |  | 0.003413 | 0.23 | 0.75 |  |  | 0% | [45 empty] | 0
0 | 679 | Lighting Controls | [6 empty] | 0 | [35 empty] | 1 |  | 0 |  | 0 |  |  |  |  | 0 | [24 empty] | 0 | [21 empty] | 0.00073 |  | 0.003413 | 0.23 | 0.75 |  |  | 0% | [45 empty] | 0
0 | 680 | Lighting Controls | [6 empty] | 0 | [35 empty] | 1 |  | 0 |  | 0 |  |  |  |  | 0 | [24 empty] | 0 | [21 empty] | 0.00073 |  | 0.003413 | 0.23 | 0.75 |  |  | 0% | [45 empty] | 0
0 | 681 | Lighting Controls | [6 empty] | 0 | [35 empty] | 1 |  | 0 |  | 0 |  |  |  |  | 0 | [24 empty] | 0 | [21 empty] | 0.00073 |  | 0.003413 | 0.23 | 0.75 |  |  | 0% | [45 empty] | 0
0 | 682 | Lighting Controls | [6 empty] | 0 | [35 empty] | 1 |  | 0 |  | 0 |  |  |  |  | 0 | [24 empty] | 0 | [21 empty] | 0.00073 |  | 0.003413 | 0.23 | 0.75 |  |  | 0% | [45 empty] | 0
0 | 683 | Lighting Controls | [6 empty] | 0 | [35 empty] | 1 |  | 0 |  | 0 |  |  |  |  | 0 | [24 empty] | 0 | [21 empty] | 0.00073 |  | 0.003413 | 0.23 | 0.75 |  |  | 0% | [45 empty] | 0
0 | 684 | Lighting Controls | [6 empty] | 0 | [35 empty] | 1 |  | 0 |  | 0 |  |  |  |  | 0 | [24 empty] | 0 | [21 empty] | 0.00073 |  | 0.003413 | 0.23 | 0.75 |  |  | 0% | [45 empty] | 0
0 | 685 | Lighting Controls | [6 empty] | 0 | [35 empty] | 1 |  | 0 |  | 0 |  |  |  |  | 0 | [24 empty] | 0 | [21 empty] | 0.00073 |  | 0.003413 | 0.23 | 0.75 |  |  | 0% | [45 empty] | 0
0 | 686 | Lighting Controls | [6 empty] | 0 | [35 empty] | 1 |  | 0 |  | 0 |  |  |  |  | 0 | [24 empty] | 0 | [21 empty] | 0.00073 |  | 0.003413 | 0.23 | 0.75 |  |  | 0% | [45 empty] | 0
0 | 687 | Lighting Controls | [6 empty] | 0 | [35 empty] | 1 |  | 0 |  | 0 |  |  |  |  | 0 | [24 empty] | 0 | [21 empty] | 0.00073 |  | 0.003413 | 0.23 | 0.75 |  |  | 0% | [45 empty] | 0
0 | 688 | Lighting Controls | [6 empty] | 0 | [35 empty] | 1 |  | 0 |  | 0 |  |  |  |  | 0 | [24 empty] | 0 | [21 empty] | 0.00073 |  | 0.003413 | 0.23 | 0.75 |  |  | 0% | [45 empty] | 0
0 | 689 | Lighting Controls | [6 empty] | 0 | [35 empty] | 1 |  | 0 |  | 0 |  |  |  |  | 0 | [24 empty] | 0 | [21 empty] | 0.00073 |  | 0.003413 | 0.23 | 0.75 |  |  | 0% | [45 empty] | 0
0 | 690 | Lighting Controls | [6 empty] | 0 | [35 empty] | 1 |  | 0 |  | 0 |  |  |  |  | 0 | [24 empty] | 0 | [21 empty] | 0.00073 |  | 0.003413 | 0.23 | 0.75 |  |  | 0% | [45 empty] | 0
0 | 691 | Lighting Controls | [6 empty] | 0 | [35 empty] | 1 |  | 0 |  | 0 |  |  |  |  | 0 | [24 empty] | 0 | [21 empty] | 0.00073 |  | 0.003413 | 0.23 | 0.75 |  |  | 0% | [45 empty] | 0
0 | 692 | Lighting Controls | [6 empty] | 0 | [35 empty] | 1 |  | 0 |  | 0 |  |  |  |  | 0 | [24 empty] | 0 | [21 empty] | 0.00073 |  | 0.003413 | 0.23 | 0.75 |  |  | 0% | [45 empty] | 0
0 | 693 | Lighting Controls | [6 empty] | 0 | [35 empty] | 1 |  | 0 |  | 0 |  |  |  |  | 0 | [24 empty] | 0 | [21 empty] | 0.00073 |  | 0.003413 | 0.23 | 0.75 |  |  | 0% | [45 empty] | 0
0 | 694 | Lighting Controls | [6 empty] | 0 | [35 empty] | 1 |  | 0 |  | 0 |  |  |  |  | 0 | [24 empty] | 0 | [21 empty] | 0.00073 |  | 0.003413 | 0.23 | 0.75 |  |  | 0% | [45 empty] | 0
0 | 695 | Lighting Controls | [6 empty] | 0 | [35 empty] | 1 |  | 0 |  | 0 |  |  |  |  | 0 | [24 empty] | 0 | [21 empty] | 0.00073 |  | 0.003413 | 0.23 | 0.75 |  |  | 0% | [45 empty] | 0
0 | 696 | Lighting Controls | [6 empty] | 0 | [35 empty] | 1 |  | 0 |  | 0 |  |  |  |  | 0 | [24 empty] | 0 | [21 empty] | 0.00073 |  | 0.003413 | 0.23 | 0.75 |  |  | 0% | [45 empty] | 0
0 | 697 | Lighting Controls | [6 empty] | 0 | [35 empty] | 1 |  | 0 |  | 0 |  |  |  |  | 0 | [24 empty] | 0 | [21 empty] | 0.00073 |  | 0.003413 | 0.23 | 0.75 |  |  | 0% | [45 empty] | 0
0 | 698 | Lighting Controls | [6 empty] | 0 | [35 empty] | 1 |  | 0 |  | 0 |  |  |  |  | 0 | [24 empty] | 0 | [21 empty] | 0.00073 |  | 0.003413 | 0.23 | 0.75 |  |  | 0% | [45 empty] | 0
0 | 699 | Lighting Controls | [6 empty] | 0 | [35 empty] | 1 |  | 0 |  | 0 |  |  |  |  | 0 | [24 empty] | 0 | [21 empty] | 0.00073 |  | 0.003413 | 0.23 | 0.75 |  |  | 0% | [45 empty] | 0
0 | 700 | Lighting Controls | [6 empty] | 0 | [35 empty] | 1 |  | 0 |  | 0 |  |  |  |  | 0 | [24 empty] | 0 | [21 empty] | 0.00073 |  | 0.003413 | 0.23 | 0.75 |  |  | 0% | [45 empty] | 0
0 | 701 | Lighting Controls | [6 empty] | 0 | [35 empty] | 1 |  | 0 |  | 0 |  |  |  |  | 0 | [24 empty] | 0 | [21 empty] | 0.00073 |  | 0.003413 | 0.23 | 0.75 |  |  | 0% | [45 empty] | 0
0 | 702 | Lighting Controls | [6 empty] | 0 | [35 empty] | 1 |  | 0 |  | 0 |  |  |  |  | 0 | [24 empty] | 0 | [21 empty] | 0.00073 |  | 0.003413 | 0.23 | 0.75 |  |  | 0% | [45 empty] | 0
0 | 703 | Lighting Controls | [6 empty] | 0 | [35 empty] | 1 |  | 0 |  | 0 |  |  |  |  | 0 | [24 empty] | 0 | [21 empty] | 0.00073 |  | 0.003413 | 0.23 | 0.75 |  |  | 0% | [45 empty] | 0
0 | 704 | Lighting Controls | [6 empty] | 0 | [35 empty] | 1 |  | 0 |  | 0 |  |  |  |  | 0 | [24 empty] | 0 | [21 empty] | 0.00073 |  | 0.003413 | 0.23 | 0.75 |  |  | 0% | [45 empty] | 0
0 | 705 | Lighting Controls | [6 empty] | 0 | [35 empty] | 1 |  | 0 |  | 0 |  |  |  |  | 0 | [24 empty] | 0 | [21 empty] | 0.00073 |  | 0.003413 | 0.23 | 0.75 |  |  | 0% | [45 empty] | 0
0 | 706 | Lighting Controls | [6 empty] | 0 | [35 empty] | 1 |  | 0 |  | 0 |  |  |  |  | 0 | [24 empty] | 0 | [21 empty] | 0.00073 |  | 0.003413 | 0.23 | 0.75 |  |  | 0% | [45 empty] | 0
0 | 707 | Lighting Controls | [6 empty] | 0 | [35 empty] | 1 |  | 0 |  | 0 |  |  |  |  | 0 | [24 empty] | 0 | [21 empty] | 0.00073 |  | 0.003413 | 0.23 | 0.75 |  |  | 0% | [45 empty] | 0
0 | 708 | Lighting Controls | [6 empty] | 0 | [35 empty] | 1 |  | 0 |  | 0 |  |  |  |  | 0 | [24 empty] | 0 | [21 empty] | 0.00073 |  | 0.003413 | 0.23 | 0.75 |  |  | 0% | [45 empty] | 0
0 | 709 | Lighting Controls | [6 empty] | 0 | [35 empty] | 1 |  | 0 |  | 0 |  |  |  |  | 0 | [24 empty] | 0 | [21 empty] | 0.00073 |  | 0.003413 | 0.23 | 0.75 |  |  | 0% | [45 empty] | 0
0 | 710 | Lighting Controls | [6 empty] | 0 | [35 empty] | 1 |  | 0 |  | 0 |  |  |  |  | 0 | [24 empty] | 0 | [21 empty] | 0.00073 |  | 0.003413 | 0.23 | 0.75 |  |  | 0% | [45 empty] | 0
0 | 711 | Lighting Controls | [6 empty] | 0 | [35 empty] | 1 |  | 0 |  | 0 |  |  |  |  | 0 | [24 empty] | 0 | [21 empty] | 0.00073 |  | 0.003413 | 0.23 | 0.75 |  |  | 0% | [45 empty] | 0
0 | 712 | Lighting Controls | [6 empty] | 0 | [35 empty] | 1 |  | 0 |  | 0 |  |  |  |  | 0 | [24 empty] | 0 | [21 empty] | 0.00073 |  | 0.003413 | 0.23 | 0.75 |  |  | 0% | [45 empty] | 0
0 | 713 | Lighting Controls | [6 empty] | 0 | [35 empty] | 1 |  | 0 |  | 0 |  |  |  |  | 0 | [24 empty] | 0 | [21 empty] | 0.00073 |  | 0.003413 | 0.23 | 0.75 |  |  | 0% | [45 empty] | 0
0 | 714 | Lighting Controls | [6 empty] | 0 | [35 empty] | 1 |  | 0 |  | 0 |  |  |  |  | 0 | [24 empty] | 0 | [21 empty] | 0.00073 |  | 0.003413 | 0.23 | 0.75 |  |  | 0% | [45 empty] | 0
0 | 715 | Lighting Controls | [6 empty] | 0 | [35 empty] | 1 |  | 0 |  | 0 |  |  |  |  | 0 | [24 empty] | 0 | [21 empty] | 0.00073 |  | 0.003413 | 0.23 | 0.75 |  |  | 0% | [45 empty] | 0
0 | 716 | Lighting Controls | [6 empty] | 0 | [35 empty] | 1 |  | 0 |  | 0 |  |  |  |  | 0 | [24 empty] | 0 | [21 empty] | 0.00073 |  | 0.003413 | 0.23 | 0.75 |  |  | 0% | [45 empty] | 0
0 | 717 | Lighting Controls | [6 empty] | 0 | [35 empty] | 1 |  | 0 |  | 0 |  |  |  |  | 0 | [24 empty] | 0 | [21 empty] | 0.00073 |  | 0.003413 | 0.23 | 0.75 |  |  | 0% | [45 empty] | 0
0 | 718 | Lighting Controls | [6 empty] | 0 | [35 empty] | 1 |  | 0 |  | 0 |  |  |  |  | 0 | [24 empty] | 0 | [21 empty] | 0.00073 |  | 0.003413 | 0.23 | 0.75 |  |  | 0% | [45 empty] | 0
0 | 719 | Lighting Controls | [6 empty] | 0 | [35 empty] | 1 |  | 0 |  | 0 |  |  |  |  | 0 | [24 empty] | 0 | [21 empty] | 0.00073 |  | 0.003413 | 0.23 | 0.75 |  |  | 0% | [45 empty] | 0
0 | 720 | Lighting Controls | [6 empty] | 0 | [35 empty] | 1 |  | 0 |  | 0 |  |  |  |  | 0 | [24 empty] | 0 | [21 empty] | 0.00073 |  | 0.003413 | 0.23 | 0.75 |  |  | 0% | [45 empty] | 0
0 | 721 | Lighting Controls | [6 empty] | 0 | [35 empty] | 1 |  | 0 |  | 0 |  |  |  |  | 0 | [24 empty] | 0 | [21 empty] | 0.00073 |  | 0.003413 | 0.23 | 0.75 |  |  | 0% | [45 empty] | 0
0 | 722 | Lighting Controls | [6 empty] | 0 | [35 empty] | 1 |  | 0 |  | 0 |  |  |  |  | 0 | [24 empty] | 0 | [21 empty] | 0.00073 |  | 0.003413 | 0.23 | 0.75 |  |  | 0% | [45 empty] | 0
0 | 723 | Lighting Controls | [6 empty] | 0 | [35 empty] | 1 |  | 0 |  | 0 |  |  |  |  | 0 | [24 empty] | 0 | [21 empty] | 0.00073 |  | 0.003413 | 0.23 | 0.75 |  |  | 0% | [45 empty] | 0
0 | 724 | Lighting Controls | [6 empty] | 0 | [35 empty] | 1 |  | 0 |  | 0 |  |  |  |  | 0 | [24 empty] | 0 | [21 empty] | 0.00073 |  | 0.003413 | 0.23 | 0.75 |  |  | 0% | [45 empty] | 0
0 | 725 | Lighting Controls | [6 empty] | 0 | [35 empty] | 1 |  | 0 |  | 0 |  |  |  |  | 0 | [24 empty] | 0 | [21 empty] | 0.00073 |  | 0.003413 | 0.23 | 0.75 |  |  | 0% | [45 empty] | 0
0 | 726 | Lighting Controls | [6 empty] | 0 | [35 empty] | 1 |  | 0 |  | 0 |  |  |  |  | 0 | [24 empty] | 0 | [21 empty] | 0.00073 |  | 0.003413 | 0.23 | 0.75 |  |  | 0% | [45 empty] | 0
0 | 727 | Lighting Controls | [6 empty] | 0 | [35 empty] | 1 |  | 0 |  | 0 |  |  |  |  | 0 | [24 empty] | 0 | [21 empty] | 0.00073 |  | 0.003413 | 0.23 | 0.75 |  |  | 0% | [45 empty] | 0
0 | 728 | Lighting Controls | [6 empty] | 0 | [35 empty] | 1 |  | 0 |  | 0 |  |  |  |  | 0 | [24 empty] | 0 | [21 empty] | 0.00073 |  | 0.003413 | 0.23 | 0.75 |  |  | 0% | [45 empty] | 0
0 | 729 | Lighting Controls | [6 empty] | 0 | [35 empty] | 1 |  | 0 |  | 0 |  |  |  |  | 0 | [24 empty] | 0 | [21 empty] | 0.00073 |  | 0.003413 | 0.23 | 0.75 |  |  | 0% | [45 empty] | 0
0 | 730 | Lighting Controls | [6 empty] | 0 | [35 empty] | 1 |  | 0 |  | 0 |  |  |  |  | 0 | [24 empty] | 0 | [21 empty] | 0.00073 |  | 0.003413 | 0.23 | 0.75 |  |  | 0% | [45 empty] | 0
0 | 731 | Lighting Controls | [6 empty] | 0 | [35 empty] | 1 |  | 0 |  | 0 |  |  |  |  | 0 | [24 empty] | 0 | [21 empty] | 0.00073 |  | 0.003413 | 0.23 | 0.75 |  |  | 0% | [45 empty] | 0
0 | 732 | Lighting Controls | [6 empty] | 0 | [35 empty] | 1 |  | 0 |  | 0 |  |  |  |  | 0 | [24 empty] | 0 | [21 empty] | 0.00073 |  | 0.003413 | 0.23 | 0.75 |  |  | 0% | [45 empty] | 0
0 | 733 | Lighting Controls | [6 empty] | 0 | [35 empty] | 1 |  | 0 |  | 0 |  |  |  |  | 0 | [24 empty] | 0 | [21 empty] | 0.00073 |  | 0.003413 | 0.23 | 0.75 |  |  | 0% | [45 empty] | 0
0 | 734 | Lighting Controls | [6 empty] | 0 | [35 empty] | 1 |  | 0 |  | 0 |  |  |  |  | 0 | [24 empty] | 0 | [21 empty] | 0.00073 |  | 0.003413 | 0.23 | 0.75 |  |  | 0% | [45 empty] | 0
0 | 735 | Lighting Controls | [6 empty] | 0 | [35 empty] | 1 |  | 0 |  | 0 |  |  |  |  | 0 | [24 empty] | 0 | [21 empty] | 0.00073 |  | 0.003413 | 0.23 | 0.75 |  |  | 0% | [45 empty] | 0
0 | 736 | Lighting Controls | [6 empty] | 0 | [35 empty] | 1 |  | 0 |  | 0 |  |  |  |  | 0 | [24 empty] | 0 | [21 empty] | 0.00073 |  | 0.003413 | 0.23 | 0.75 |  |  | 0% | [45 empty] | 0
0 | 737 | Lighting Controls | [6 empty] | 0 | [35 empty] | 1 |  | 0 |  | 0 |  |  |  |  | 0 | [24 empty] | 0 | [21 empty] | 0.00073 |  | 0.003413 | 0.23 | 0.75 |  |  | 0% | [45 empty] | 0
0 | 738 | Lighting Controls | [6 empty] | 0 | [35 empty] | 1 |  | 0 |  | 0 |  |  |  |  | 0 | [24 empty] | 0 | [21 empty] | 0.00073 |  | 0.003413 | 0.23 | 0.75 |  |  | 0% | [45 empty] | 0
0 | 739 | Lighting Controls | [6 empty] | 0 | [35 empty] | 1 |  | 0 |  | 0 |  |  |  |  | 0 | [24 empty] | 0 | [21 empty] | 0.00073 |  | 0.003413 | 0.23 | 0.75 |  |  | 0% | [45 empty] | 0
0 | 740 | Lighting Controls | [6 empty] | 0 | [35 empty] | 1 |  | 0 |  | 0 |  |  |  |  | 0 | [24 empty] | 0 | [21 empty] | 0.00073 |  | 0.003413 | 0.23 | 0.75 |  |  | 0% | [45 empty] | 0
0 | 741 | Lighting Controls | [6 empty] | 0 | [35 empty] | 1 |  | 0 |  | 0 |  |  |  |  | 0 | [24 empty] | 0 | [21 empty] | 0.00073 |  | 0.003413 | 0.23 | 0.75 |  |  | 0% | [45 empty] | 0
0 | 742 | Lighting Controls | [6 empty] | 0 | [35 empty] | 1 |  | 0 |  | 0 |  |  |  |  | 0 | [24 empty] | 0 | [21 empty] | 0.00073 |  | 0.003413 | 0.23 | 0.75 |  |  | 0% | [45 empty] | 0
0 | 743 | Lighting Controls | [6 empty] | 0 | [35 empty] | 1 |  | 0 |  | 0 |  |  |  |  | 0 | [24 empty] | 0 | [21 empty] | 0.00073 |  | 0.003413 | 0.23 | 0.75 |  |  | 0% | [45 empty] | 0
0 | 744 | Lighting Controls | [6 empty] | 0 | [35 empty] | 1 |  | 0 |  | 0 |  |  |  |  | 0 | [24 empty] | 0 | [21 empty] | 0.00073 |  | 0.003413 | 0.23 | 0.75 |  |  | 0% | [45 empty] | 0
0 | 745 | Lighting Controls | [6 empty] | 0 | [35 empty] | 1 |  | 0 |  | 0 |  |  |  |  | 0 | [24 empty] | 0 | [21 empty] | 0.00073 |  | 0.003413 | 0.23 | 0.75 |  |  | 0% | [45 empty] | 0
0 | 746 | Lighting Controls | [6 empty] | 0 | [35 empty] | 1 |  | 0 |  | 0 |  |  |  |  | 0 | [24 empty] | 0 | [21 empty] | 0.00073 |  | 0.003413 | 0.23 | 0.75 |  |  | 0% | [45 empty] | 0
0 | 747 | Lighting Controls | [6 empty] | 0 | [35 empty] | 1 |  | 0 |  | 0 |  |  |  |  | 0 | [24 empty] | 0 | [21 empty] | 0.00073 |  | 0.003413 | 0.23 | 0.75 |  |  | 0% | [45 empty] | 0
0 | 748 | Lighting Controls | [6 empty] | 0 | [35 empty] | 1 |  | 0 |  | 0 |  |  |  |  | 0 | [24 empty] | 0 | [21 empty] | 0.00073 |  | 0.003413 | 0.23 | 0.75 |  |  | 0% | [45 empty] | 0
0 | 749 | Lighting Controls | [6 empty] | 0 | [35 empty] | 1 |  | 0 |  | 0 |  |  |  |  | 0 | [24 empty] | 0 | [21 empty] | 0.00073 |  | 0.003413 | 0.23 | 0.75 |  |  | 0% | [45 empty] | 0
0 | 750 | Lighting Controls | [6 empty] | 0 | [35 empty] | 1 |  | 0 |  | 0 |  |  |  |  | 0 | [24 empty] | 0 | [21 empty] | 0.00073 |  | 0.003413 | 0.23 | 0.75 |  |  | 0% | [45 empty] | 0
0 | 751 | Lighting Controls | [6 empty] | 0 | [35 empty] | 1 |  | 0 |  | 0 |  |  |  |  | 0 | [24 empty] | 0 | [21 empty] | 0.00073 |  | 0.003413 | 0.23 | 0.75 |  |  | 0% | [45 empty] | 0
0 | 752 | Lighting Controls | [6 empty] | 0 | [35 empty] | 1 |  | 0 |  | 0 |  |  |  |  | 0 | [24 empty] | 0 | [21 empty] | 0.00073 |  | 0.003413 | 0.23 | 0.75 |  |  | 0% | [45 empty] | 0
0 | 753 | Lighting Controls | [6 empty] | 0 | [35 empty] | 1 |  | 0 |  | 0 |  |  |  |  | 0 | [24 empty] | 0 | [21 empty] | 0.00073 |  | 0.003413 | 0.23 | 0.75 |  |  | 0% | [45 empty] | 0
0 | 754 | Lighting Controls | [6 empty] | 0 | [35 empty] | 1 |  | 0 |  | 0 |  |  |  |  | 0 | [24 empty] | 0 | [21 empty] | 0.00073 |  | 0.003413 | 0.23 | 0.75 |  |  | 0% | [45 empty] | 0
0 | 755 | Lighting Controls | [6 empty] | 0 | [35 empty] | 1 |  | 0 |  | 0 |  |  |  |  | 0 | [24 empty] | 0 | [21 empty] | 0.00073 |  | 0.003413 | 0.23 | 0.75 |  |  | 0% | [45 empty] | 0
0 | 756 | Lighting Controls | [6 empty] | 0 | [35 empty] | 1 |  | 0 |  | 0 |  |  |  |  | 0 | [24 empty] | 0 | [21 empty] | 0.00073 |  | 0.003413 | 0.23 | 0.75 |  |  | 0% | [45 empty] | 0
0 | 757 | Lighting Controls | [6 empty] | 0 | [35 empty] | 1 |  | 0 |  | 0 |  |  |  |  | 0 | [24 empty] | 0 | [21 empty] | 0.00073 |  | 0.003413 | 0.23 | 0.75 |  |  | 0% | [45 empty] | 0
0 | 758 | Lighting Controls | [6 empty] | 0 | [35 empty] | 1 |  | 0 |  | 0 |  |  |  |  | 0 | [24 empty] | 0 | [21 empty] | 0.00073 |  | 0.003413 | 0.23 | 0.75 |  |  | 0% | [45 empty] | 0
0 | 759 | Lighting Controls | [6 empty] | 0 | [35 empty] | 1 |  | 0 |  | 0 |  |  |  |  | 0 | [24 empty] | 0 | [21 empty] | 0.00073 |  | 0.003413 | 0.23 | 0.75 |  |  | 0% | [45 empty] | 0
0 | 760 | Lighting Controls | [6 empty] | 0 | [35 empty] | 1 |  | 0 |  | 0 |  |  |  |  | 0 | [24 empty] | 0 | [21 empty] | 0.00073 |  | 0.003413 | 0.23 | 0.75 |  |  | 0% | [45 empty] | 0
0 | 761 | Lighting Controls | [6 empty] | 0 | [35 empty] | 1 |  | 0 |  | 0 |  |  |  |  | 0 | [24 empty] | 0 | [21 empty] | 0.00073 |  | 0.003413 | 0.23 | 0.75 |  |  | 0% | [45 empty] | 0
0 | 762 | Lighting Controls | [6 empty] | 0 | [35 empty] | 1 |  | 0 |  | 0 |  |  |  |  | 0 | [24 empty] | 0 | [21 empty] | 0.00073 |  | 0.003413 | 0.23 | 0.75 |  |  | 0% | [45 empty] | 0
0 | 763 | Lighting Controls | [6 empty] | 0 | [35 empty] | 1 |  | 0 |  | 0 |  |  |  |  | 0 | [24 empty] | 0 | [21 empty] | 0.00073 |  | 0.003413 | 0.23 | 0.75 |  |  | 0% | [45 empty] | 0
0 | 764 | Lighting Controls | [6 empty] | 0 | [35 empty] | 1 |  | 0 |  | 0 |  |  |  |  | 0 | [24 empty] | 0 | [21 empty] | 0.00073 |  | 0.003413 | 0.23 | 0.75 |  |  | 0% | [45 empty] | 0
0 | 765 | Lighting Controls | [6 empty] | 0 | [35 empty] | 1 |  | 0 |  | 0 |  |  |  |  | 0 | [24 empty] | 0 | [21 empty] | 0.00073 |  | 0.003413 | 0.23 | 0.75 |  |  | 0% | [45 empty] | 0
0 | 766 | Lighting Controls | [6 empty] | 0 | [35 empty] | 1 |  | 0 |  | 0 |  |  |  |  | 0 | [24 empty] | 0 | [21 empty] | 0.00073 |  | 0.003413 | 0.23 | 0.75 |  |  | 0% | [45 empty] | 0
0 | 767 | Lighting Controls | [6 empty] | 0 | [35 empty] | 1 |  | 0 |  | 0 |  |  |  |  | 0 | [24 empty] | 0 | [21 empty] | 0.00073 |  | 0.003413 | 0.23 | 0.75 |  |  | 0% | [45 empty] | 0
0 | 768 | Lighting Controls | [6 empty] | 0 | [35 empty] | 1 |  | 0 |  | 0 |  |  |  |  | 0 | [24 empty] | 0 | [21 empty] | 0.00073 |  | 0.003413 | 0.23 | 0.75 |  |  | 0% | [45 empty] | 0
0 | 769 | Lighting Controls | [6 empty] | 0 | [35 empty] | 1 |  | 0 |  | 0 |  |  |  |  | 0 | [24 empty] | 0 | [21 empty] | 0.00073 |  | 0.003413 | 0.23 | 0.75 |  |  | 0% | [45 empty] | 0
0 | 770 | Lighting Controls | [6 empty] | 0 | [35 empty] | 1 |  | 0 |  | 0 |  |  |  |  | 0 | [24 empty] | 0 | [21 empty] | 0.00073 |  | 0.003413 | 0.23 | 0.75 |  |  | 0% | [45 empty] | 0
0 | 771 | Lighting Controls | [6 empty] | 0 | [35 empty] | 1 |  | 0 |  | 0 |  |  |  |  | 0 | [24 empty] | 0 | [21 empty] | 0.00073 |  | 0.003413 | 0.23 | 0.75 |  |  | 0% | [45 empty] | 0
0 | 772 | Lighting Controls | [6 empty] | 0 | [35 empty] | 1 |  | 0 |  | 0 |  |  |  |  | 0 | [24 empty] | 0 | [21 empty] | 0.00073 |  | 0.003413 | 0.23 | 0.75 |  |  | 0% | [45 empty] | 0
0 | 773 | Lighting Controls | [6 empty] | 0 | [35 empty] | 1 |  | 0 |  | 0 |  |  |  |  | 0 | [24 empty] | 0 | [21 empty] | 0.00073 |  | 0.003413 | 0.23 | 0.75 |  |  | 0% | [45 empty] | 0
0 | 774 | Lighting Controls | [6 empty] | 0 | [35 empty] | 1 |  | 0 |  | 0 |  |  |  |  | 0 | [24 empty] | 0 | [21 empty] | 0.00073 |  | 0.003413 | 0.23 | 0.75 |  |  | 0% | [45 empty] | 0
0 | 775 | Lighting Controls | [6 empty] | 0 | [35 empty] | 1 |  | 0 |  | 0 |  |  |  |  | 0 | [24 empty] | 0 | [21 empty] | 0.00073 |  | 0.003413 | 0.23 | 0.75 |  |  | 0% | [45 empty] | 0
0 | 776 | Lighting Controls | [6 empty] | 0 | [35 empty] | 1 |  | 0 |  | 0 |  |  |  |  | 0 | [24 empty] | 0 | [21 empty] | 0.00073 |  | 0.003413 | 0.23 | 0.75 |  |  | 0% | [45 empty] | 0
0 | 777 | Lighting Controls | [6 empty] | 0 | [35 empty] | 1 |  | 0 |  | 0 |  |  |  |  | 0 | [24 empty] | 0 | [21 empty] | 0.00073 |  | 0.003413 | 0.23 | 0.75 |  |  | 0% | [45 empty] | 0
0 | 778 | Lighting Controls | [6 empty] | 0 | [35 empty] | 1 |  | 0 |  | 0 |  |  |  |  | 0 | [24 empty] | 0 | [21 empty] | 0.00073 |  | 0.003413 | 0.23 | 0.75 |  |  | 0% | [45 empty] | 0
0 | 779 | Lighting Controls | [6 empty] | 0 | [35 empty] | 1 |  | 0 |  | 0 |  |  |  |  | 0 | [24 empty] | 0 | [21 empty] | 0.00073 |  | 0.003413 | 0.23 | 0.75 |  |  | 0% | [45 empty] | 0
0 | 780 | Lighting Controls | [6 empty] | 0 | [35 empty] | 1 |  | 0 |  | 0 |  |  |  |  | 0 | [24 empty] | 0 | [21 empty] | 0.00073 |  | 0.003413 | 0.23 | 0.75 |  |  | 0% | [45 empty] | 0
0 | 781 | Lighting Controls | [6 empty] | 0 | [35 empty] | 1 |  | 0 |  | 0 |  |  |  |  | 0 | [24 empty] | 0 | [21 empty] | 0.00073 |  | 0.003413 | 0.23 | 0.75 |  |  | 0% | [45 empty] | 0
0 | 782 | Lighting Controls | [6 empty] | 0 | [35 empty] | 1 |  | 0 |  | 0 |  |  |  |  | 0 | [24 empty] | 0 | [21 empty] | 0.00073 |  | 0.003413 | 0.23 | 0.75 |  |  | 0% | [45 empty] | 0
0 | 783 | Lighting Controls | [6 empty] | 0 | [35 empty] | 1 |  | 0 |  | 0 |  |  |  |  | 0 | [24 empty] | 0 | [21 empty] | 0.00073 |  | 0.003413 | 0.23 | 0.75 |  |  | 0% | [45 empty] | 0
0 | 784 | Lighting Controls | [6 empty] | 0 | [35 empty] | 1 |  | 0 |  | 0 |  |  |  |  | 0 | [24 empty] | 0 | [21 empty] | 0.00073 |  | 0.003413 | 0.23 | 0.75 |  |  | 0% | [45 empty] | 0
0 | 785 | Lighting Controls | [6 empty] | 0 | [35 empty] | 1 |  | 0 |  | 0 |  |  |  |  | 0 | [24 empty] | 0 | [21 empty] | 0.00073 |  | 0.003413 | 0.23 | 0.75 |  |  | 0% | [45 empty] | 0
0 | 786 | Lighting Controls | [6 empty] | 0 | [35 empty] | 1 |  | 0 |  | 0 |  |  |  |  | 0 | [24 empty] | 0 | [21 empty] | 0.00073 |  | 0.003413 | 0.23 | 0.75 |  |  | 0% | [45 empty] | 0
0 | 787 | Lighting Controls | [6 empty] | 0 | [35 empty] | 1 |  | 0 |  | 0 |  |  |  |  | 0 | [24 empty] | 0 | [21 empty] | 0.00073 |  | 0.003413 | 0.23 | 0.75 |  |  | 0% | [45 empty] | 0
0 | 788 | Lighting Controls | [6 empty] | 0 | [35 empty] | 1 |  | 0 |  | 0 |  |  |  |  | 0 | [24 empty] | 0 | [21 empty] | 0.00073 |  | 0.003413 | 0.23 | 0.75 |  |  | 0% | [45 empty] | 0
0 | 789 | Lighting Controls | [6 empty] | 0 | [35 empty] | 1 |  | 0 |  | 0 |  |  |  |  | 0 | [24 empty] | 0 | [21 empty] | 0.00073 |  | 0.003413 | 0.23 | 0.75 |  |  | 0% | [45 empty] | 0
0 | 790 | Lighting Controls | [6 empty] | 0 | [35 empty] | 1 |  | 0 |  | 0 |  |  |  |  | 0 | [24 empty] | 0 | [21 empty] | 0.00073 |  | 0.003413 | 0.23 | 0.75 |  |  | 0% | [45 empty] | 0
0 | 791 | Lighting Controls | [6 empty] | 0 | [35 empty] | 1 |  | 0 |  | 0 |  |  |  |  | 0 | [24 empty] | 0 | [21 empty] | 0.00073 |  | 0.003413 | 0.23 | 0.75 |  |  | 0% | [45 empty] | 0
0 | 792 | Lighting Controls | [6 empty] | 0 | [35 empty] | 1 |  | 0 |  | 0 |  |  |  |  | 0 | [24 empty] | 0 | [21 empty] | 0.00073 |  | 0.003413 | 0.23 | 0.75 |  |  | 0% | [45 empty] | 0
0 | 793 | Lighting Controls | [6 empty] | 0 | [35 empty] | 1 |  | 0 |  | 0 |  |  |  |  | 0 | [24 empty] | 0 | [21 empty] | 0.00073 |  | 0.003413 | 0.23 | 0.75 |  |  | 0% | [45 empty] | 0
0 | 794 | Lighting Controls | [6 empty] | 0 | [35 empty] | 1 |  | 0 |  | 0 |  |  |  |  | 0 | [24 empty] | 0 | [21 empty] | 0.00073 |  | 0.003413 | 0.23 | 0.75 |  |  | 0% | [45 empty] | 0
0 | 795 | Lighting Controls | [6 empty] | 0 | [35 empty] | 1 |  | 0 |  | 0 |  |  |  |  | 0 | [24 empty] | 0 | [21 empty] | 0.00073 |  | 0.003413 | 0.23 | 0.75 |  |  | 0% | [45 empty] | 0
0 | 796 | Lighting Controls | [6 empty] | 0 | [35 empty] | 1 |  | 0 |  | 0 |  |  |  |  | 0 | [24 empty] | 0 | [21 empty] | 0.00073 |  | 0.003413 | 0.23 | 0.75 |  |  | 0% | [45 empty] | 0
0 | 797 | Lighting Controls | [6 empty] | 0 | [35 empty] | 1 |  | 0 |  | 0 |  |  |  |  | 0 | [24 empty] | 0 | [21 empty] | 0.00073 |  | 0.003413 | 0.23 | 0.75 |  |  | 0% | [45 empty] | 0
0 | 798 | Lighting Controls | [6 empty] | 0 | [35 empty] | 1 |  | 0 |  | 0 |  |  |  |  | 0 | [24 empty] | 0 | [21 empty] | 0.00073 |  | 0.003413 | 0.23 | 0.75 |  |  | 0% | [45 empty] | 0
0 | 799 | Lighting Controls | [6 empty] | 0 | [35 empty] | 1 |  | 0 |  | 0 |  |  |  |  | 0 | [24 empty] | 0 | [21 empty] | 0.00073 |  | 0.003413 | 0.23 | 0.75 |  |  | 0% | [45 empty] | 0
0 | 800 | Lighting Controls | [6 empty] | 0 | [35 empty] | 1 |  | 0 |  | 0 |  |  |  |  | 0 | [24 empty] | 0 | [21 empty] | 0.00073 |  | 0.003413 | 0.23 | 0.75 |  |  | 0% | [45 empty] | 0
0 | 801 | Lighting Controls | [6 empty] | 0 | [35 empty] | 1 |  | 0 |  | 0 |  |  |  |  | 0 | [24 empty] | 0 | [21 empty] | 0.00073 |  | 0.003413 | 0.23 | 0.75 |  |  | 0% | [45 empty] | 0
0 | 802 | Lighting Controls | [6 empty] | 0 | [35 empty] | 1 |  | 0 |  | 0 |  |  |  |  | 0 | [24 empty] | 0 | [21 empty] | 0.00073 |  | 0.003413 | 0.23 | 0.75 |  |  | 0% | [45 empty] | 0
0 | 803 | Lighting Controls | [6 empty] | 0 | [35 empty] | 1 |  | 0 |  | 0 |  |  |  |  | 0 | [24 empty] | 0 | [21 empty] | 0.00073 |  | 0.003413 | 0.23 | 0.75 |  |  | 0% | [45 empty] | 0
0 | 804 | Lighting Controls | [6 empty] | 0 | [35 empty] | 1 |  | 0 |  | 0 |  |  |  |  | 0 | [24 empty] | 0 | [21 empty] | 0.00073 |  | 0.003413 | 0.23 | 0.75 |  |  | 0% | [45 empty] | 0
0 | 805 | Lighting Controls | [6 empty] | 0 | [35 empty] | 1 |  | 0 |  | 0 |  |  |  |  | 0 | [24 empty] | 0 | [21 empty] | 0.00073 |  | 0.003413 | 0.23 | 0.75 |  |  | 0% | [45 empty] | 0
0 | 806 | Lighting Controls | [6 empty] | 0 | [35 empty] | 1 |  | 0 |  | 0 |  |  |  |  | 0 | [24 empty] | 0 | [21 empty] | 0.00073 |  | 0.003413 | 0.23 | 0.75 |  |  | 0% | [45 empty] | 0
0 | 807 | Lighting Controls | [6 empty] | 0 | [35 empty] | 1 |  | 0 |  | 0 |  |  |  |  | 0 | [24 empty] | 0 | [21 empty] | 0.00073 |  | 0.003413 | 0.23 | 0.75 |  |  | 0% | [45 empty] | 0
0 | 808 | Lighting Controls | [6 empty] | 0 | [35 empty] | 1 |  | 0 |  | 0 |  |  |  |  | 0 | [24 empty] | 0 | [21 empty] | 0.00073 |  | 0.003413 | 0.23 | 0.75 |  |  | 0% | [45 empty] | 0
0 | 809 | Lighting Controls | [6 empty] | 0 | [35 empty] | 1 |  | 0 |  | 0 |  |  |  |  | 0 | [24 empty] | 0 | [21 empty] | 0.00073 |  | 0.003413 | 0.23 | 0.75 |  |  | 0% | [45 empty] | 0
0 | 810 | Lighting Controls | [6 empty] | 0 | [35 empty] | 1 |  | 0 |  | 0 |  |  |  |  | 0 | [24 empty] | 0 | [21 empty] | 0.00073 |  | 0.003413 | 0.23 | 0.75 |  |  | 0% | [45 empty] | 0
0 | 811 | Lighting Controls | [6 empty] | 0 | [35 empty] | 1 |  | 0 |  | 0 |  |  |  |  | 0 | [24 empty] | 0 | [21 empty] | 0.00073 |  | 0.003413 | 0.23 | 0.75 |  |  | 0% | [45 empty] | 0
0 | 812 | Lighting Controls | [6 empty] | 0 | [35 empty] | 1 |  | 0 |  | 0 |  |  |  |  | 0 | [24 empty] | 0 | [21 empty] | 0.00073 |  | 0.003413 | 0.23 | 0.75 |  |  | 0% | [45 empty] | 0
0 | 813 | Lighting Controls | [6 empty] | 0 | [35 empty] | 1 |  | 0 |  | 0 |  |  |  |  | 0 | [24 empty] | 0 | [21 empty] | 0.00073 |  | 0.003413 | 0.23 | 0.75 |  |  | 0% | [45 empty] | 0
0 | 814 | Lighting Controls | [6 empty] | 0 | [35 empty] | 1 |  | 0 |  | 0 |  |  |  |  | 0 | [24 empty] | 0 | [21 empty] | 0.00073 |  | 0.003413 | 0.23 | 0.75 |  |  | 0% | [45 empty] | 0
0 | 815 | Lighting Controls | [6 empty] | 0 | [35 empty] | 1 |  | 0 |  | 0 |  |  |  |  | 0 | [24 empty] | 0 | [21 empty] | 0.00073 |  | 0.003413 | 0.23 | 0.75 |  |  | 0% | [45 empty] | 0
0 | 816 | Lighting Controls | [6 empty] | 0 | [35 empty] | 1 |  | 0 |  | 0 |  |  |  |  | 0 | [24 empty] | 0 | [21 empty] | 0.00073 |  | 0.003413 | 0.23 | 0.75 |  |  | 0% | [45 empty] | 0
0 | 817 | Lighting Controls | [6 empty] | 0 | [35 empty] | 1 |  | 0 |  | 0 |  |  |  |  | 0 | [24 empty] | 0 | [21 empty] | 0.00073 |  | 0.003413 | 0.23 | 0.75 |  |  | 0% | [45 empty] | 0
0 | 818 | Lighting Controls | [6 empty] | 0 | [35 empty] | 1 |  | 0 |  | 0 |  |  |  |  | 0 | [24 empty] | 0 | [21 empty] | 0.00073 |  | 0.003413 | 0.23 | 0.75 |  |  | 0% | [45 empty] | 0
0 | 819 | Lighting Controls | [6 empty] | 0 | [35 empty] | 1 |  | 0 |  | 0 |  |  |  |  | 0 | [24 empty] | 0 | [21 empty] | 0.00073 |  | 0.003413 | 0.23 | 0.75 |  |  | 0% | [45 empty] | 0
0 | 820 | Lighting Controls | [6 empty] | 0 | [35 empty] | 1 |  | 0 |  | 0 |  |  |  |  | 0 | [24 empty] | 0 | [21 empty] | 0.00073 |  | 0.003413 | 0.23 | 0.75 |  |  | 0% | [45 empty] | 0
0 | 821 | Lighting Controls | [6 empty] | 0 | [35 empty] | 1 |  | 0 |  | 0 |  |  |  |  | 0 | [24 empty] | 0 | [21 empty] | 0.00073 |  | 0.003413 | 0.23 | 0.75 |  |  | 0% | [45 empty] | 0
0 | 822 | Lighting Controls | [6 empty] | 0 | [35 empty] | 1 |  | 0 |  | 0 |  |  |  |  | 0 | [24 empty] | 0 | [21 empty] | 0.00073 |  | 0.003413 | 0.23 | 0.75 |  |  | 0% | [45 empty] | 0
0 | 823 | Lighting Controls | [6 empty] | 0 | [35 empty] | 1 |  | 0 |  | 0 |  |  |  |  | 0 | [24 empty] | 0 | [21 empty] | 0.00073 |  | 0.003413 | 0.23 | 0.75 |  |  | 0% | [45 empty] | 0
0 | 824 | Lighting Controls | [6 empty] | 0 | [35 empty] | 1 |  | 0 |  | 0 |  |  |  |  | 0 | [24 empty] | 0 | [21 empty] | 0.00073 |  | 0.003413 | 0.23 | 0.75 |  |  | 0% | [45 empty] | 0
0 | 825 | Lighting Controls | [6 empty] | 0 | [35 empty] | 1 |  | 0 |  | 0 |  |  |  |  | 0 | [24 empty] | 0 | [21 empty] | 0.00073 |  | 0.003413 | 0.23 | 0.75 |  |  | 0% | [45 empty] | 0
0 | 826 | Lighting Controls | [6 empty] | 0 | [35 empty] | 1 |  | 0 |  | 0 |  |  |  |  | 0 | [24 empty] | 0 | [21 empty] | 0.00073 |  | 0.003413 | 0.23 | 0.75 |  |  | 0% | [45 empty] | 0
0 | 827 | Lighting Controls | [6 empty] | 0 | [35 empty] | 1 |  | 0 |  | 0 |  |  |  |  | 0 | [24 empty] | 0 | [21 empty] | 0.00073 |  | 0.003413 | 0.23 | 0.75 |  |  | 0% | [45 empty] | 0
0 | 828 | Lighting Controls | [6 empty] | 0 | [35 empty] | 1 |  | 0 |  | 0 |  |  |  |  | 0 | [24 empty] | 0 | [21 empty] | 0.00073 |  | 0.003413 | 0.23 | 0.75 |  |  | 0% | [45 empty] | 0
0 | 829 | Lighting Controls | [6 empty] | 0 | [35 empty] | 1 |  | 0 |  | 0 |  |  |  |  | 0 | [24 empty] | 0 | [21 empty] | 0.00073 |  | 0.003413 | 0.23 | 0.75 |  |  | 0% | [45 empty] | 0
0 | 830 | Lighting Controls | [6 empty] | 0 | [35 empty] | 1 |  | 0 |  | 0 |  |  |  |  | 0 | [24 empty] | 0 | [21 empty] | 0.00073 |  | 0.003413 | 0.23 | 0.75 |  |  | 0% | [45 empty] | 0
0 | 831 | Lighting Controls | [6 empty] | 0 | [35 empty] | 1 |  | 0 |  | 0 |  |  |  |  | 0 | [24 empty] | 0 | [21 empty] | 0.00073 |  | 0.003413 | 0.23 | 0.75 |  |  | 0% | [45 empty] | 0
0 | 832 | Lighting Controls | [6 empty] | 0 | [35 empty] | 1 |  | 0 |  | 0 |  |  |  |  | 0 | [24 empty] | 0 | [21 empty] | 0.00073 |  | 0.003413 | 0.23 | 0.75 |  |  | 0% | [45 empty] | 0
0 | 833 | Lighting Controls | [6 empty] | 0 | [35 empty] | 1 |  | 0 |  | 0 |  |  |  |  | 0 | [24 empty] | 0 | [21 empty] | 0.00073 |  | 0.003413 | 0.23 | 0.75 |  |  | 0% | [45 empty] | 0
0 | 834 | Lighting Controls | [6 empty] | 0 | [35 empty] | 1 |  | 0 |  | 0 |  |  |  |  | 0 | [24 empty] | 0 | [21 empty] | 0.00073 |  | 0.003413 | 0.23 | 0.75 |  |  | 0% | [45 empty] | 0
0 | 835 | Lighting Controls | [6 empty] | 0 | [35 empty] | 1 |  | 0 |  | 0 |  |  |  |  | 0 | [24 empty] | 0 | [21 empty] | 0.00073 |  | 0.003413 | 0.23 | 0.75 |  |  | 0% | [45 empty] | 0
0 | 836 | Lighting Controls | [6 empty] | 0 | [35 empty] | 1 |  | 0 |  | 0 |  |  |  |  | 0 | [24 empty] | 0 | [21 empty] | 0.00073 |  | 0.003413 | 0.23 | 0.75 |  |  | 0% | [45 empty] | 0
0 | 837 | Lighting Controls | [6 empty] | 0 | [35 empty] | 1 |  | 0 |  | 0 |  |  |  |  | 0 | [24 empty] | 0 | [21 empty] | 0.00073 |  | 0.003413 | 0.23 | 0.75 |  |  | 0% | [45 empty] | 0
0 | 838 | Lighting Controls | [6 empty] | 0 | [35 empty] | 1 |  | 0 |  | 0 |  |  |  |  | 0 | [24 empty] | 0 | [21 empty] | 0.00073 |  | 0.003413 | 0.23 | 0.75 |  |  | 0% | [45 empty] | 0
0 | 839 | Lighting Controls | [6 empty] | 0 | [35 empty] | 1 |  | 0 |  | 0 |  |  |  |  | 0 | [24 empty] | 0 | [21 empty] | 0.00073 |  | 0.003413 | 0.23 | 0.75 |  |  | 0% | [45 empty] | 0
0 | 840 | Lighting Controls | [6 empty] | 0 | [35 empty] | 1 |  | 0 |  | 0 |  |  |  |  | 0 | [24 empty] | 0 | [21 empty] | 0.00073 |  | 0.003413 | 0.23 | 0.75 |  |  | 0% | [45 empty] | 0
0 | 841 | Lighting Controls | [6 empty] | 0 | [35 empty] | 1 |  | 0 |  | 0 |  |  |  |  | 0 | [24 empty] | 0 | [21 empty] | 0.00073 |  | 0.003413 | 0.23 | 0.75 |  |  | 0% | [45 empty] | 0
0 | 842 | Lighting Controls | [6 empty] | 0 | [35 empty] | 1 |  | 0 |  | 0 |  |  |  |  | 0 | [24 empty] | 0 | [21 empty] | 0.00073 |  | 0.003413 | 0.23 | 0.75 |  |  | 0% | [45 empty] | 0
0 | 843 | Lighting Controls | [6 empty] | 0 | [35 empty] | 1 |  | 0 |  | 0 |  |  |  |  | 0 | [24 empty] | 0 | [21 empty] | 0.00073 |  | 0.003413 | 0.23 | 0.75 |  |  | 0% | [45 empty] | 0
0 | 844 | Lighting Controls | [6 empty] | 0 | [35 empty] | 1 |  | 0 |  | 0 |  |  |  |  | 0 | [24 empty] | 0 | [21 empty] | 0.00073 |  | 0.003413 | 0.23 | 0.75 |  |  | 0% | [45 empty] | 0
0 | 845 | Lighting Controls | [6 empty] | 0 | [35 empty] | 1 |  | 0 |  | 0 |  |  |  |  | 0 | [24 empty] | 0 | [21 empty] | 0.00073 |  | 0.003413 | 0.23 | 0.75 |  |  | 0% | [45 empty] | 0
0 | 846 | Lighting Controls | [6 empty] | 0 | [35 empty] | 1 |  | 0 |  | 0 |  |  |  |  | 0 | [24 empty] | 0 | [21 empty] | 0.00073 |  | 0.003413 | 0.23 | 0.75 |  |  | 0% | [45 empty] | 0
0 | 847 | Lighting Controls | [6 empty] | 0 | [35 empty] | 1 |  | 0 |  | 0 |  |  |  |  | 0 | [24 empty] | 0 | [21 empty] | 0.00073 |  | 0.003413 | 0.23 | 0.75 |  |  | 0% | [45 empty] | 0
0 | 848 | Lighting Controls | [6 empty] | 0 | [35 empty] | 1 |  | 0 |  | 0 |  |  |  |  | 0 | [24 empty] | 0 | [21 empty] | 0.00073 |  | 0.003413 | 0.23 | 0.75 |  |  | 0% | [45 empty] | 0
0 | 849 | Lighting Controls | [6 empty] | 0 | [35 empty] | 1 |  | 0 |  | 0 |  |  |  |  | 0 | [24 empty] | 0 | [21 empty] | 0.00073 |  | 0.003413 | 0.23 | 0.75 |  |  | 0% | [45 empty] | 0
0 | 850 | Lighting Controls | [6 empty] | 0 | [35 empty] | 1 |  | 0 |  | 0 |  |  |  |  | 0 | [24 empty] | 0 | [21 empty] | 0.00073 |  | 0.003413 | 0.23 | 0.75 |  |  | 0% | [45 empty] | 0
0 | 851 | Lighting Controls | [6 empty] | 0 | [35 empty] | 1 |  | 0 |  | 0 |  |  |  |  | 0 | [24 empty] | 0 | [21 empty] | 0.00073 |  | 0.003413 | 0.23 | 0.75 |  |  | 0% | [45 empty] | 0
0 | 852 | Lighting Controls | [6 empty] | 0 | [35 empty] | 1 |  | 0 |  | 0 |  |  |  |  | 0 | [24 empty] | 0 | [21 empty] | 0.00073 |  | 0.003413 | 0.23 | 0.75 |  |  | 0% | [45 empty] | 0
0 | 853 | Lighting Controls | [6 empty] | 0 | [35 empty] | 1 |  | 0 |  | 0 |  |  |  |  | 0 | [24 empty] | 0 | [21 empty] | 0.00073 |  | 0.003413 | 0.23 | 0.75 |  |  | 0% | [45 empty] | 0
0 | 854 | Lighting Controls | [6 empty] | 0 | [35 empty] | 1 |  | 0 |  | 0 |  |  |  |  | 0 | [24 empty] | 0 | [21 empty] | 0.00073 |  | 0.003413 | 0.23 | 0.75 |  |  | 0% | [45 empty] | 0
0 | 855 | Lighting Controls | [6 empty] | 0 | [35 empty] | 1 |  | 0 |  | 0 |  |  |  |  | 0 | [24 empty] | 0 | [21 empty] | 0.00073 |  | 0.003413 | 0.23 | 0.75 |  |  | 0% | [45 empty] | 0
0 | 856 | Lighting Controls | [6 empty] | 0 | [35 empty] | 1 |  | 0 |  | 0 |  |  |  |  | 0 | [24 empty] | 0 | [21 empty] | 0.00073 |  | 0.003413 | 0.23 | 0.75 |  |  | 0% | [45 empty] | 0
0 | 857 | Lighting Controls | [6 empty] | 0 | [35 empty] | 1 |  | 0 |  | 0 |  |  |  |  | 0 | [24 empty] | 0 | [21 empty] | 0.00073 |  | 0.003413 | 0.23 | 0.75 |  |  | 0% | [45 empty] | 0
0 | 858 | Lighting Controls | [6 empty] | 0 | [35 empty] | 1 |  | 0 |  | 0 |  |  |  |  | 0 | [24 empty] | 0 | [21 empty] | 0.00073 |  | 0.003413 | 0.23 | 0.75 |  |  | 0% | [45 empty] | 0
0 | 859 | Lighting Controls | [6 empty] | 0 | [35 empty] | 1 |  | 0 |  | 0 |  |  |  |  | 0 | [24 empty] | 0 | [21 empty] | 0.00073 |  | 0.003413 | 0.23 | 0.75 |  |  | 0% | [45 empty] | 0
0 | 860 | Lighting Controls | [6 empty] | 0 | [35 empty] | 1 |  | 0 |  | 0 |  |  |  |  | 0 | [24 empty] | 0 | [21 empty] | 0.00073 |  | 0.003413 | 0.23 | 0.75 |  |  | 0% | [45 empty] | 0
0 | 861 | Lighting Controls | [6 empty] | 0 | [35 empty] | 1 |  | 0 |  | 0 |  |  |  |  | 0 | [24 empty] | 0 | [21 empty] | 0.00073 |  | 0.003413 | 0.23 | 0.75 |  |  | 0% | [45 empty] | 0
0 | 862 | Lighting Controls | [6 empty] | 0 | [35 empty] | 1 |  | 0 |  | 0 |  |  |  |  | 0 | [24 empty] | 0 | [21 empty] | 0.00073 |  | 0.003413 | 0.23 | 0.75 |  |  | 0% | [45 empty] | 0
0 | 863 | Lighting Controls | [6 empty] | 0 | [35 empty] | 1 |  | 0 |  | 0 |  |  |  |  | 0 | [24 empty] | 0 | [21 empty] | 0.00073 |  | 0.003413 | 0.23 | 0.75 |  |  | 0% | [45 empty] | 0
0 | 864 | Lighting Controls | [6 empty] | 0 | [35 empty] | 1 |  | 0 |  | 0 |  |  |  |  | 0 | [24 empty] | 0 | [21 empty] | 0.00073 |  | 0.003413 | 0.23 | 0.75 |  |  | 0% | [45 empty] | 0
0 | 865 | Lighting Controls | [6 empty] | 0 | [35 empty] | 1 |  | 0 |  | 0 |  |  |  |  | 0 | [24 empty] | 0 | [21 empty] | 0.00073 |  | 0.003413 | 0.23 | 0.75 |  |  | 0% | [45 empty] | 0
0 | 866 | Lighting Controls | [6 empty] | 0 | [35 empty] | 1 |  | 0 |  | 0 |  |  |  |  | 0 | [24 empty] | 0 | [21 empty] | 0.00073 |  | 0.003413 | 0.23 | 0.75 |  |  | 0% | [45 empty] | 0
0 | 867 | Lighting Controls | [6 empty] | 0 | [35 empty] | 1 |  | 0 |  | 0 |  |  |  |  | 0 | [24 empty] | 0 | [21 empty] | 0.00073 |  | 0.003413 | 0.23 | 0.75 |  |  | 0% | [45 empty] | 0
0 | 868 | Lighting Controls | [6 empty] | 0 | [35 empty] | 1 |  | 0 |  | 0 |  |  |  |  | 0 | [24 empty] | 0 | [21 empty] | 0.00073 |  | 0.003413 | 0.23 | 0.75 |  |  | 0% | [45 empty] | 0
0 | 869 | Lighting Controls | [6 empty] | 0 | [35 empty] | 1 |  | 0 |  | 0 |  |  |  |  | 0 | [24 empty] | 0 | [21 empty] | 0.00073 |  | 0.003413 | 0.23 | 0.75 |  |  | 0% | [45 empty] | 0
0 | 870 | Lighting Controls | [6 empty] | 0 | [35 empty] | 1 |  | 0 |  | 0 |  |  |  |  | 0 | [24 empty] | 0 | [21 empty] | 0.00073 |  | 0.003413 | 0.23 | 0.75 |  |  | 0% | [45 empty] | 0
0 | 871 | Lighting Controls | [6 empty] | 0 | [35 empty] | 1 |  | 0 |  | 0 |  |  |  |  | 0 | [24 empty] | 0 | [21 empty] | 0.00073 |  | 0.003413 | 0.23 | 0.75 |  |  | 0% | [45 empty] | 0
0 | 872 | Lighting Controls | [6 empty] | 0 | [35 empty] | 1 |  | 0 |  | 0 |  |  |  |  | 0 | [24 empty] | 0 | [21 empty] | 0.00073 |  | 0.003413 | 0.23 | 0.75 |  |  | 0% | [45 empty] | 0
0 | 873 | Lighting Controls | [6 empty] | 0 | [35 empty] | 1 |  | 0 |  | 0 |  |  |  |  | 0 | [24 empty] | 0 | [21 empty] | 0.00073 |  | 0.003413 | 0.23 | 0.75 |  |  | 0% | [45 empty] | 0
0 | 874 | Lighting Controls | [6 empty] | 0 | [35 empty] | 1 |  | 0 |  | 0 |  |  |  |  | 0 | [24 empty] | 0 | [21 empty] | 0.00073 |  | 0.003413 | 0.23 | 0.75 |  |  | 0% | [45 empty] | 0
0 | 875 | Lighting Controls | [6 empty] | 0 | [35 empty] | 1 |  | 0 |  | 0 |  |  |  |  | 0 | [24 empty] | 0 | [21 empty] | 0.00073 |  | 0.003413 | 0.23 | 0.75 |  |  | 0% | [45 empty] | 0
0 | 876 | Lighting Controls | [6 empty] | 0 | [35 empty] | 1 |  | 0 |  | 0 |  |  |  |  | 0 | [24 empty] | 0 | [21 empty] | 0.00073 |  | 0.003413 | 0.23 | 0.75 |  |  | 0% | [45 empty] | 0
0 | 877 | Lighting Controls | [6 empty] | 0 | [35 empty] | 1 |  | 0 |  | 0 |  |  |  |  | 0 | [24 empty] | 0 | [21 empty] | 0.00073 |  | 0.003413 | 0.23 | 0.75 |  |  | 0% | [45 empty] | 0
0 | 878 | Lighting Controls | [6 empty] | 0 | [35 empty] | 1 |  | 0 |  | 0 |  |  |  |  | 0 | [24 empty] | 0 | [21 empty] | 0.00073 |  | 0.003413 | 0.23 | 0.75 |  |  | 0% | [45 empty] | 0
0 | 879 | Lighting Controls | [6 empty] | 0 | [35 empty] | 1 |  | 0 |  | 0 |  |  |  |  | 0 | [24 empty] | 0 | [21 empty] | 0.00073 |  | 0.003413 | 0.23 | 0.75 |  |  | 0% | [45 empty] | 0
0 | 880 | Lighting Controls | [6 empty] | 0 | [35 empty] | 1 |  | 0 |  | 0 |  |  |  |  | 0 | [24 empty] | 0 | [21 empty] | 0.00073 |  | 0.003413 | 0.23 | 0.75 |  |  | 0% | [45 empty] | 0
0 | 881 | Lighting Controls | [6 empty] | 0 | [35 empty] | 1 |  | 0 |  | 0 |  |  |  |  | 0 | [24 empty] | 0 | [21 empty] | 0.00073 |  | 0.003413 | 0.23 | 0.75 |  |  | 0% | [45 empty] | 0
0 | 882 | Lighting Controls | [6 empty] | 0 | [35 empty] | 1 |  | 0 |  | 0 |  |  |  |  | 0 | [24 empty] | 0 | [21 empty] | 0.00073 |  | 0.003413 | 0.23 | 0.75 |  |  | 0% | [45 empty] | 0
0 | 883 | Lighting Controls | [6 empty] | 0 | [35 empty] | 1 |  | 0 |  | 0 |  |  |  |  | 0 | [24 empty] | 0 | [21 empty] | 0.00073 |  | 0.003413 | 0.23 | 0.75 |  |  | 0% | [45 empty] | 0
0 | 884 | Lighting Controls | [6 empty] | 0 | [35 empty] | 1 |  | 0 |  | 0 |  |  |  |  | 0 | [24 empty] | 0 | [21 empty] | 0.00073 |  | 0.003413 | 0.23 | 0.75 |  |  | 0% | [45 empty] | 0
0 | 885 | Lighting Controls | [6 empty] | 0 | [35 empty] | 1 |  | 0 |  | 0 |  |  |  |  | 0 | [24 empty] | 0 | [21 empty] | 0.00073 |  | 0.003413 | 0.23 | 0.75 |  |  | 0% | [45 empty] | 0
0 | 886 | Lighting Controls | [6 empty] | 0 | [35 empty] | 1 |  | 0 |  | 0 |  |  |  |  | 0 | [24 empty] | 0 | [21 empty] | 0.00073 |  | 0.003413 | 0.23 | 0.75 |  |  | 0% | [45 empty] | 0
0 | 887 | Lighting Controls | [6 empty] | 0 | [35 empty] | 1 |  | 0 |  | 0 |  |  |  |  | 0 | [24 empty] | 0 | [21 empty] | 0.00073 |  | 0.003413 | 0.23 | 0.75 |  |  | 0% | [45 empty] | 0
0 | 888 | Lighting Controls | [6 empty] | 0 | [35 empty] | 1 |  | 0 |  | 0 |  |  |  |  | 0 | [24 empty] | 0 | [21 empty] | 0.00073 |  | 0.003413 | 0.23 | 0.75 |  |  | 0% | [45 empty] | 0
0 | 889 | Lighting Controls | [6 empty] | 0 | [35 empty] | 1 |  | 0 |  | 0 |  |  |  |  | 0 | [24 empty] | 0 | [21 empty] | 0.00073 |  | 0.003413 | 0.23 | 0.75 |  |  | 0% | [45 empty] | 0
0 | 890 | Lighting Controls | [6 empty] | 0 | [35 empty] | 1 |  | 0 |  | 0 |  |  |  |  | 0 | [24 empty] | 0 | [21 empty] | 0.00073 |  | 0.003413 | 0.23 | 0.75 |  |  | 0% | [45 empty] | 0
0 | 891 | Lighting Controls | [6 empty] | 0 | [35 empty] | 1 |  | 0 |  | 0 |  |  |  |  | 0 | [24 empty] | 0 | [21 empty] | 0.00073 |  | 0.003413 | 0.23 | 0.75 |  |  | 0% | [45 empty] | 0
0 | 892 | Lighting Controls | [6 empty] | 0 | [35 empty] | 1 |  | 0 |  | 0 |  |  |  |  | 0 | [24 empty] | 0 | [21 empty] | 0.00073 |  | 0.003413 | 0.23 | 0.75 |  |  | 0% | [45 empty] | 0
0 | 893 | Lighting Controls | [6 empty] | 0 | [35 empty] | 1 |  | 0 |  | 0 |  |  |  |  | 0 | [24 empty] | 0 | [21 empty] | 0.00073 |  | 0.003413 | 0.23 | 0.75 |  |  | 0% | [45 empty] | 0
0 | 894 | Lighting Controls | [6 empty] | 0 | [35 empty] | 1 |  | 0 |  | 0 |  |  |  |  | 0 | [24 empty] | 0 | [21 empty] | 0.00073 |  | 0.003413 | 0.23 | 0.75 |  |  | 0% | [45 empty] | 0
0 | 895 | Lighting Controls | [6 empty] | 0 | [35 empty] | 1 |  | 0 |  | 0 |  |  |  |  | 0 | [24 empty] | 0 | [21 empty] | 0.00073 |  | 0.003413 | 0.23 | 0.75 |  |  | 0% | [45 empty] | 0
0 | 896 | Lighting Controls | [6 empty] | 0 | [35 empty] | 1 |  | 0 |  | 0 |  |  |  |  | 0 | [24 empty] | 0 | [21 empty] | 0.00073 |  | 0.003413 | 0.23 | 0.75 |  |  | 0% | [45 empty] | 0
0 | 897 | Lighting Controls | [6 empty] | 0 | [35 empty] | 1 |  | 0 |  | 0 |  |  |  |  | 0 | [24 empty] | 0 | [21 empty] | 0.00073 |  | 0.003413 | 0.23 | 0.75 |  |  | 0% | [45 empty] | 0
0 | 898 | Lighting Controls | [6 empty] | 0 | [35 empty] | 1 |  | 0 |  | 0 |  |  |  |  | 0 | [24 empty] | 0 | [21 empty] | 0.00073 |  | 0.003413 | 0.23 | 0.75 |  |  | 0% | [45 empty] | 0
0 | 899 | Lighting Controls | [6 empty] | 0 | [35 empty] | 1 |  | 0 |  | 0 |  |  |  |  | 0 | [24 empty] | 0 | [21 empty] | 0.00073 |  | 0.003413 | 0.23 | 0.75 |  |  | 0% | [45 empty] | 0
0 | 900 | Lighting Controls | [6 empty] | 0 | [35 empty] | 1 |  | 0 |  | 0 |  |  |  |  | 0 | [24 empty] | 0 | [21 empty] | 0.00073 |  | 0.003413 | 0.23 | 0.75 |  |  | 0% | [45 empty] | 0
0 | 901 | Lighting Controls | [6 empty] | 0 | [35 empty] | 1 |  | 0 |  | 0 |  |  |  |  | 0 | [24 empty] | 0 | [21 empty] | 0.00073 |  | 0.003413 | 0.23 | 0.75 |  |  | 0% | [45 empty] | 0
0 | 902 | Lighting Controls | [6 empty] | 0 | [35 empty] | 1 |  | 0 |  | 0 |  |  |  |  | 0 | [24 empty] | 0 | [21 empty] | 0.00073 |  | 0.003413 | 0.23 | 0.75 |  |  | 0% | [45 empty] | 0
0 | 903 | Lighting Controls | [6 empty] | 0 | [35 empty] | 1 |  | 0 |  | 0 |  |  |  |  | 0 | [24 empty] | 0 | [21 empty] | 0.00073 |  | 0.003413 | 0.23 | 0.75 |  |  | 0% | [45 empty] | 0
0 | 904 | Lighting Controls | [6 empty] | 0 | [35 empty] | 1 |  | 0 |  | 0 |  |  |  |  | 0 | [24 empty] | 0 | [21 empty] | 0.00073 |  | 0.003413 | 0.23 | 0.75 |  |  | 0% | [45 empty] | 0
0 | 905 | Lighting Controls | [6 empty] | 0 | [35 empty] | 1 |  | 0 |  | 0 |  |  |  |  | 0 | [24 empty] | 0 | [21 empty] | 0.00073 |  | 0.003413 | 0.23 | 0.75 |  |  | 0% | [45 empty] | 0
0 | 906 | Lighting Controls | [6 empty] | 0 | [35 empty] | 1 |  | 0 |  | 0 |  |  |  |  | 0 | [24 empty] | 0 | [21 empty] | 0.00073 |  | 0.003413 | 0.23 | 0.75 |  |  | 0% | [45 empty] | 0
0 | 907 | Lighting Controls | [6 empty] | 0 | [35 empty] | 1 |  | 0 |  | 0 |  |  |  |  | 0 | [24 empty] | 0 | [21 empty] | 0.00073 |  | 0.003413 | 0.23 | 0.75 |  |  | 0% | [45 empty] | 0
0 | 908 | Misc | Advanced Power Strip | [5 empty] | 0 | [6 empty] | 0 | 0 | [7 empty] | 0 | 0 | [18 empty] | 1 | [62 empty] | 0% | [14 empty] | 0 | [30 empty] | 0 | [5 empty] | 0 | 0
0 | 909 | Misc | Advanced Power Strip | [5 empty] | 0 | [6 empty] | 0 | 0 | [7 empty] | 0 | 0 | [18 empty] | 1 | [62 empty] | 0% | [14 empty] | 0 | [30 empty] | 0 | [5 empty] | 0 | 0
0 | 910 | Misc | Advanced Power Strip | [5 empty] | 0 | [6 empty] | 0 | 0 | [7 empty] | 0 | 0 | [18 empty] | 1 | [62 empty] | 0% | [14 empty] | 0 | [30 empty] | 0 | [5 empty] | 0 | 0
0 | 911 | Misc | Advanced Power Strip | [5 empty] | 0 | [6 empty] | 0 | 0 | [7 empty] | 0 | 0 | [18 empty] | 1 | [62 empty] | 0% | [14 empty] | 0 | [30 empty] | 0 | [5 empty] | 0 | 0
0 | 912 | Misc | Advanced Power Strip | [5 empty] | 0 | [6 empty] | 0 | 0 | [7 empty] | 0 | 0 | [18 empty] | 1 | [62 empty] | 0% | [14 empty] | 0 | [30 empty] | 0 | [5 empty] | 0 | 0
0 | 913 | Misc | Advanced Power Strip | [5 empty] | 0 | [6 empty] | 0 | 0 | [7 empty] | 0 | 0 | [18 empty] | 1 | [62 empty] | 0% | [14 empty] | 0 | [30 empty] | 0 | [5 empty] | 0 | 0
0 | 914 | Misc | Advanced Power Strip | [5 empty] | 0 | [6 empty] | 0 | 0 | [7 empty] | 0 | 0 | [18 empty] | 1 | [62 empty] | 0% | [14 empty] | 0 | [30 empty] | 0 | [5 empty] | 0 | 0
0 | 915 | Misc | Advanced Power Strip | [5 empty] | 0 | [6 empty] | 0 | 0 | [7 empty] | 0 | 0 | [18 empty] | 1 | [62 empty] | 0% | [14 empty] | 0 | [30 empty] | 0 | [5 empty] | 0 | 0
0 | 916 | Misc | Advanced Power Strip | [5 empty] | 0 | [6 empty] | 0 | 0 | [7 empty] | 0 | 0 | [18 empty] | 1 | [62 empty] | 0% | [14 empty] | 0 | [30 empty] | 0 | [5 empty] | 0 | 0
0 | 917 | Misc | Advanced Power Strip | [5 empty] | 0 | [6 empty] | 0 | 0 | [7 empty] | 0 | 0 | [18 empty] | 1 | [62 empty] | 0% | [14 empty] | 0 | [30 empty] | 0 | [5 empty] | 0 | 0
0 | 918 | Misc | Low Faucet Aerator | [5 empty] | 0 | [8 empty] | 0 | 0 | [5 empty] | 0 | 0 | [81 empty] | 0% | [14 empty] | 0 | [30 empty] | 0 | [5 empty] | 0 | [6 empty] | 0
0 | 919 | Misc | Low Faucet Aerator | [5 empty] | 0 | [8 empty] | 0 | 0 | [5 empty] | 0 | 0 | [81 empty] | 0% | [14 empty] | 0 | [30 empty] | 0 | [5 empty] | 0 | [6 empty] | 0
0 | 920 | Misc | Low Faucet Aerator | [5 empty] | 0 | [8 empty] | 0 | 0 | [5 empty] | 0 | 0 | [81 empty] | 0% | [14 empty] | 0 | [30 empty] | 0 | [5 empty] | 0 | [6 empty] | 0
0 | 921 | Misc | Low Faucet Aerator | [5 empty] | 0 | [8 empty] | 0 | 0 | [5 empty] | 0 | 0 | [81 empty] | 0% | [14 empty] | 0 | [30 empty] | 0 | [5 empty] | 0 | [6 empty] | 0
0 | 922 | Misc | Low Faucet Aerator | [5 empty] | 0 | [8 empty] | 0 | 0 | [5 empty] | 0 | 0 | [81 empty] | 0% | [14 empty] | 0 | [30 empty] | 0 | [5 empty] | 0 | [6 empty] | 0
0 | 923 | Misc | Low Faucet Aerator | [5 empty] | 0 | [8 empty] | 0 | 0 | [5 empty] | 0 | 0 | [81 empty] | 0% | [14 empty] | 0 | [30 empty] | 0 | [5 empty] | 0 | [6 empty] | 0
0 | 924 | Misc | Low Faucet Aerator | [5 empty] | 0 | [8 empty] | 0 | 0 | [5 empty] | 0 | 0 | [81 empty] | 0% | [14 empty] | 0 | [30 empty] | 0 | [5 empty] | 0 | [6 empty] | 0
0 | 925 | Misc | Low Faucet Aerator | [5 empty] | 0 | [8 empty] | 0 | 0 | [5 empty] | 0 | 0 | [81 empty] | 0% | [14 empty] | 0 | [30 empty] | 0 | [5 empty] | 0 | [6 empty] | 0
0 | 926 | Misc | Low Faucet Aerator | [5 empty] | 0 | [8 empty] | 0 | 0 | [5 empty] | 0 | 0 | [81 empty] | 0% | [14 empty] | 0 | [30 empty] | 0 | [5 empty] | 0 | [6 empty] | 0
0 | 927 | Misc | Low Faucet Aerator | [5 empty] | 0 | [8 empty] | 0 | 0 | [5 empty] | 0 | 0 | [81 empty] | 0% | [14 empty] | 0 | [30 empty] | 0 | [5 empty] | 0 | [6 empty] | 0
0 | 928 | Misc | Electric Water Heater Pipe Insulation | [5 empty] | 0 | [6 empty] | 0 | 0 | [8 empty] | 0 | [63 empty] | 0 | [17 empty] | 0% | [14 empty] | 0 |  | 0 | [28 empty] | 0 | [5 empty] | 0 | [7 empty] | 0 | 0
0 | 929 | Misc | Electric Water Heater Pipe Insulation | [5 empty] | 0 | [6 empty] | 0 | 0 | [8 empty] | 0 | [63 empty] | 0 | [17 empty] | 0% | [14 empty] | 0 |  | 0 | [28 empty] | 0 | [5 empty] | 0 | [7 empty] | 0 | 0
0 | 930 | Misc | Electric Water Heater Pipe Insulation | [5 empty] | 0 | [6 empty] | 0 | 0 | [8 empty] | 0 | [63 empty] | 0 | [17 empty] | 0% | [14 empty] | 0 |  | 0 | [28 empty] | 0 | [5 empty] | 0 | [7 empty] | 0 | 0
0 | 931 | Misc | Electric Water Heater Pipe Insulation | [5 empty] | 0 | [6 empty] | 0 | 0 | [8 empty] | 0 | [63 empty] | 0 | [17 empty] | 0% | [14 empty] | 0 |  | 0 | [28 empty] | 0 | [5 empty] | 0 | [7 empty] | 0 | 0
0 | 932 | Misc | Electric Water Heater Pipe Insulation | [5 empty] | 0 | [6 empty] | 0 | 0 | [8 empty] | 0 | [63 empty] | 0 | [17 empty] | 0% | [14 empty] | 0 |  | 0 | [28 empty] | 0 | [5 empty] | 0 | [7 empty] | 0 | 0
0 | 933 | Misc | Electric Water Heater Pipe Insulation | [5 empty] | 0 | [6 empty] | 0 | 0 | [8 empty] | 0 | [63 empty] | 0 | [17 empty] | 0% | [14 empty] | 0 |  | 0 | [28 empty] | 0 | [5 empty] | 0 | [7 empty] | 0 | 0
0 | 934 | Misc | Electric Water Heater Pipe Insulation | [5 empty] | 0 | [6 empty] | 0 | 0 | [8 empty] | 0 | [63 empty] | 0 | [17 empty] | 0% | [14 empty] | 0 |  | 0 | [28 empty] | 0 | [5 empty] | 0 | [7 empty] | 0 | 0
0 | 935 | Misc | Electric Water Heater Pipe Insulation | [5 empty] | 0 | [6 empty] | 0 | 0 | [8 empty] | 0 | [63 empty] | 0 | [17 empty] | 0% | [14 empty] | 0 |  | 0 | [28 empty] | 0 | [5 empty] | 0 | [7 empty] | 0 | 0
0 | 936 | Misc | Electric Water Heater Pipe Insulation | [5 empty] | 0 | [6 empty] | 0 | 0 | [8 empty] | 0 | [63 empty] | 0 | [17 empty] | 0% | [14 empty] | 0 |  | 0 | [28 empty] | 0 | [5 empty] | 0 | [7 empty] | 0 | 0
0 | 937 | Misc | Electric Water Heater Pipe Insulation | [5 empty] | 0 | [6 empty] | 0 | 0 | [8 empty] | 0 | [63 empty] | 0 | [17 empty] | 0% | [14 empty] | 0 |  | 0 | [28 empty] | 0 | [5 empty] | 0 | [7 empty] | 0 | 0
0 | 938 | Electrification | Air Source Heat Pump - Electrification | [5 empty] | 0 | [16 empty] | 0 | [28 empty] | 0 |  | 0 | 0 | [10 empty] | 0 | 0 | 0 | 0 | [6 empty] | Heat Pumps, Air Cooled |  | 1 | [26 empty] | 0% | [7 empty] | 0 | [5 empty] | 0 | 0 | [30 empty] | 0 |  |  |  |  | 0
0 | 939 | Electrification | Air Source Heat Pump - Electrification | [5 empty] | 0 | [16 empty] | 0 | [28 empty] | 0 |  | 0 | 0 | [10 empty] | 0 | 0 | 0 | 0 | [6 empty] | Heat Pumps, Air Cooled |  | 1 | [26 empty] | 0% | [7 empty] | 0 | [5 empty] | 0 | 0 | [30 empty] | 0 |  |  |  |  | 0
0 | 940 | Electrification | Air Source Heat Pump - Electrification | [5 empty] | 0 | [16 empty] | 0 | [28 empty] | 0 |  | 0 | 0 | [10 empty] | 0 | 0 | 0 | 0 | [6 empty] | Heat Pumps, Air Cooled |  | 1 | [26 empty] | 0% | [7 empty] | 0 | [5 empty] | 0 | 0 | [30 empty] | 0 |  |  |  |  | 0
0 | 941 | Electrification | Air Source Heat Pump - Electrification | [5 empty] | 0 | [16 empty] | 0 | [28 empty] | 0 |  | 0 | 0 | [10 empty] | 0 | 0 | 0 | 0 | [6 empty] | Heat Pumps, Air Cooled |  | 1 | [26 empty] | 0% | [7 empty] | 0 | [5 empty] | 0 | 0 | [30 empty] | 0 |  |  |  |  | 0
0 | 942 | Electrification | Air Source Heat Pump - Electrification | [5 empty] | 0 | [16 empty] | 0 | [28 empty] | 0 |  | 0 | 0 | [10 empty] | 0 | 0 | 0 | 0 | [6 empty] | Heat Pumps, Air Cooled |  | 1 | [26 empty] | 0% | [7 empty] | 0 | [5 empty] | 0 | 0 | [30 empty] | 0 |  |  |  |  | 0
0 | 943 | Electrification | Air Source Heat Pump - Electrification | [5 empty] | 0 | [16 empty] | 0 | [28 empty] | 0 |  | 0 | 0 | [10 empty] | 0 | 0 | 0 | 0 | [6 empty] | Heat Pumps, Air Cooled |  | 1 | [26 empty] | 0% | [7 empty] | 0 | [5 empty] | 0 | 0 | [30 empty] | 0 |  |  |  |  | 0
0 | 944 | Electrification | Air Source Heat Pump - Electrification | [5 empty] | 0 | [16 empty] | 0 | [28 empty] | 0 |  | 0 | 0 | [10 empty] | 0 | 0 | 0 | 0 | [6 empty] | Heat Pumps, Air Cooled |  | 1 | [26 empty] | 0% | [7 empty] | 0 | [5 empty] | 0 | 0 | [30 empty] | 0 |  |  |  |  | 0
0 | 945 | Electrification | Air Source Heat Pump - Electrification | [5 empty] | 0 | [16 empty] | 0 | [28 empty] | 0 |  | 0 | 0 | [10 empty] | 0 | 0 | 0 | 0 | [6 empty] | Heat Pumps, Air Cooled |  | 1 | [26 empty] | 0% | [7 empty] | 0 | [5 empty] | 0 | 0 | [30 empty] | 0 |  |  |  |  | 0
0 | 946 | Electrification | Air Source Heat Pump - Electrification | [5 empty] | 0 | [16 empty] | 0 | [28 empty] | 0 |  | 0 | 0 | [10 empty] | 0 | 0 | 0 | 0 | [6 empty] | Heat Pumps, Air Cooled |  | 1 | [26 empty] | 0% | [7 empty] | 0 | [5 empty] | 0 | 0 | [30 empty] | 0 |  |  |  |  | 0
0 | 947 | Electrification | Air Source Heat Pump - Electrification | [5 empty] | 0 | [16 empty] | 0 | [28 empty] | 0 |  | 0 | 0 | [10 empty] | 0 | 0 | 0 | 0 | [6 empty] | Heat Pumps, Air Cooled |  | 1 | [26 empty] | 0% | [7 empty] | 0 | [5 empty] | 0 | 0 | [30 empty] | 0 |  |  |  |  | 0
0 | 948 | Electrification | Ductless Mini Split - Electrification | [5 empty] | 0 | [16 empty] | 0 | [30 empty] | 0 | 0 |  |  | 14.3 | 10.5 | [6 empty] | 0 | 0 | 0 | 0 |  | 0 |  |  | 0 |  |  |  | 1 | [26 empty] | 0% | [7 empty] | 0 | [5 empty] | 0 | 0 | [30 empty] | 0 |  |  |  |  | 0
0 | 949 | Electrification | Ductless Mini Split - Electrification | [5 empty] | 0 | [16 empty] | 0 | [30 empty] | 0 | 0 |  |  | 14.3 | 10.5 | [6 empty] | 0 | 0 | 0 | 0 |  | 0 |  |  | 0 |  |  |  | 1 | [26 empty] | 0% | [7 empty] | 0 | [5 empty] | 0 | 0 | [30 empty] | 0 |  |  |  |  | 0
0 | 950 | Electrification | Ductless Mini Split - Electrification | [5 empty] | 0 | [16 empty] | 0 | [30 empty] | 0 | 0 |  |  | 14.3 | 10.5 | [6 empty] | 0 | 0 | 0 | 0 |  | 0 |  |  | 0 |  |  |  | 1 | [26 empty] | 0% | [7 empty] | 0 | [5 empty] | 0 | 0 | [30 empty] | 0 |  |  |  |  | 0
0 | 951 | Electrification | Ductless Mini Split - Electrification | [5 empty] | 0 | [16 empty] | 0 | [30 empty] | 0 | 0 |  |  | 14.3 | 10.5 | [6 empty] | 0 | 0 | 0 | 0 |  | 0 |  |  | 0 |  |  |  | 1 | [26 empty] | 0% | [7 empty] | 0 | [5 empty] | 0 | 0 | [30 empty] | 0 |  |  |  |  | 0
0 | 952 | Electrification | Ductless Mini Split - Electrification | [5 empty] | 0 | [16 empty] | 0 | [30 empty] | 0 | 0 |  |  | 14.3 | 10.5 | [6 empty] | 0 | 0 | 0 | 0 |  | 0 |  |  | 0 |  |  |  | 1 | [26 empty] | 0% | [7 empty] | 0 | [5 empty] | 0 | 0 | [30 empty] | 0 |  |  |  |  | 0
0 | 953 | Electrification | Ductless Mini Split - Electrification | [5 empty] | 0 | [16 empty] | 0 | [30 empty] | 0 | 0 |  |  | 14.3 | 10.5 | [6 empty] | 0 | 0 | 0 | 0 |  | 0 |  |  | 0 |  |  |  | 1 | [26 empty] | 0% | [7 empty] | 0 | [5 empty] | 0 | 0 | [30 empty] | 0 |  |  |  |  | 0
0 | 954 | Electrification | Ductless Mini Split - Electrification | [5 empty] | 0 | [16 empty] | 0 | [30 empty] | 0 | 0 |  |  | 14.3 | 10.5 | [6 empty] | 0 | 0 | 0 | 0 |  | 0 |  |  | 0 |  |  |  | 1 | [26 empty] | 0% | [7 empty] | 0 | [5 empty] | 0 | 0 | [30 empty] | 0 |  |  |  |  | 0
0 | 955 | Electrification | Ductless Mini Split - Electrification | [5 empty] | 0 | [16 empty] | 0 | [30 empty] | 0 | 0 |  |  | 14.3 | 10.5 | [6 empty] | 0 | 0 | 0 | 0 |  | 0 |  |  | 0 |  |  |  | 1 | [26 empty] | 0% | [7 empty] | 0 | [5 empty] | 0 | 0 | [30 empty] | 0 |  |  |  |  | 0
0 | 956 | Electrification | Ductless Mini Split - Electrification | [5 empty] | 0 | [16 empty] | 0 | [30 empty] | 0 | 0 |  |  | 14.3 | 10.5 | [6 empty] | 0 | 0 | 0 | 0 |  | 0 |  |  | 0 |  |  |  | 1 | [26 empty] | 0% | [7 empty] | 0 | [5 empty] | 0 | 0 | [30 empty] | 0 |  |  |  |  | 0
0 | 957 | Electrification | Ductless Mini Split - Electrification | [5 empty] | 0 | [16 empty] | 0 | [30 empty] | 0 | 0 |  |  | 14.3 | 10.5 | [6 empty] | 0 | 0 | 0 | 0 |  | 0 |  |  | 0 |  |  |  | 1 | [26 empty] | 0% | [7 empty] | 0 | [5 empty] | 0 | 0 | [30 empty] | 0 |  |  |  |  | 0
0 | 958 | Electrification | Heat Pump Water Heater - Electrification | [5 empty] | 0 | [16 empty] | 0 | [54 empty] | 1 | [15 empty] | 0 | [10 empty] | 0% | [14 empty] | 0 | [30 empty] | 0
0 | 959 | Electrification | Heat Pump Water Heater - Electrification | [5 empty] | 0 | [16 empty] | 0 | [54 empty] | 1 | [15 empty] | 0 | [10 empty] | 0% | [14 empty] | 0 | [30 empty] | 0
0 | 960 | Electrification | Heat Pump Water Heater - Electrification | [5 empty] | 0 | [16 empty] | 0 | [54 empty] | 1 | [15 empty] | 0 | [10 empty] | 0% | [14 empty] | 0 | [30 empty] | 0
0 | 961 | Electrification | Heat Pump Water Heater - Electrification | [5 empty] | 0 | [16 empty] | 0 | [54 empty] | 1 | [15 empty] | 0 | [10 empty] | 0% | [14 empty] | 0 | [30 empty] | 0
0 | 962 | Electrification | Heat Pump Water Heater - Electrification | [5 empty] | 0 | [16 empty] | 0 | [54 empty] | 1 | [15 empty] | 0 | [10 empty] | 0% | [14 empty] | 0 | [30 empty] | 0
0 | 963 | Electrification | Heat Pump Water Heater - Electrification | [5 empty] | 0 | [16 empty] | 0 | [54 empty] | 1 | [15 empty] | 0 | [10 empty] | 0% | [14 empty] | 0 | [30 empty] | 0
0 | 964 | Electrification | Heat Pump Water Heater - Electrification | [5 empty] | 0 | [16 empty] | 0 | [54 empty] | 1 | [15 empty] | 0 | [10 empty] | 0% | [14 empty] | 0 | [30 empty] | 0
0 | 965 | Electrification | Heat Pump Water Heater - Electrification | [5 empty] | 0 | [16 empty] | 0 | [54 empty] | 1 | [15 empty] | 0 | [10 empty] | 0% | [14 empty] | 0 | [30 empty] | 0
0 | 966 | Electrification | Heat Pump Water Heater - Electrification | [5 empty] | 0 | [16 empty] | 0 | [54 empty] | 1 | [15 empty] | 0 | [10 empty] | 0% | [14 empty] | 0 | [30 empty] | 0
0 | 967 | Electrification | Heat Pump Water Heater - Electrification | [5 empty] | 0 | [16 empty] | 0 | [54 empty] | 1 | [15 empty] | 0 | [10 empty] | 0% | [14 empty] | 0 | [30 empty] | 0
Note on W84: [Threaded comment] Your version of Excel allows you to read this threaded comment; however, any edits to it will get removed if the file is opened in a newer version of Excel. Learn more: https://go.microsoft.com/fwlink/?linkid=870924 Comment: Is this summer or winter? Using as ARC Cfsummer. ETDF summer for else Reply: DD says “Normalized Electric Demand Savings (kW/ton)”, and is marked for this measure and chiller tune-up Reply: Let’s just delete the data from this field for ARC. That makes sense for chiller tune up but not ARC Reply: Oh if it’s the NEDS value then that actually makes sense since it’s in kW/ton. I’ll change that
Note on AM84: [Threaded comment] Your version of Excel allows you to read this threaded comment; however, any edits to it will get removed if the file is opened in a newer version of Excel. Learn more: https://go.microsoft.com/fwlink/?linkid=870924 Comment: Is this just demand divided by quantity? And summer or winter? Reply: Notes don’t make any sense in DD. Says “kw_foot”. Go ahead and go with what you have, just put in an IFERROR so you don’t get division errors
Note on CO84: [Threaded comment] Your version of Excel allows you to read this threaded comment; however, any edits to it will get removed if the file is opened in a newer version of Excel. Learn more: https://go.microsoft.com/fwlink/?linkid=870924 Comment: Cooling or heating? Assuming cooling Reply: Yes, cooling capacity
Note on EV84: [Threaded comment] Your version of Excel allows you to read this threaded comment; however, any edits to it will get removed if the file is opened in a newer version of Excel. Learn more: https://go.microsoft.com/fwlink/?linkid=870924 Comment: What units? Assuming kBTU/h Reply: Correct so Btu/h / 1000 looks like you got it
Note on AS94: [Threaded comment] Your version of Excel allows you to read this threaded comment; however, any edits to it will get removed if the file is opened in a newer version of Excel. Learn more: https://go.microsoft.com/fwlink/?linkid=870924 Comment: ETDF? Reply: I have no clue why anything but lighting would be asking for a coincidence factor. I’m assuming we just had it mapped wrong previously. Go ahead and delete the data from this field
Note on BH94: [Threaded comment] Your version of Excel allows you to read this threaded comment; however, any edits to it will get removed if the file is opened in a newer version of Excel. Learn more: https://go.microsoft.com/fwlink/?linkid=870924 Comment: This is just kBTUreq. Assuming that’s correct Reply: Yes, only thing is this field doesn’t allow anything past 2 decimals (Row 2) so edit the decimals in the calc or round it here
Note on CO94: [Threaded comment] Your version of Excel allows you to read this threaded comment; however, any edits to it will get removed if the file is opened in a newer version of Excel. Learn more: https://go.microsoft.com/fwlink/?linkid=870924 Comment: Not sure what this is? Tank size? Reply: This doesn’t show up in the data dictionary for this measure, go ahead and delete
Note on EV94: [Threaded comment] Your version of Excel allows you to read this threaded comment; however, any edits to it will get removed if the file is opened in a newer version of Excel. Learn more: https://go.microsoft.com/fwlink/?linkid=870924 Comment: Tank size again? Reply: This isn’t mapped for this measure, go ahead and delete the data. Looks like it’s used for smart therm and ARC so maybe just an HVAC thing that got accidentally carried over
Note on BL114: [Threaded comment] Your version of Excel allows you to read this threaded comment; however, any edits to it will get removed if the file is opened in a newer version of Excel. Learn more: https://go.microsoft.com/fwlink/?linkid=870924 Comment: What’s this column for? Reply: Old willdan field that doesn’t make sense anymore, let’s just leave it blank
Note on DE114: [Threaded comment] Your version of Excel allows you to read this threaded comment; however, any edits to it will get removed if the file is opened in a newer version of Excel. Learn more: https://go.microsoft.com/fwlink/?linkid=870924 Comment: Not sure where this value comes from. Estimated completion date? Reply: That makes sense. Not sure where they were pulling it from before. I just dragged it down for every measure.
Note on AR124: [Threaded comment] Your version of Excel allows you to read this threaded comment; however, any edits to it will get removed if the file is opened in a newer version of Excel. Learn more: https://go.microsoft.com/fwlink/?linkid=870924 Comment: Are this and the next column the same? Reply: Coincident vs coincidence
Note on DP124: [Threaded comment] Your version of Excel allows you to read this threaded comment; however, any edits to it will get removed if the file is opened in a newer version of Excel. Learn more: https://go.microsoft.com/fwlink/?linkid=870924 Comment: Not collecting this data anymore since there’s no gas savings Reply: Ok deleting the data here and calling it a day
Note on DQ124: [Threaded comment] Your version of Excel allows you to read this threaded comment; however, any edits to it will get removed if the file is opened in a newer version of Excel. Learn more: https://go.microsoft.com/fwlink/?linkid=870924 Comment: Not collecting this data anymore since there’s no gas savings Reply: deleting
Note on CB154: [Threaded comment] Your version of Excel allows you to read this threaded comment; however, any edits to it will get removed if the file is opened in a newer version of Excel. Learn more: https://go.microsoft.com/fwlink/?linkid=870924 Comment: No longer collecting this data Reply: deleting
Note on DS174: [Threaded comment] Your version of Excel allows you to read this threaded comment; however, any edits to it will get removed if the file is opened in a newer version of Excel. Learn more: https://go.microsoft.com/fwlink/?linkid=870924 Comment: No longer collecting this data Reply: Deleting
Note on DU184: [Threaded comment] Your version of Excel allows you to read this threaded comment; however, any edits to it will get removed if the file is opened in a newer version of Excel. Learn more: https://go.microsoft.com/fwlink/?linkid=870924 Comment: No longer collecting this data Reply: Deleting
Note on DY184: [Threaded comment] Your version of Excel allows you to read this threaded comment; however, any edits to it will get removed if the file is opened in a newer version of Excel. Learn more: https://go.microsoft.com/fwlink/?linkid=870924 Comment: What is this? Reply: DD says “Replacement Control Type” but it’s a number. See if you can find anything that aligns with that, if not, just delete Reply: Sounds like the same thing as column DW but not sure how it would be a number. Either way we’re not collecting that data anymore so I’ll delete it
Note on EA184: [Threaded comment] Your version of Excel allows you to read this threaded comment; however, any edits to it will get removed if the file is opened in a newer version of Excel. Learn more: https://go.microsoft.com/fwlink/?linkid=870924 Comment: Motor application? Reply: DD says “Fan options” so I think you have the right field yes
Note on BU194: [Threaded comment] Your version of Excel allows you to read this threaded comment; however, any edits to it will get removed if the file is opened in a newer version of Excel. Learn more: https://go.microsoft.com/fwlink/?linkid=870924 Comment: Assuming this is efficient. Doesn’t make sense to take existing and then baseline Reply: Yes, this is efficient efficiency - good call
Note on DR194: [Threaded comment] Your version of Excel allows you to read this threaded comment; however, any edits to it will get removed if the file is opened in a newer version of Excel. Learn more: https://go.microsoft.com/fwlink/?linkid=870924 Comment: Heating fuel source or heat recovery? Reply: Really odd, but “1” for electric heat and “0” if not electric heat according to the DD

## DSMT Import tool (hidden)
Potomac Edison SBDI Import tool v1.0 |  |  |  | Hide | Hide | Hide | Hide | Hide | Hide
The process to batch import appliance measures in DSMT using the DSMT Upload MLIs tool is described below. Please reach out to Core Engineering if you have any issues or questions.
[5 empty] | Program | Environment | Eligible Measure | Record Type ID
|  |  |  | Advanced Rooftop Controls (ARC) | Small Business Solutions-Direct Install | PROD | a2a8Y000006w7h0QAA | 0128Y000001Z1O6QAK
Import Instructions |  |  |  | Anti-Condensation Door Heater Controls | Small Business Solutions-Direct Install | PROD | a2a8Y000006w7jBQAQ | 0128Y000001Z1O6QAK
Measure Line Item Object |  |  |  | Auto Closers on Walk-in Freezers/Coolers | Small Business Solutions-Direct Install | PROD | a2a8Y000006w7g7QAA | 0128Y000001Z1O6QAK
Fill out the additional information below and import measures by completing the following steps. |  |  |  | Bathroom Exhaust Fan | Small Business Solutions-Direct Install | PROD
|  |  |  | Bonus | Small Business Solutions-Direct Install | PROD | a2a8Y000006w7qlQAA | 0128c000001amh0AAA
| Enrollment Application record ID: |  |  | C&I Heat Pump Water Heater | Small Business Solutions-Direct Install | PROD | a2a8Y000006w7jfQAA | 0128Y000001Z1O6QAK
| Application Premise record ID: |  |  | Central AC and HP Tune-Up | Small Business Solutions-Direct Install | PROD | a2a8Y000006w8hVQAQ | 0128Y000001Z1O6QAK
| DSMT Program: | Energy Solutions for Business-Building Operations | (Customer Information) | Chiller Tune-Up | Small Business Solutions-Direct Install | PROD | a2a8Y000006w7hAQAQ | 0128Y000001Z1O6QAK
| DSMT Environment: | PROD |  | Combination Oven – Electric | Small Business Solutions-Direct Install | PROD | a2a8Y000006w7jkQAA | 0128Y000001Z1O6QAK
|  |  |  | Convection Ovens Convection Oven – Electric | Small Business Solutions-Direct Install | PROD | a2a8Y000006w7jpQAA | 0128Y000001Z1O6QAK
|  |  |  | Daylight Dimming Control | Small Business Solutions-Direct Install | PROD | a2a8Y000006w7i3QAA | 0128Y000001Z1O6QAK
|  |  |  | Delamping | Small Business Solutions-Direct Install | PROD | a2a8Y000006w7hyQAA | 0128Y000001Z1O6QAK
|  |  |  | Demand Control Commerical Kitchen Ventilation | Small Business Solutions-Direct Install | PROD | a2a8Y000006w7k9QAA | 0128Y000001Z1O6QAK
|  |  |  | Demand Control Ventilation | Small Business Solutions-Direct Install | PROD | a2a8Y000006w7k4QAA | 0128Y000001Z1O6QAK
|  |  |  | Dishwasher | Small Business Solutions-Direct Install | PROD | a2a8Y000006w7iIQAQ | 0128Y000001Z1O6QAK
|  |  |  | DIY LED Four-Foot Linear Replacement Lamps | Small Business Solutions-Direct Install | PROD | a2a8Y000006w7hKQAQ | 0128Y000001Z1O6QAK
|  |  |  | Dual Enthalpy Economizer | Small Business Solutions-Direct Install | PROD | a2a8Y000006w7hjQAA | 0128Y000001Z1O6QAK
|  |  |  | Duct Sealing | Small Business Solutions-Direct Install | PROD | a2a8Y000006w7j6QAA | 0128Y000001Z1O6QAK
|  |  |  | Ductless Mini-Split Heat Pump (DMSHP) | Small Business Solutions-Direct Install | PROD | a2a8Y000006w7gDQAQ | 0128Y000001Z1O6QAK
1. | The enrollment application record ID can be found by navigating to the Enrollment Application in DSMT in your web browser and copying the alphanumeric ID at the end of the web address (after .com/). See example image below where the enrollment application record ID is "a2mf40000009Cgn". |  |  | EC Motors Retrofits | Small Business Solutions-Direct Install | PROD | a2a8Y000006w7jQQAQ | 0128Y000001Z1O6QAK
|  |  |  | Electric Chiller | Small Business Solutions-Direct Install | PROD | a2a8Y000006w7hUQAQ | 0128Y000001Z1O6QAK
|  |  |  | ENERGY STAR Integrated Screw Based SSL (LED) Lamp | Small Business Solutions-Direct Install | PROD | a2a8Y000006w7gbQAA | 0128Y000001Z1O6QAK
|  |  |  | Evaporator Coil Defrost Controls | Small Business Solutions-Direct Install | PROD | a2a8Y000006w7iSQAQ | 0128Y000001Z1O6QAK
|  |  |  | Exit Signs | Small Business Solutions-Direct Install | PROD | a2a8Y000006w7gqQAA | 0128Y000001Z1O6QAK
|  |  |  | Exterior LED Flood and Spot Luminaires | Small Business Solutions-Direct Install | PROD | a2a8Y000006w7glQAA | 0128Y000001Z1O6QAK
|  |  |  | Floating Head Pressure Controls | Small Business Solutions-Direct Install | PROD | a2a8Y000006w7iXQAQ | 0128Y000001Z1O6QAK
|  |  |  | Fryers Fryer – Electric | Small Business Solutions-Direct Install | PROD | a2a8Y000006w7jzQAA | 0128Y000001Z1O6QAK
|  |  |  | GNI Adder | Small Business Solutions-Direct Install | PROD | a2a8Y000006w7g2QAA | 0128Y000001Z1O6QAK
|  |  |  | Griddles Griddle – Electric | Small Business Solutions-Direct Install | PROD | a2a8Y000006w7juQAA | 0128Y000001Z1O6QAK
|  |  |  | Guest Room Occupancy Sensor | Small Business Solutions-Direct Install | PROD | a2a8Y000006w7gvQAA | 0128Y000001Z1O6QAK
|  |  |  | Ice Machine - Ice-Making Head Unit | Small Business Solutions-Direct Install | PROD | a2a8Y000006w7kOQAQ | 0128Y000001Z1O6QAK
|  |  |  | Ice Machine - Self-Contained Unit | Small Business Solutions-Direct Install | PROD | a2a8Y000006w7grQAA | 0128Y000001Z1O6QAK
2 | The application premise record ID can be found by navigating to the Application Premise in DSMT in your web browser and copying the alphanumeric ID at the end of the web address (after .com/). See example image below where the application premise record ID is "a0sf4000000p87O". |  |  | Ice Maker - Batch Type & Continuous Type | Small Business Solutions-Direct Install | PROD | a2a8Y000006w7iNQAQ | 0128Y000001Z1O6QAK
|  |  |  | Insulate Bare Suction Pipes – Cooler | Small Business Solutions-Direct Install | PROD | a2a8Y000006w7irQAA | 0128Y000001Z1O6QAK
|  |  |  | LED 1x4, 2x2, and 2x4 Luminaires and Retrofit Kits | Small Business Solutions-Direct Install | PROD | a2a8Y000006w7gCQAQ | 0128Y000001Z1O6QAK
|  |  |  | LED Four-Foot Linear Replacement Lamps | Small Business Solutions-Direct Install | PROD | a2a8Y000006w7gNQAQ | 0128Y000001Z1O6QAK
|  |  |  | LED High-Bay Luminaires and Retrofit Kits | Small Business Solutions-Direct Install | PROD | a2a8Y000006w7gHQAQ | 0128Y000001Z1O6QAK
|  |  |  | LED High-Intensity Discharge Screw Base | Small Business Solutions-Direct Install | PROD | a2a8Y000006w7heQAA | 0128Y000001Z1O6QAK
|  |  |  | LED Outdoor Pole/Arm- or Wall-Mounted Area and Roadway | Small Business Solutions-Direct Install | PROD | a2a8Y000006w84JQAQ | 0128Y000001Z1O6QAK
|  |  |  | LED Parking Canopy Luminaires and Retrofit Kits | Small Business Solutions-Direct Install | PROD | a2a8Y000006w7gRQAQ | 0128Y000001Z1O6QAK
|  |  |  | LED Refrigeration Case Lighting | Small Business Solutions-Direct Install | PROD | a2a8Y000006w7jVQAQ | 0128Y000001Z1O6QAK
|  |  |  | Networked Lighting Control | Small Business Solutions-Direct Install | PROD | a2a8Y000006w7i8QAA | 0128Y000001Z1O6QAK
|  |  |  | Occupancy Sensors | Small Business Solutions-Direct Install | PROD | a2a8Y000006w7j1QAA | 0128Y000001Z1O6QAK
|  |  |  | Reach-In Refrigerator/Freezer | Small Business Solutions-Direct Install | PROD | a2aRl000001VzJZIA0 | 0128Y000001Z1O6QAK
|  |  |  | Reach-In Refrigerator/Freezer | Small Business Solutions-Direct Install | PROD | a2aRl000001VzJZIA0 | 0128Y000001Z1O6QAK
Launching the Import Wizard in Salesforce |  |  |  | Refrigerated Case Night Covers | Small Business Solutions-Direct Install | PROD | a2a8Y000006w7jaQAA | 0128Y000001Z1O6QAK
1. | Login to Salesforce in the environment you will be testing. |  |  | Refrigeration Door Gasket Replacement | Small Business Solutions-Direct Install | PROD | a2a8Y000006w7h5QAA | 0128Y000001Z1O6QAK
2. | Navigate to Upload MLIs by clicking on the "+" sign in the top right corner of the page. |  |  | Refrigeration Evaporator Fan Controls | Small Business Solutions-Direct Install | PROD | a2a8Y000006w7icQAA | 0128Y000001Z1O6QAK
3. | Click on the "Choose File" button and select the CSV file you created. |  |  | Smart Thermostat | Small Business Solutions-Direct Install | PROD | a2a8Y000006w7jGQAQ | 0128Y000001Z1O6QAK
4. | Select the "Upload File" button. |  |  | Speciality Doors with Low or No Anti-Sweat Heat for Reach-In | Small Business Solutions-Direct Install | PROD | a2a8Y000006w7imQAA | 0128Y000001Z1O6QAK
5. | An email will be sent to your account once all MLIs are imported. Depending on how large the CSV file is, this may take anywhere between 1-3 hours. |  |  | SSL (LED) Recessed Downlight - W Replaceable Components | Small Business Solutions-Direct Install | PROD | a2a8Y000006w7iwQAA | 0128Y000001Z1O6QAK
|  |  |  | SSL (LED) Recessed Downlight - with inseparable parts | Small Business Solutions-Direct Install | PROD | a2a8Y000006w7ggQAA | 0128Y000001Z1O6QAK
|  |  |  | Steam Cookers Steam Cooker – Electric | Small Business Solutions-Direct Install | PROD | a2a8Y000006w7kEQAQ | 0128Y000001Z1O6QAK
Note: You can import multiple CSV files at once. One email will be sent out for each file. |  |  |  | Strip Curtains | Small Business Solutions-Direct Install | PROD | a2a8Y000006w7gSQAQ | 0128Y000001Z1O6QAK
|  |  |  | Switch Reluctance Motor | Small Business Solutions-Direct Install | PROD | a2a8Y000006w7hFQAQ | 0128Y000001Z1O6QAK
|  |  |  | Unitary HVAC Systems | Small Business Solutions-Direct Install | PROD | a2a8Y000006w7hoQAA | 0128Y000001Z1O6QAK
|  |  |  | Variable Frequency Drive (VFD) for HVAC | Small Business Solutions-Direct Install | PROD | a2a8Y000006w7htQAA | 0128Y000001Z1O6QAK
|  |  |  | Variable Refrigerant Flow (VRF) Heat Pump System | Small Business Solutions-Direct Install | PROD | a2a8Y000006w7ihQAA | 0128Y000001Z1O6QAK
|  |  |  | Variable Speed Refrigeration Compressor | Small Business Solutions-Direct Install | PROD | a2a8Y000006w7iDQAQ | 0128Y000001Z1O6QAK
|  |  |  | Vending Machine Control | Small Business Solutions-Direct Install | PROD | a2a8Y000006w7hZQAQ | 0128Y000001Z1O6QAK
|  |  |  | VFD on Compressed Air | Small Business Solutions-Direct Install | PROD | a2a8Y000006w7kJQAQ | 0128Y000001Z1O6QAK
|  |  |  | Advanced Rooftop Controls (ARC) | Small Business Solutions-Direct Install | UAT | a2aD5000000s0CIIAY | 012D5000000BRfEIAW
|  |  |  | Anti-Condensation Door Heater Controls | Small Business Solutions-Direct Install | UAT | a2aD5000000s0BgIAI | 012D5000000BRfEIAW
|  |  |  | Auto Closers on Walk-in Freezers/Coolers | Small Business Solutions-Direct Install | UAT | a2aD50000029KVnIAM | 012D5000000BRfEIAW
|  |  |  | Bathroom Exhaust Fan | Small Business Solutions-Direct Install | UAT
|  |  |  | Bonus | Small Business Solutions-Direct Install | UAT | a2aD50000029KYrIAM | 0120n0000001oCaAAI
|  |  |  | C&I Heat Pump Water Heater | Small Business Solutions-Direct Install | UAT | a2aD5000000s0BxIAI | 012D5000000BRfEIAW
|  |  |  | Central AC and HP Tune-Up | Small Business Solutions-Direct Install | UAT | a2aD5000000fBUrIAM | 012D5000000BRfEIAW
|  |  |  | Chiller Tune-Up | Small Business Solutions-Direct Install | UAT | a2aD5000000s0CKIAY | 012D5000000BRfEIAW
|  |  |  | Combination Oven – Electric | Small Business Solutions-Direct Install | UAT | a2aD5000000s0ByIAI | 012D5000000BRfEIAW
|  |  |  | Convection Ovens Convection Oven – Electric | Small Business Solutions-Direct Install | UAT | a2aD5000000s0BzIAI | 012D5000000BRfEIAW
|  |  |  | Daylight Dimming Control | Small Business Solutions-Direct Install | UAT | a2aD5000000s0BvIAI | 012D5000000BRfEIAW
|  |  |  | Delamping | Small Business Solutions-Direct Install | UAT | a2aD5000000s0BuIAI | 012D5000000BRfEIAW
|  |  |  | Demand Control Commerical Kitchen Ventilation | Small Business Solutions-Direct Install | UAT | a2aD5000000s0C3IAI | 012D5000000BRfEIAW
|  |  |  | Demand Control Ventilation | Small Business Solutions-Direct Install | UAT | a2aD5000000s0C2IAI | 012D5000000BRfEIAW
|  |  |  | Dishwasher | Small Business Solutions-Direct Install | UAT | a2aD5000000s0C9IAI | 012D5000000BRfEIAW
|  |  |  | DIY LED Four-Foot Linear Replacement Lamps | Small Business Solutions-Direct Install | UAT | a2aD5000000s0CNIAY | 012D5000000BRfEIAW
|  |  |  | Dual Enthalpy Economizer | Small Business Solutions-Direct Install | UAT | a2aD5000000s0BqIAI | 012D5000000BRfEIAW
|  |  |  | Duct Sealing | Small Business Solutions-Direct Install | UAT | a2aD5000000s0BfIAI | 012D5000000BRfEIAW
|  |  |  | Ductless Mini-Split Heat Pump (DMSHP) | Small Business Solutions-Direct Install | UAT | a2aD5000000s0BrIAI | 012D5000000BRfEIAW
|  |  |  | EC Motors Retrofits | Small Business Solutions-Direct Install | UAT | a2aD5000000s0BkIAI | 012D5000000BRfEIAW
|  |  |  | Electric Chiller | Small Business Solutions-Direct Install | UAT | a2aD5000000s0CPIAY | 012D5000000BRfEIAW
|  |  |  | ENERGY STAR Integrated Screw Based SSL (LED) Lamp | Small Business Solutions-Direct Install | UAT | a2aD5000000fBG1IAM | 012D5000000BRfEIAW
|  |  |  | Evaporator Coil Defrost Controls | Small Business Solutions-Direct Install | UAT | a2aD5000000s0CBIAY | 012D5000000BRfEIAW
|  |  |  | Exit Signs | Small Business Solutions-Direct Install | UAT | a2aD5000000s0BbIAI | 012D5000000BRfEIAW
|  |  |  | Exterior LED Flood and Spot Luminaires | Small Business Solutions-Direct Install | UAT | a2aD5000000s0BaIAI | 012D5000000BRfEIAW
|  |  |  | Floating Head Pressure Controls | Small Business Solutions-Direct Install | UAT | a2aD5000000s0CCIAY | 012D5000000BRfEIAW
|  |  |  | Fryers Fryer – Electric | Small Business Solutions-Direct Install | UAT | a2aD5000000s0C1IAI | 012D5000000BRfEIAW
|  |  |  | GNI Adder | Small Business Solutions-Direct Install | UAT | a2aD5000000s0FsIAI | 012D5000000BRrUIAW
|  |  |  | Griddles Griddle – Electric | Small Business Solutions-Direct Install | UAT | a2aD5000000s0C0IAI | 012D5000000BRfEIAW
|  |  |  | Guest Room Occupancy Sensor | Small Business Solutions-Direct Install | UAT | a2aD5000000s0CHIAY | 012D5000000BRfEIAW
|  |  |  | Ice Machine - Ice-Making Head Unit | Small Business Solutions-Direct Install | UAT | a2aD5000000s0C6IAI | 012D5000000BRfEIAW
|  |  |  | Ice Machine - Self-Contained Unit | Small Business Solutions-Direct Install | UAT | a2aD5000000s0C7IAI | 012D5000000BRfEIAW
|  |  |  | Ice Maker - Batch Type & Continuous Type | Small Business Solutions-Direct Install | UAT | a2aD5000000s0CAIAY | 012D5000000BRfEIAW
|  |  |  | Insulate Bare Suction Pipes – Cooler | Small Business Solutions-Direct Install | UAT | a2aD5000000s0CGIAY | 012D5000000BRfEIAW
|  |  |  | LED 1x4, 2x2, and 2x4 Luminaires and Retrofit Kits | Small Business Solutions-Direct Install | UAT | a2aD5000000s0BTIAY | 012D5000000BRfEIAW
|  |  |  | LED Four-Foot Linear Replacement Lamps | Small Business Solutions-Direct Install | UAT | a2aD5000000s0BcIAI | 012D5000000BRfEIAW
|  |  |  | LED High-Bay Luminaires and Retrofit Kits | Small Business Solutions-Direct Install | UAT | a2aD5000000s0BUIAY | 012D5000000BRfEIAW
|  |  |  | LED High-Intensity Discharge Screw Base | Small Business Solutions-Direct Install | UAT | a2aD5000000s0BpIAI | 012D5000000BRfEIAW
|  |  |  | LED Outdoor Pole/Arm- or Wall-Mounted Area and Roadway | Small Business Solutions-Direct Install | UAT | a2aD5000000s0BXIAY | 012D5000000BRfEIAW
|  |  |  | LED Parking Canopy Luminaires and Retrofit Kits | Small Business Solutions-Direct Install | UAT | a2aD5000000s0BWIAY | 012D5000000BRfEIAW
|  |  |  | LED Refrigeration Case Lighting | Small Business Solutions-Direct Install | UAT | a2aD5000000s0BlIAI | 012D5000000BRfEIAW
|  |  |  | Networked Lighting Control | Small Business Solutions-Direct Install | UAT | a2aD5000000s0BwIAI | 012D5000000BRfEIAW
|  |  |  | Occupancy Sensors | Small Business Solutions-Direct Install | UAT | a2aD5000000s0BeIAI | 012D5000000BRfEIAW
|  |  |  | Reach-In Refrigerator/Freezer | Small Business Solutions-Direct Install | UAT | a2aVC000000aZGzYAM | 012D5000000BRfEIAW
|  |  |  | Reach-In Refrigerator/Freezer | Small Business Solutions-Direct Install | UAT | a2aVC000000aZGzYAM | 012D5000000BRfEIAW
|  |  |  | Refrigerated Case Night Covers | Small Business Solutions-Direct Install | UAT | a2aD5000000s0BmIAI | 012D5000000BRfEIAW
|  |  |  | Refrigeration Door Gasket Replacement | Small Business Solutions-Direct Install | UAT | a2aD5000000s0CJIAY | 012D5000000BRfEIAW
|  |  |  | Refrigeration Evaporator Fan Controls | Small Business Solutions-Direct Install | UAT | a2aD5000000s0CDIAY | 012D5000000BRfEIAW
|  |  |  | Smart Thermostat | Small Business Solutions-Direct Install | UAT | a2aD5000000s0BiIAI | 012D5000000BRfEIAW
|  |  |  | Speciality Doors with Low or No Anti-Sweat Heat for Reach-In | Small Business Solutions-Direct Install | UAT | a2aD5000000s0CFIAY | 012D5000000BRfEIAW
|  |  |  | SSL (LED) Recessed Downlight - W Replaceable Components | Small Business Solutions-Direct Install | UAT | a2aD5000000s0BdIAI | 012D5000000BRfEIAW
|  |  |  | SSL (LED) Recessed Downlight - with inseparable parts | Small Business Solutions-Direct Install | UAT | a2aD5000000s0BZIAY | 012D5000000BRfEIAW
|  |  |  | Steam Cookers Steam Cooker – Electric | Small Business Solutions-Direct Install | UAT | a2aD5000000s0C4IAI | 012D5000000BRfEIAW
|  |  |  | Strip Curtains | Small Business Solutions-Direct Install | UAT | a2aD5000000s0BoIAI | 012D5000000BRfEIAW
|  |  |  | Switch Reluctance Motor | Small Business Solutions-Direct Install | UAT | a2aD5000000s0CLIAY | 012D5000000BRfEIAW
|  |  |  | Unitary HVAC Systems | Small Business Solutions-Direct Install | UAT | a2aD5000000s0BsIAI | 012D5000000BRfEIAW
|  |  |  | Variable Frequency Drive (VFD) for HVAC | Small Business Solutions-Direct Install | UAT | a2aD5000000s0BtIAI | 012D5000000BRfEIAW
|  |  |  | Variable Refrigerant Flow (VRF) Heat Pump System | Small Business Solutions-Direct Install | UAT | a2aD5000000s0CEIAY | 012D5000000BRfEIAW
|  |  |  | Variable Speed Refrigeration Compressor | Small Business Solutions-Direct Install | UAT | a2aD5000000s0C8IAI | 012D5000000BRfEIAW
|  |  |  | Vending Machine Control | Small Business Solutions-Direct Install | UAT | a2aD5000000s0BnIAI | 012D5000000BRfEIAW
|  |  |  | VFD on Compressed Air | Small Business Solutions-Direct Install | UAT | a2aD5000000s0C5IAI | 012D5000000BRfEIAW
|  |  |  | Advanced Rooftop Controls (ARC) | Energy Solutions for Business-Building Operations | PROD | a2a8Y000006w7mA | 0128Y000001Z1O3QAK
|  |  |  | Anti-Condensation Door Heater Controls | Energy Solutions for Business-Building Operations | PROD | a2a8Y000006w7my | 0128Y000001Z1O3QAK
|  |  |  | Auto Closers on Walk-in Freezers/Coolers | Energy Solutions for Business-Building Operations | PROD | a2a8Y000006w7mU | 0128Y000001Z1O3QAK
|  |  |  | Bathroom Exhaust Fan | Energy Solutions for Business-Building Operations | PROD
|  |  |  | Bonus | Energy Solutions for Business-Building Operations | PROD | a2a8Y000006w7oV | 0128c000001amh0AAA
|  |  |  | C&I Heat Pump Water Heater | Energy Solutions for Business-Building Operations | PROD | a2a8Y000006w7lW | 0128Y000001Z1O3QAK
|  |  |  | Central AC and HP Tune-Up | Energy Solutions for Business-Building Operations | PROD | a2a8Y000006w8ha | 0128Y000001Z1O3QAK
|  |  |  | Chiller Tune-Up | Energy Solutions for Business-Building Operations | PROD | a2a8Y000006w7mK | 0128Y000001Z1O3QAK
|  |  |  | Combination Oven – Electric | Energy Solutions for Business-Building Operations | PROD | a2a8Y000006w7lb | 0128Y000001Z1O3QAK
|  |  |  | Convection Ovens Convection Oven – Electric | Energy Solutions for Business-Building Operations | PROD | a2a8Y000006w7lg | 0128Y000001Z1O3QAK
|  |  |  | Daylight Dimming Control | Energy Solutions for Business-Building Operations | PROD | a2a8Y000006w7lM | 0128Y000001Z1O3QAK
|  |  |  | Delamping | Energy Solutions for Business-Building Operations | PROD | a2a8Y000006w7lH | 0128Y000001Z1O3QAK
|  |  |  | Demand Control Commerical Kitchen Ventilation | Energy Solutions for Business-Building Operations | PROD | a2a8Y000006w7l8 | 0128Y000001Z1O3QAK
|  |  |  | Demand Control Ventilation | Energy Solutions for Business-Building Operations | PROD | a2a8Y000006w7lv | 0128Y000001Z1O3QAK
|  |  |  | Dishwasher | Energy Solutions for Business-Building Operations | PROD | a2a8Y000006w7gw | 0128Y000001Z1O3QAK
|  |  |  | DIY LED Four-Foot Linear Replacement Lamps | Energy Solutions for Business-Building Operations | PROD | N/A | N/A
|  |  |  | Dual Enthalpy Economizer | Energy Solutions for Business-Building Operations | PROD | a2a8Y000006w7kx | 0128Y000001Z1O3QAK
|  |  |  | Duct Sealing | Energy Solutions for Business-Building Operations | PROD | a2a8Y000006w7mt | 0128Y000001Z1O3QAK
|  |  |  | Ductless Mini-Split Heat Pump (DMSHP) | Energy Solutions for Business-Building Operations | PROD | a2a8Y000006w7l2 | 0128Y000001Z1O3QAK
|  |  |  | EC Motors Retrofits | Energy Solutions for Business-Building Operations | PROD | a2a8Y000006w7nI | 0128Y000001Z1O3QAK
|  |  |  | Electric Chiller | Energy Solutions for Business-Building Operations | PROD | a2a8Y000006w7l3 | 0128Y000001Z1O3QAK
|  |  |  | ENERGY STAR Integrated Screw Based SSL (LED) Lamp | Energy Solutions for Business-Building Operations | PROD | a2a8Y000006w7lI | 0128Y000001Z1O3QAK
|  |  |  | Evaporator Coil Defrost Controls | Energy Solutions for Business-Building Operations | PROD | a2a8Y000006w7o6 | 0128Y000001Z1O3QAK
|  |  |  | Exit Signs | Energy Solutions for Business-Building Operations | PROD | a2a8Y000006w7kP | 0128Y000001Z1O3QAK
|  |  |  | Exterior LED Flood and Spot Luminaires | Energy Solutions for Business-Building Operations | PROD | a2a8Y000006w7nc | 0128Y000001Z1O3QAK
|  |  |  | Floating Head Pressure Controls | Energy Solutions for Business-Building Operations | PROD | a2a8Y000006w7oB | 0128Y000001Z1O3QAK
|  |  |  | Fryers Fryer – Electric | Energy Solutions for Business-Building Operations | PROD | a2a8Y000006w7lq | 0128Y000001Z1O3QAK
|  |  |  | GNI Adder | Energy Solutions for Business-Building Operations | PROD | a2a8Y000006w7kd | 0128Y000001Z1PpQAK
|  |  |  | Griddles Griddle – Electric | Energy Solutions for Business-Building Operations | PROD | a2a8Y000006w7ll | 0128Y000001Z1O3QAK
|  |  |  | Guest Room Occupancy Sensor | Energy Solutions for Business-Building Operations | PROD | a2a8Y000006w7gI | 0128Y000001Z1O3QAK
|  |  |  | Ice Machine - Ice-Making Head Unit | Energy Solutions for Business-Building Operations | PROD | a2a8Y000006w7ky | 0128Y000001Z1O3QAK
|  |  |  | Ice Machine - Self-Contained Unit | Energy Solutions for Business-Building Operations | PROD | a2a8Y000006w7hu | 0128Y000001Z1O3QAK
|  |  |  | Ice Maker - Batch Type & Continuous Type | Energy Solutions for Business-Building Operations | PROD | a2a8Y000006w7o1 | 0128Y000001Z1O3QAK
|  |  |  | Insulate Bare Suction Pipes – Cooler | Energy Solutions for Business-Building Operations | PROD | a2a8Y000006w7oQ | 0128Y000001Z1O3QAK
|  |  |  | LED 1x4, 2x2, and 2x4 Luminaires and Retrofit Kits | Energy Solutions for Business-Building Operations | PROD | a2a8Y000006w7kF | 0128Y000001Z1O3QAK
|  |  |  | LED Four-Foot Linear Replacement Lamps | Energy Solutions for Business-Building Operations | PROD | a2a8Y000006w7nr | 0128Y000001Z1O3QAK
|  |  |  | LED High-Bay Luminaires and Retrofit Kits | Energy Solutions for Business-Building Operations | PROD | a2a8Y000006w7kZ | 0128Y000001Z1O3QAK
|  |  |  | LED High-Intensity Discharge Screw Base | Energy Solutions for Business-Building Operations | PROD | a2a8Y000006w7ks | 0128Y000001Z1O3QAK
|  |  |  | LED Outdoor Pole/Arm- or Wall-Mounted Area and Roadway | Energy Solutions for Business-Building Operations | PROD | a2a8Y000006w7iO | 0128Y000001Z1O3QAK
|  |  |  | LED Parking Canopy Luminaires and Retrofit Kits | Energy Solutions for Business-Building Operations | PROD | a2a8Y000006w7nS | 0128Y000001Z1O3QAK
|  |  |  | LED Refrigeration Case Lighting | Energy Solutions for Business-Building Operations | PROD | a2a8Y000006w7nh | 0128Y000001Z1O3QAK
|  |  |  | Networked Lighting Control | Energy Solutions for Business-Building Operations | PROD | a2a8Y000006w7lR | 0128Y000001Z1O3QAK
|  |  |  | Occupancy Sensors | Energy Solutions for Business-Building Operations | PROD | a2a8Y000006w7mo | 0128Y000001Z1O3QAK
|  |  |  | Reach-In Refrigerator/Freezer | Energy Solutions for Business-Building Operations | PROD | a2aRl000001VzOP | 0128Y000001Z1O3QAK
|  |  |  | Reach-In Refrigerator/Freezer | Energy Solutions for Business-Building Operations | PROD | a2aRl000001VzOP | 0128Y000001Z1O3QAK
|  |  |  | Refrigerated Case Night Covers | Energy Solutions for Business-Building Operations | PROD | a2a8Y000006w7nm | 0128Y000001Z1O3QAK
|  |  |  | Refrigeration Door Gasket Replacement | Energy Solutions for Business-Building Operations | PROD | a2a8Y000006w7mF | 0128Y000001Z1O3QAK
|  |  |  | Refrigeration Evaporator Fan Controls | Energy Solutions for Business-Building Operations | PROD | a2a8Y000006w7id | 0128Y000001Z1O3QAK
|  |  |  | Smart Thermostat | Energy Solutions for Business-Building Operations | PROD | a2a8Y000006w7n8 | 0128Y000001Z1O3QAK
|  |  |  | Speciality Doors with Low or No Anti-Sweat Heat for Reach-In | Energy Solutions for Business-Building Operations | PROD | a2a8Y000006w7oL | 0128Y000001Z1O3QAK
|  |  |  | SSL (LED) Recessed Downlight - W Replaceable Components | Energy Solutions for Business-Building Operations | PROD | a2a8Y000006w7mj | 0128Y000001Z1O3QAK
|  |  |  | SSL (LED) Recessed Downlight - with inseparable parts | Energy Solutions for Business-Building Operations | PROD | a2a8Y000006w7nX | 0128Y000001Z1O3QAK
|  |  |  | Steam Cookers Steam Cooker – Electric | Energy Solutions for Business-Building Operations | PROD | a2a8Y000006w7m0 | 0128Y000001Z1O3QAK
|  |  |  | Strip Curtains | Energy Solutions for Business-Building Operations | PROD | a2a8Y000006w7kn | 0128Y000001Z1O3QAK
|  |  |  | Switch Reluctance Motor | Energy Solutions for Business-Building Operations | PROD | a2a8Y000006w7mP | 0128Y000001Z1O3QAK
|  |  |  | Unitary HVAC Systems | Energy Solutions for Business-Building Operations | PROD | a2a8Y000006w7l7 | 0128Y000001Z1O3QAK
|  |  |  | Variable Frequency Drive (VFD) for HVAC | Energy Solutions for Business-Building Operations | PROD | a2a8Y000006w7lC | 0128Y000001Z1O3QAK
|  |  |  | Variable Refrigerant Flow (VRF) Heat Pump System | Energy Solutions for Business-Building Operations | PROD | a2a8Y000006w7oG | 0128Y000001Z1O3QAK
|  |  |  | Variable Speed Refrigeration Compressor | Energy Solutions for Business-Building Operations | PROD | a2a8Y000006w7nw | 0128Y000001Z1O3QAK
|  |  |  | Vending Machine Control | Energy Solutions for Business-Building Operations | PROD | a2a8Y000006w7ki | 0128Y000001Z1O3QAK
|  |  |  | VFD on Compressed Air | Energy Solutions for Business-Building Operations | PROD | a2a8Y000006w7m5 | 0128Y000001Z1O3QAK
|  |  |  | Advanced Rooftop Controls (ARC) | Energy Solutions for Business-Building Operations | UAT | a2aD5000000s0DyIAI | 012D5000000BRjkIAG
|  |  |  | Anti-Condensation Door Heater Controls | Energy Solutions for Business-Building Operations | UAT | a2aD5000000s0DMIAY | 012D5000000BRjkIAG
|  |  |  | Auto Closers on Walk-in Freezers/Coolers | Energy Solutions for Business-Building Operations | UAT | a2aD5000000s0E2IAI | 012D5000000BRjkIAG
|  |  |  | Bathroom Exhaust Fan | Energy Solutions for Business-Building Operations | UAT
|  |  |  | Bonus | Energy Solutions for Business-Building Operations | UAT | a2aD50000029K9PIAU | 0120n0000001oCaAAI
|  |  |  | C&I Heat Pump Water Heater | Energy Solutions for Business-Building Operations | UAT | a2aD5000000s0DdIAI | 012D5000000BRjkIAG
|  |  |  | Central AC and HP Tune-Up | Energy Solutions for Business-Building Operations | UAT | a2aD5000000fBUwIAM | 012D5000000BRjkIAG
|  |  |  | Chiller Tune-Up | Energy Solutions for Business-Building Operations | UAT | a2aD5000000s0E0IAI | 012D5000000BRjkIAG
|  |  |  | Combination Oven – Electric | Energy Solutions for Business-Building Operations | UAT | a2aD5000000s0DeIAI | 012D5000000BRjkIAG
|  |  |  | Convection Ovens Convection Oven – Electric | Energy Solutions for Business-Building Operations | UAT | a2aD5000000s0DfIAI | 012D5000000BRjkIAG
|  |  |  | Daylight Dimming Control | Energy Solutions for Business-Building Operations | UAT | a2aD5000000s0DbIAI | 012D5000000BRjkIAG
|  |  |  | Delamping | Energy Solutions for Business-Building Operations | UAT | a2aD5000000s0DaIAI | 012D5000000BRjkIAG
|  |  |  | Demand Control Commerical Kitchen Ventilation | Energy Solutions for Business-Building Operations | UAT | a2aD5000000s0DjIAI | 012D5000000BRjkIAG
|  |  |  | Demand Control Ventilation | Energy Solutions for Business-Building Operations | UAT | a2aD5000000s0DiIAI | 012D5000000BRjkIAG
|  |  |  | Dishwasher | Energy Solutions for Business-Building Operations | UAT | a2aD5000000s0DpIAI | 012D5000000BRjkIAG
|  |  |  | DIY LED Four-Foot Linear Replacement Lamps | Energy Solutions for Business-Building Operations | UAT | N/A | N/A
|  |  |  | Dual Enthalpy Economizer | Energy Solutions for Business-Building Operations | UAT | a2aD5000000s0DWIAY | 012D5000000BRjkIAG
|  |  |  | Duct Sealing | Energy Solutions for Business-Building Operations | UAT | a2aD5000000s0DLIAY | 012D5000000BRjkIAG
|  |  |  | Ductless Mini-Split Heat Pump (DMSHP) | Energy Solutions for Business-Building Operations | UAT | a2aD5000000s0DXIAY | 012D5000000BRjkIAG
|  |  |  | EC Motors Retrofits | Energy Solutions for Business-Building Operations | UAT | a2aD5000000s0DQIAY | 012D5000000BRjkIAG
|  |  |  | Electric Chiller | Energy Solutions for Business-Building Operations | UAT | a2aD5000000s0E5IAI | 012D5000000BRjkIAG
|  |  |  | ENERGY STAR Integrated Screw Based SSL (LED) Lamp | Energy Solutions for Business-Building Operations | UAT | a2aD5000000fBGBIA2 | 012D5000000BRjkIAG
|  |  |  | Evaporator Coil Defrost Controls | Energy Solutions for Business-Building Operations | UAT | a2aD5000000s0DrIAI | 012D5000000BRjkIAG
|  |  |  | Exit Signs | Energy Solutions for Business-Building Operations | UAT | a2aD5000000s0DHIAY | 012D5000000BRjkIAG
|  |  |  | Exterior LED Flood and Spot Luminaires | Energy Solutions for Business-Building Operations | UAT | a2aD5000000s0DGIAY | 012D5000000BRjkIAG
|  |  |  | Floating Head Pressure Controls | Energy Solutions for Business-Building Operations | UAT | a2aD5000000s0DsIAI | 012D5000000BRjkIAG
|  |  |  | Fryers Fryer – Electric | Energy Solutions for Business-Building Operations | UAT | a2aD5000000s0DhIAI | 012D5000000BRjkIAG
|  |  |  | GNI Adder | Energy Solutions for Business-Building Operations | UAT | a2aD5000000s0FiIAI | 012D5000000BRrKIAW
|  |  |  | Griddles Griddle – Electric | Energy Solutions for Business-Building Operations | UAT | a2aD5000000s0DgIAI | 012D5000000BRjkIAG
|  |  |  | Guest Room Occupancy Sensor | Energy Solutions for Business-Building Operations | UAT | a2aD5000000s0DxIAI | 012D5000000BRjkIAG
|  |  |  | Ice Machine - Ice-Making Head Unit | Energy Solutions for Business-Building Operations | UAT | a2aD5000000s0DmIAI | 012D5000000BRjkIAG
|  |  |  | Ice Machine - Self-Contained Unit | Energy Solutions for Business-Building Operations | UAT | a2aD5000000s0DnIAI | 012D5000000BRjkIAG
|  |  |  | Ice Maker - Batch Type & Continuous Type | Energy Solutions for Business-Building Operations | UAT | a2aD5000000s0DqIAI | 012D5000000BRjkIAG
|  |  |  | Insulate Bare Suction Pipes – Cooler | Energy Solutions for Business-Building Operations | UAT | a2aD5000000s0DwIAI | 012D5000000BRjkIAG
|  |  |  | LED 1x4, 2x2, and 2x4 Luminaires and Retrofit Kits | Energy Solutions for Business-Building Operations | UAT | a2aD5000000s0D9IAI | 012D5000000BRjkIAG
|  |  |  | LED Four-Foot Linear Replacement Lamps | Energy Solutions for Business-Building Operations | UAT | a2aD5000000s0DIIAY | 012D5000000BRjkIAG
|  |  |  | LED High-Bay Luminaires and Retrofit Kits | Energy Solutions for Business-Building Operations | UAT | a2aD5000000s0DAIAY | 012D5000000BRjkIAG
|  |  |  | LED High-Intensity Discharge Screw Base | Energy Solutions for Business-Building Operations | UAT | a2aD5000000s0DVIAY | 012D5000000BRjkIAG
|  |  |  | LED Outdoor Pole/Arm- or Wall-Mounted Area and Roadway | Energy Solutions for Business-Building Operations | UAT | a2aD5000000s0DDIAY | 012D5000000BRjkIAG
|  |  |  | LED Parking Canopy Luminaires and Retrofit Kits | Energy Solutions for Business-Building Operations | UAT | a2aD5000000s0DCIAY | 012D5000000BRjkIAG
|  |  |  | LED Refrigeration Case Lighting | Energy Solutions for Business-Building Operations | UAT | a2aD5000000s0DRIAY | 012D5000000BRjkIAG
|  |  |  | Networked Lighting Control | Energy Solutions for Business-Building Operations | UAT | a2aD5000000s0DcIAI | 012D5000000BRjkIAG
|  |  |  | Occupancy Sensors | Energy Solutions for Business-Building Operations | UAT | a2aD5000000s0DKIAY | 012D5000000BRjkIAG
|  |  |  | Reach-In Refrigerator/Freezer | Energy Solutions for Business-Building Operations | UAT | a2aVC000000aZIbYAM | 012D5000000BRjkIAG
|  |  |  | Reach-In Refrigerator/Freezer | Energy Solutions for Business-Building Operations | UAT | a2aVC000000aZIbYAM | 012D5000000BRjkIAG
|  |  |  | Refrigerated Case Night Covers | Energy Solutions for Business-Building Operations | UAT | a2aD5000000s0DSIAY | 012D5000000BRjkIAG
|  |  |  | Refrigeration Door Gasket Replacement | Energy Solutions for Business-Building Operations | UAT | a2aD5000000s0DzIAI | 012D5000000BRjkIAG
|  |  |  | Refrigeration Evaporator Fan Controls | Energy Solutions for Business-Building Operations | UAT | a2aD5000000s0DtIAI | 012D5000000BRjkIAG
|  |  |  | Smart Thermostat | Energy Solutions for Business-Building Operations | UAT | a2aD5000000s0DOIAY | 012D5000000BRjkIAG
|  |  |  | Speciality Doors with Low or No Anti-Sweat Heat for Reach-In | Energy Solutions for Business-Building Operations | UAT | a2aD5000000s0DvIAI | 012D5000000BRjkIAG
|  |  |  | SSL (LED) Recessed Downlight - W Replaceable Components | Energy Solutions for Business-Building Operations | UAT | a2aD5000000s0DJIAY | 012D5000000BRjkIAG
|  |  |  | SSL (LED) Recessed Downlight - with inseparable parts | Energy Solutions for Business-Building Operations | UAT | a2aD5000000s0DFIAY | 012D5000000BRjkIAG
|  |  |  | Steam Cookers Steam Cooker – Electric | Energy Solutions for Business-Building Operations | UAT | a2aD5000000s0DkIAI | 012D5000000BRjkIAG
|  |  |  | Strip Curtains | Energy Solutions for Business-Building Operations | UAT | a2aD5000000s0DUIAY | 012D5000000BRjkIAG
|  |  |  | Switch Reluctance Motor | Energy Solutions for Business-Building Operations | UAT | a2aD5000000s0E1IAI | 012D5000000BRjkIAG
|  |  |  | Unitary HVAC Systems | Energy Solutions for Business-Building Operations | UAT | a2aD5000000s0DYIAY | 012D5000000BRjkIAG
|  |  |  | Variable Frequency Drive (VFD) for HVAC | Energy Solutions for Business-Building Operations | UAT | a2aD5000000s0DZIAY | 012D5000000BRjkIAG
|  |  |  | Variable Refrigerant Flow (VRF) Heat Pump System | Energy Solutions for Business-Building Operations | UAT | a2aD5000000s0DuIAI | 012D5000000BRjkIAG
|  |  |  | Variable Speed Refrigeration Compressor | Energy Solutions for Business-Building Operations | UAT | a2aD5000000s0DoIAI | 012D5000000BRjkIAG
|  |  |  | Vending Machine Control | Energy Solutions for Business-Building Operations | UAT | a2aD5000000s0DTIAY | 012D5000000BRjkIAG
|  |  |  | VFD on Compressed Air | Energy Solutions for Business-Building Operations | UAT | a2aD5000000s0DlIAI | 012D5000000BRjkIAG
Create Export
Export MLI to CSV
Clear Data

## Version Log (hidden)
Current Version: | 2
Updated Date: | 4603500%
Version Number | Date | Update Details | Engineer
1 | 4574800% | Initial Release | Tyrone Bamfo & Conor McGrail
1.1 | 4575800% | Corrected financing equation, conditional formatting for exterior ECM, missing inputs status to display which input is missing, fixed baseline wattage middle row rows not populating, cost breakdown now shows lighting fixture manufacturer/model number, changed SVG for dual daylighting to align with prescriptive, added notes to lighting rows, fixed space type reference for warehouse, changed print area for project summary | Tyrone Bamfo & Conor McGrail
1.2 | 4577100% | Corrected DIY cap, Fixed lookup for smart thermostat incentive, Re-added pin lamps, Changed number of digits for kWh and kW on Summary tab, Fixed space type reference for Office | Tyrone Bamfo & Conor McGrail
1.3 | 4579300% | Removed efficient lamp type from data export, Added truncating to location for data export, Added equipment cost column to data export, Corrected ROI formula, Unlocked electric utility rate cell, Fixed tuneups not considering quantity, Added both unit equipment cost and unit installation cost to cost breakdown, Added capped and uncapped incentives to project summary as well as quantity | Tyrone Bamfo & Conor McGrail
1.4 | 4583100% | LTO incentives, added equipment cost to project summary, made "Other" function the same as "All" for lighting (was not working at all previously), Fixed Pin Lamp Error, Added new CNPs | Tyrone Bamfo
1.5 | 4589400% | Added Bathroom Exhaust Fans measure. Added DIY options for Beverage Vending Machine Controls and Suction Pipe Insulation. Added Miscellaneous DIY tab with Advanced Power Strips, Low Flow Aerators, and Electric Water Heater Pump Insulation. Changed SVG for Dual Daylight and Occupancy sensor to match Networked Lighting Controls SVG per Guidehouse Eval. Added "Other" facility type for some HVAC measures. Added Additional Notes to Cost Breakdown. Changed incentive rounding to solve DSMT rounding error. Added new CNPs. Added CNP name to Project Summary and Cost Breakdown. Added more Customer Information to Project Summary and Cost Breakdown. Changed format of Cost Breakdown to increase font size | Tyrone Bamfo
1.6 | 4592400% | Added Electrification Measures, Corrected WHFd cooling factor, Added list of DIY measures to Introduction tab, Increased HVAC incentive rate to $2.50 for select measures, Added new bonuses, Added Measure List to Inspection Punchlist, Smart thermostat incentive changed to 100% of measure cost | Tyrone Bamfo
1.7 | 4593600% | Aligned SBDI and BTU tiered bonus structure, Smart thermostat incentive changed to 100% of measure cost for BTU, Guard rails introduced for no cost measures, CNP bonus fields shifted to not show on cost breakdown | Tyrone Bamfo
1.8 | 4597200% | Updated incentives post LTO, Added financing box to project summary, Added soft caps for measure price measures, Fixed tune up and smart thermostat always requiring heating inputs | Tyrone Bamfo
2 | 4603500% | Demand/therms set to 0 and not blank if measure is active but no savings, Removed space in Tandem lighting causing import error, made it so 0 savings sensors don't show up on data export, split calc into SBDI and BTU, updated electrification HPWH measure to use new MD TRM, Added GHG savings for all measures, Moved methodology tab to new calc for space, factored quantity into therms savings for ARC and VRF, Variable Speed Refrigeration Compressor formula updated to latest PA TRM, Renamed calc CR Network Measure Calculator | Tyrone Bamfo