## Introduction
|  | Version: | 2.2 | 4618800%
***This calculator is used for estimating savings and incentives from the installation of prescriptive measures in the Small Business Direct Install and Building Tune-Up programs. The measure inputs used in this calculator will be reviewed by the Program in order to determine the final incentive amount.
Tab Summary
Introduction: | Basic information about this workbook
Methodology: | Maryland V11 TRM for each measure
Customer Information: | Input fields for project level information, required unless otherwise noted
Project Summary: | Incentive, savings, and financial summary
Lighting Fixtures: | Input lighting fixtures by type, model number, and relevant specifications
Lighting: | Lighting & Lighting Controls Measures
HVAC: | HVAC Equipment, HVAC Tune-Ups, Heat Pump Water Heaters, and more
Food Service | Commercial ENERGY STAR Kitchen Equipment
Refrigeration: | Commercial Refrigeration Equipment, Lighting, and Controls
Misc (DIY): | Measures the customer can install
Electrification: | Measures that switch from fossil fuels to electric
Cost Breakdown: | Customer Cost Breakdown by measure (Printable)
Inspection Punchlist: | Inspection Punchlist by measure (Printable)
Field Legend |  | Tab Legend
Header or Column Name |  | Project Inputs Required
Example |  | Measure Inputs Required
Calculated Field |  | No Inputs Required
User Input
Glossary of Inputs
Unit Equipment Cost | Cost of the installed equipment
Unit Installation Cost | Non-equipment associated costs (labor, lifts, etc.)
DIY Measures
These measures are incentivized at 100% of equipment cost
Advanced Power Strips
Low Flow Faucet Aerators
Electric Water Heater Pipe Insulation
Beverage Vending Machine Controls
Suction Pipe Insulation for Walk-Ins
DIY Lighting

## Customer Information
Customer Information |  | Site Details
Account Number |  | Facility Type
Business Name |  | Other Facility Type
EA Number |  | Customer Entered Class
Project Name |  | Natural Gas Available
Business Address 1 |  | Facility Size Approx Sq Ft
Business City |  | Primary Heating Type
Business State |  | Primary Cooling Type | Electric
Business Zip Code |  | CR Network Partner |  |  | Version: | 2.2 | 4618800%
Contact Name 1 |  | Estimated Completion date
Contact Email 1 |  | Electric Utility Rate ($/kWh) |  | Status
Contact Name 2 (Optional) |  |  |  | Additional Inputs Required on Customer Information Tab
Opportunity Number |  | Contractor Details
Telephone 1 |  | Sales Representative Name
Telephone 2 |  | Sales Rep Telephone Number
Customer Rate Schedule |  | Additional Information (Optional)
County |  | Audit Date |  | Additional Notes
Customer Contact Address
Customer Contact City |  | CR Network Program
Customer Contact State |  | Building Tune-Up
Customer Contact Zip Code
Bonus Eligibility
2025 Tiered Bonus Eligible | No
2025 Closing Bonus Eligible: | No
2025 Summit Bonus Eligible: | No
Past BOT Participation Bonus Eligible: | No
GHG Project Bonus Eligible: | Yes
Benchmarking Bonus Eligible: | No
2025 Incentive Boost Bonus Eligible*: | No
*Please do not enable the boost bonus without explicit approval

## Project Summary
- - Building Tune-Up Project
[10 empty] | Version: | 2.2 | 4618800%
Subtotal Incentive | GNI Adder Incentive | Bonus Incentive | Total Incentive including all bonuses | Total Project Cost | % of Project Cost | % of Project Cost including all bonuses | Total Cost to Customer |  | Average kWh Usage | Total kWh Savings | Total Summer kW Savings | Total Winter kW Savings | Total Fossil Fuel Savings (Therms/yr) | Lifetime GHG Emmissions Savings (MTCO2e)
0 | 0 | 0 | 0 | 0 | 0% | 0% | 0 |  |  | 0 | 0 | 0 | 0 | 0
Measure Name |  |  | Project Cost | Equipment Cost | Quantity | kWh | Summer kW | Winter kW | Fossil Fuel Savings (Therms/yr) | Lifetime GHG Emmissions Savings (MTCO2e) | Capped Incentive | Uncapped Incentive | Final Incentive
Lighting |  |  | 0 | 0 | 0 | 0 | 0 | 0 | 0 | 0 | 0 | 0 | 0
Lighting & Controls |  |  | 0 | 0 | 0 | 0 | 0 | 0 | 0 | 0 | 0 | 0 | 0
DIY Lighting |  |  | 0 | 0 | 0 | 0 | 0 | 0 | 0 | 0 | 0 | 0 | 0
TLED Lighting |  |  | 0 | 0 | 0 | 0 | 0 | 0 | 0 | 0 | 0 | 0 | 0
HVAC |  |  | 0 | 0 | 0 | 0 | 0 | 0 | 0 | 0 | 0 | 0 | 0
HVAC Tune Up |  |  | 0 | 0 | 0 | 0 | 0 | 0 | 0 | 0 | 0 | 0 | 0
Refrigeration |  |  | 0 | 0 | 0 | 0 | 0 | 0 | 0 | 0 | 0 | 0 | 0
Food Service |  |  | 0 | 0 | 0 | 0 | 0 | 0 | 0 | 0 | 0 | 0 | 0
DIY Misc |  |  | 0 | 0 | 0 | 0 | 0 | 0 | 0 | 0 | 0 | 0 | 0
Electrification |  |  | 0 | 0 | 0 | 0 | 0 | 0 | 0 | 0 | 0 | 0 | 0
Subtotal: |  |  | 0 | 0 | 0 | 0 | 0 | 0 | 0 | 0 | 0 | 0 | $0.00 | 0
GNI Adder | [10 empty] | 100
Bonus | [10 empty] | 150
Total: | [10 empty] | 250
Financial Summary |  | Summary Table | [5 empty] | By the Numbers |  |  | Cost of Waiting |  |  |  | Summit Bonus | Tiered Bonus |  | BOT Bonus
|  | Project Cost: |  | 0 |  |  | 0 |  |  | 0 |  |  |  |  | 0 | 0 |  | 0
|  | Energy Savings (kWh) |  | 0 | [10 empty] | Boost Bonus |  | GHG Bonus | Benchmarking Bonus
|  | Annual Utility Cost Savings: |  | 0 |  |  | Available Utility Incentive |  |  | Monthly |  |  |  |  | 0 |  | 0 | 0
|  | Available Utility Incentive: |  | 0 |  |  | 0 |  |  | 0
|  | Cost to Customer: |  | 0
|  | Return on Investment |  | 0% |  |  | Simple Payback (Years) |  |  | Annually
Financing Options |  | Interest |  | Monthly Savings |  | Term |  | Monthly Payment |  | Monthly Cash Flow
|  | 0% |  | 0 |  | 12 months
|  | 2.99% |  | 0 |  | 24 months
|  | 2.99% |  | 0 |  | 36 months
|  | 2.99% |  | 0 |  | 48 months
|  | 2.99% |  | 0 |  | 60 months
*Estimated monthly payment amounts are subject to credit approval
Additional Energy Savings and Incentive Opportunities |  | Custom |  | Retrocommissioning |  | Agriculture |  | Building Operator Training (BOT) |  | Contact Us |  | Financing
|  | Projects that do not meet the prescriptive criteria such as compressed air, process improvements, and more! |  | Save significant energy for your business and lower operating costs with comprehensive retro-commissioning and personalized support |  | Dairy Scroll Compressors, High Volume Low Speed Fans, VSDs on Dairy Pumps, and more! |  | Qualified personnel can receive discounts toward training and certification that focuses on reducing and conserving energy in buildings. |  | Reach out today to improve efficiency and boost your bottom line with Potomac Edison’s Energy Solutions for Business Program. EnergySaveMD@clearesult.com Call: 855-801-5803 |  | Interested in financing? See summary above or visit the link below for more details
Yes No
|  | Custom Incentives |  | RCx Incentives |  | Agriculture Incentives |  | BOT Incentives |  | Energy Advisor Services |  | Financing
Signature |  | Customer Name: |  |  |  | Customer Signature: |  |  |  | Date:

## Lighting Fixtures
[14 empty] | HIDE | HIDE
Efficient Lighting Fixtures
Reference ID Number | Fixture Type | DLC or Energy Star Category | Color Temperature (CCT) | Equipment Certification | Manufacturer Name | Model Number | Spec Sheet Wattage (Fixture/ Lamp Wattage) | Incentive Category List | Incentive Fixture Description | Unit Price per fixture or Unit Price per Single Lamp | Unit Installation Cost per fixture or Unit Installation Cost per Single Lamp | SBDI DIY Incentive Paid Per Unit | Verified Fixture | Measure CONCAT | Fixture Description Dropdown
Example | 2x4 LED Troffer | Indoor Luminaires | 4100 | DLC | RAB | EZPAN2X4-30YN/D10 | 32.5 | 4FT T5 LED | DIY - LED (1) 4' T5 Tube (Relamp) | 30 | 30 | 22 | Verified | 4FT T5 LED DIY - LED (1) 4' T5 Tube (Relamp) | TLED4T5
1
2
3
4
5
6
7
8
9
10
11
12
13
14
15
16
17
18
19
20
21
22
23
24
25
26
27
28
29
30
31
32
33
34
35
36
37
38
39
40
41
42
43
44
45
46
47
48
49
50
51
52
53
54
55
56
57
58
59
60
61
62
63
64
65
66
67
68
69
70
71
72
73
74
75
76
77
78
79
80
81
82
83
84
85
86
87
88
89
90
91
92
93
94
95
96
97
98
99
100
101
102
103
104
105
106
107
108
109
110
111
112
113
114
115
116
117
118
119
120
121
122
123
124
125
126
127
128
129
130
131
132
133
134
135
136
137
138
139
140
141
142
143
144
145
146
147
148
149
150
151
152
153
154
155
156
157
158
159
160
161
162
163
164
165
166
167
168
169
170
171
172
173
174
175
176
177
178
179
180
181
182
183
184
185
186
187
188
189
190
191
192
193
194
195
196
197
198
199
200
201
202
203
204
205
206
207
208
209
210
211
212
213
214
215
216
217
218
219
220
221
222
223
224
225
226
227
228
229
230
231
232
233
234
235
236
237
238
239
240
241
242
243
244
245
246
247
248
249
250
251
252
253
254
255
256
257
258
259
260
261
262
263
264
265
266
267
268
269
270
271
272
273
274
275
276
277
278
279
280
281
282
283
284
285
286
287
288
289
290
291
292
293
294
295
296
297
298
299
300
301
302
303
304
305
306
307
308
309
310
311
312
313
314
315
316
317
318
319
320
321
322
323
324
325
326
327
328
329
330
331
332
333
334
335
336
337
338
339
340
341
342
343
344
345
346
347
348
349
350
351
352
353
354
355
356
357
358
359
360
361
362
363
364
365
366
367
368
369
370
371
372
373
374
375
376
377
378
379
380
381
382
383
384
385
386
387
388
389
390
391
392
393
394
395
396
397
398
399
400
Existing Lighting Fixtures
# | Existing Fixture Type | Existing Lamp or Fixture Description | Wattage | Lamp Code | Fixture Code | EID
1 | PAR Incandescent | No Access | 0 | None | None | E1
2 | PAR Incandescent | PAR20: INCANDESCENT, (1) 50W LAMP | 50 | I50 | I50/1 | E3
3 | PAR Incandescent | PAR20: INCANDESCENT, (1) 75W LAMP | 75 | I75 | I75/1 | E4
4 | PAR Incandescent | PAR30: INCANDESCENT, (1) 50W LAMP | 50 | I50 | I50/1 | E5.1
5 | PAR Incandescent | PAR30: INCANDESCENT, (1) 75W LAMP | 75 | I75 | I75/1 | E7
6 | PAR Incandescent | PAR30: INCANDESCENT, (1) 75W LAMP (DIMMABLE) | 75 | I75 | I75/1 | E8
7 | PAR Incandescent | PAR30: INCANDESCENT, (1) 95W LAMP | 95 | I95 | I95/1 | E11
8 | PAR Incandescent | PAR30: INCANDESCENT, (1) 100W LAMP | 100 | I100 | I00/1 | E12
9 | PAR Incandescent | PAR30: INCANDESCENT, (1) 120W LAMP | 120 | I120 | I120/1 | E13
10 | PAR Incandescent | NF PAR38: COMPACT FLUORESCENT 23W LAMP | 23 | CFL23PAR38 | CFL23PAR38 | E14
11 | PAR Incandescent | PAR38: INCANDESCENT, (1) 65W LAMP (DIMMABLE) | 65 | I65 | I65/1 | E15
12 | PAR Incandescent | PAR38: INCANDESCENT, (1) 75W LAMP | 75 | I75 | I75/1 | E16
13 | PAR Incandescent | PAR38: INCANDESCENT, (1) 90W LAMP | 90 | I90 | I90/1 | E18
14 | PAR Incandescent | PAR38: INCANDESCENT, (1) 120W LAMP | 120 | I120 | I120/1 | E21
15 | PAR Incandescent | PAR38: INCANDESCENT, (1) 150W LAMP | 150 | I150 | I150/1 | E22
16 | R Lamps Incandescent | R20: INCANDESCENT, (1) 25W LAMP | 25 | R25 | R25/1 | E23
17 | R Lamps Incandescent | R20: INCANDESCENT, (1) 50W LAMP | 50 | R50 | R50/1 | E25
18 | R Lamps Incandescent | R20: INCANDESCENT, (1) 75W LAMP | 75 | R75 | R75/1 | E27
19 | R Lamps Incandescent | R30: INCANDESCENT, (1) 65W LAMP | 65 | R65 | R65/1 | E28
20 | R Lamps Incandescent | R40: INCANDESCENT, (1) 65W LAMP | 65 | R65 | R65/1 | E30
21 | R Lamps Incandescent | R40: INCANDESCENT, (1) 75W LAMP | 75 | R75 | R75/1 | E31
22 | R Lamps Incandescent | R40: INCANDESCENT, (1) 100W LAMP | 100 | R100 | R100/1 | E33.1
23 | R Lamps Incandescent | R40: INCANDESCENT, (1) 120W LAMP | 120 | R120 | R120/1 | E35
24 | R Lamps Incandescent | R40: INCANDESCENT, (1) 150W LAMP | 150 | R150 | R150 | E37
25 | A Lamps Incandescent | A-LMP: INCANDESCENT, (1) 40W LAMP | 40 | I40 | I40/1 | E40
26 | A Lamps Incandescent | A-LMP: INCANDESCENT, (1) 60W LAMP | 60 | I60 | I60/1 | E41
27 | A Lamps Incandescent | A-LMP: INCANDESCENT, (1) 75W LAMP | 75 | I75 | I75/1 | E42
28 | A Lamps Incandescent | A-LMP: INCANDESCENT, (1) 100W LAMP | 100 | I100 | I100/1 | E43
29 | A Lamps Incandescent | A-LMP: INCANDESCENT, (1) 150W LAMP | 150 | I150 | I150/1 | E44
30 | A Lamps Incandescent | A-LMP: INCANDESCENT, (1) 200W LAMP | 200 | I200 | I200/1 | E45
31 | A Lamps Incandescent | A-LMP: INCANDESCENT, (1) 250W LAMP | 250 | I250 | I250/1 | E46
32 | A Lamps Incandescent | NF: A-LMP: INCANDESCENT, (1) 300W LAMP | 300 | I300 | I300/1 | E47
33 | A Lamps Incandescent | NF: A-LMP: INCANDESCENT, (1) 400W LAMP | 400 | I400 | I400/1 | E48
34 | A Lamps Incandescent | NF: A-LMP: INCANDESCENT, (1) 500W LAMP | 500 | I500 | I500/1 | E49
35 | MR16 Lamps Incandescent | MR16: 20W MR16 Halogen | 20 | MRH20 | MRH20 | E49.9
36 | MR16 Lamps Incandescent | MR16: 35W MR16 Halogen | 35 | MRH35 | MRH35 | E50
37 | MR16 Lamps Incandescent | MR16: 50W MR16 Halogen | 50 | MRH50 | MRH50 | E51
38 | Globes Incandescent | GLB: INCANDESCENT, (1) 25W LAMP | 25 | I25 | I25/1 | E54
39 | Globes Incandescent | GLB: INCANDESCENT, (1) 40W LAMP | 40 | I40 | I40/1 | E55
40 | Globes Incandescent | GLB: INCANDESCENT, (1) 60W LAMP | 60 | I60 | I60/1 | E57
41 | Flame Tip Incandescent | FT: INCANDESCENT, (1) 25W LAMP Candelabra Base | 25 | I25 | I25/1 | E58
42 | Flame Tip Incandescent | FT: INCANDESCENT, (1) 25W LAMP - Medium Base | 25 | I25 | I25/1 | E59
43 | Flame Tip Incandescent | FT: INCANDESCENT, (1) 40W LAMP | 40 | I40 | I40/1 | E60
44 | Flame Tip Incandescent | FT: INCANDESCENT, (1) 60W LAMP | 60 | I60 | I60/1 | E62
45 | 2' T12 Fixture | FLUORESCENT, (1) 24", T12 20W STD LAMP, Mag-ES | 22.1 | F20T12 | F21SE | E63
46 | 2' T12 Fixture | FLUORESCENT, (1) 24", T12 20W STD LAMP, Mag-STD | 23.8 | F20T12 | F21SS | E64
47 | 2' T12 Fixture | FLUORESCENT, (1) 24", T12 35W HO LAMP, Mag-STD | 52.7 | F24T12/HO | F21HS | E65
48 | 2' T12 Fixture | FLUORESCENT, (2) 24", T12 34W U-TUBE, ES LAMP, Mag-STD | 69.7 | FU40T12/ES | FU2ES | E68
49 | 2' T12 Fixture | FLUORESCENT, (2) 24", T12 40W U-TUBE, STD LAMP, Mag-STD | 81.6 | FU40T12 | FU2SS | E70
50 | 2' T12 Fixture | FLUORESCENT, (2) 24", T12 20W STD LAMP, Mag-STD | 47.6 | F20T12 | F22SS | E72
51 | 2' T12 Fixture | FLUORESCENT, (2) 24", T12 35W HO LAMP, Mag-STD | 76.5 | F24T12/HO | F22SHS | E73
52 | 2' T12 Fixture | FLUORESCENT, (3) 24", T12 20W STD LAMP, Mag-STD | 71.4 | F20T12 | F23SS | E76
53 | 2' T12 Fixture | FLUORESCENT, (4) 24", T12 20W STD LAMP, Mag-STD | 95.2 | F20T12 | F24SS | E78
54 | 3' T12 Fixture | FLUORESCENT, (1) 36", T12 30W STD LAMP, Mag-STD | 39.1 | F30T12 | F31SS | E80
55 | 3' T12 Fixture | FLUORESCENT, (2) 36", T12 25W ES LAMP, Mag-STD | 62.05 | F30T12/ES | F32ES | E82
56 | 3' T12 Fixture | FLUORESCENT, (2) 36", T12 30W STD LAMP, Mag-STD | 68.85 | F30T12 | F32SS | E83
57 | 3' T12 Fixture | FLUORESCENT, (3) 36", T12 25W ES LAMP, Mag-STD | 97.75 | F30T12/ES | F33ES | E85
58 | 3' T12 Fixture | FLUORESCENT, (3) 36", T12 30W STD LAMP, Mag-STD | 107.95 | F30T12 | F33SS | E87
59 | 3' T12 Fixture | FLUORESCENT, (4) 36", T12 30W STD LAMP, Mag-STD | 137.7 | F30T12 | F34SS | E89
60 | 4' T5 Fixture | Fluorescent, (1) 48", STD 54W HO T5 lamp | 59 | F41GHL | F48T5/HO | E911
61 | 4' T5 Fixture | Fluorescent, (2) 48", STD 28W T5 lamp | 63 | F42GL | F48T5 | E912
62 | 4' T5 Fixture | Fluorescent, (2) 48", STD 54W HO T5 lamp | 117 | F42GHL | F48T5/HO | E912
63 | 4' T5 Fixture | Fluorescent, (3) 48", STD 54W HO T5 lamp | 177 | F43GHL | F48T5/HO | E913
64 | 4' T5 Fixture | Fluorescent, (4) 48", STD 54W HO T5 lamp | 234 | F44GHL | F48T5/HO | E914
65 | 4' T5 Fixture | Fluorescent, (5) 48", STD 54W HO T5 lamp | 294 | F45GHL | F48T5/HO | E915
66 | 4' T5 Fixture | Fluorescent, (6) 48", STD 54W HO T5 lamp | 351 | F46GHL | F48T5/HO | E916
67 | 4' T12 Fixture | FLUORESCENT, (1) 48", T12 34W ES LAMP MAG-STD | 42.5 | F40T12/ES | F41ES | E92
68 | 4' T12 Fixture | FLUORESCENT, (1) 48", T12 40W STD LAMP MAG-STD | 48.45 | F40T12 | F41SS | E97
69 | 4' T12 Fixture | FLUORESCENT, (1) 48", T12 55W ES HO LAMP MAG-STD | 68 | F48T12/HO/ES | F41EHS | E99
70 | 4' T12 Fixture | FLUORESCENT, (1) 48", T12 60W STD HO LAMP MAG-STD | 72.25 | F48T12/HO | F41SHS | E100
71 | 4' T12 Fixture | FLUORESCENT, (2) 48", T12 34W ES LAMP MAG-STD | 68 | F40T12/ES | F42ES | E102
72 | 4' T12 Fixture | FLUORESCENT, (2) 48", T12 40W STD LAMP MAG-STD | 79.9 | F40T12 | F42SS | E107
73 | 4' T12 Fixture | FLUORESCENT, (2) 48", T12 60W STD HO LAMP MAG-STD | 145 | F48T12/HO | F42SHS | E108
74 | 4' T12 Fixture | FLUORESCENT, (3) 48", T12 34W ES LAMP MAG-STD | 110.5 | F40T12/ES | F43ES | E112
75 | 4' T12 Fixture | FLUORESCENT, (3) 48", T12 40W STD LAMP MAG-STD | 128.35 | F40T12 | F43SS | E117
76 | 4' T12 Fixture | FLUORESCENT, (3) 48", T12 60W STD HO LAMP MAG-STD | 195.5 | F48T12/HO | F43SHS | E119
77 | 4' T12 Fixture | FLUORESCENT, (4) 48", T12 34W ES LAMP MAG-STD | 136 | F40T12/ES | F44ES | E121
78 | 4' T12 Fixture | FLUORESCENT, (4) 48", T12 40W STD LAMP MAG-STD | 159.8 | F40T12 | F44SS | E126
79 | 4' T12 Fixture | FLUORESCENT, (4) 48", T12 55W ES HO LAMP MAG-STD | 229.5 | F48T12/HO/ES | F44EHS | E128
80 | 4' T12 Fixture | FLUORESCENT, (4) 48", T12 60W STD HO LAMP MAG-STD | 246.5 | F48T12/HO | F44SHS | E129
81 | 4' T12 Fixture | FLUORESCENT, (6) 48", T12 34W ES LAMP, Mag-STD | 200.6 | F40T12/ES | F46ES | E131
82 | 4' T12 Fixture | FLUORESCENT, (6) 48", T12 40W STD LAMP, Mag-STD | 239.7 | F40T12 | F46SS | E133
83 | 4' T12 Fixture | FLUORESCENT, (6) 48", T12 34W ES LAMP | 216 | F40T12/ES | F46EE | E134
84 | 4' T12 Fixture | FLUORESCENT, (8) 48", T12 34W ES LAMP | 244.8 | F40T12/ES | F48EE | E135
85 | 6' T12 Fixture | FLUORESCENT, (1) 72", T12 85W STD HO LAMP, Mag-STD | 102 | F72T12/HO | F61SHS | E184
86 | 6' T12 Fixture | FLUORESCENT, (2) 72", T12 55W STD LAMP | 103.7 | F72T12 | F62SE | E186
87 | 6' T12 Fixture | FLUORESCENT, (2) 72", T12 85W STD HO LAMP, Mag-STD | 187 | F72T12/HO | F62SHS | E188
88 | 6' T12 Fixture | FLUORESCENT, (4) 72", T12 55W STD LAMP | 207.4 | F72T12 | F64SS | E192
89 | 8' T12 Fixture | FLUORESCENT, (1) 96", T12 60W ES LAMP MAG-STD | 70.55 | F96T12/ES | F81ES | E196
90 | 8' T12 Fixture | FLUORESCENT, (1) 96", T12 75W STD LAMP MAG-STD | 85 | F96T12 | F81SS | E199
91 | 8' T12 Fixture | FLUORESCENT, (1) 96", T12 95W ES HO LAMP MAG-STD | 106.25 | F96T12/HO/ES | F81EHS | E202
92 | 8' T12 Fixture | FLUORESCENT, (1) 96", T12 110W STD HO LAMP MAG-STD | 123.25 | F96T12/HO | F81SHS | E204
93 | 8' T12 Fixture | FLUORESCENT, (2) 96", T12 60W ES LAMP MAG-STD | 117.3 | F96T12/ES | F82ES | E209
94 | 8' T12 Fixture | FLUORESCENT, (2) 96", T12 75W STD LAMP MAG-STD | 147.05 | F96T12 | F82SS | E212
95 | 8' T12 Fixture | FLUORESCENT, (2) 96", T12 95W ES HO LAMP MAG-STD | 192.95 | F96T12/HO/ES | F82EHS | E215
96 | 8' T12 Fixture | FLUORESCENT, (2) 96", T12 110W STD HO LAMP MAG-STD | 218.45 | F96T12/HO | F82SHS | E218
97 | 8' T12 Fixture | FLUORESCENT, (3) 96", T12 60W ES LAMP MAG-STD | 187.85 | F96T12/ES | F83ES | E223
98 | 8' T12 Fixture | FLUORESCENT, (3) 96", T12 75W STD LAMP MAG-STD | 232.05 | F96T12 | F83SS | E226
99 | 8' T12 Fixture | FLUORESCENT, (3) 96", T12 95W ES HO LAMP MAG-STD | 299.2 | F96T12/HO/ES | F83EHS | E227
100 | 8' T12 Fixture | FLUORESCENT, (3) 96", T12 110W STD HO LAMP MAG-STD | 333.2 | F96T12/HO | F83SHS | E228
101 | 8' T12 Fixture | FLUORESCENT, (3) 96", T12 185W ES VHO LAMP MAG-STD | 501.5 | F96T12/VHO/ES | F83EVS | E229
102 | 8' T12 Fixture | FLUORESCENT, (4) 48" Tandem T12 40W STD LAMP MAG-STD | 159.8 | F40T12 | F42SS/T4 | E230
103 | 8' T12 Fixture | FLUORESCENT, (4) 48" Tandem T12 34W STD LAMP MAG-STD | 136 | F40T12/ES | F42SS/T4 | E231
104 | 8' T12 Fixture | FLUORESCENT, (4) 96", T12 60W ES LAMP MAG-STD | 234.6 | F96T12/ES | F84ES | E232
105 | 8' T12 Fixture | FLUORESCENT, (4) 96", T12 75W STD LAMP MAG-STD | 294.1 | F96T12 | F84SS | E234
106 | 8' T12 Fixture | FLUORESCENT, (4) 96", T12 95W ES HO LAMP MAG-STD | 385.9 | F96T12/HO/ES | F84EHS | E237
107 | 8' T12 Fixture | FLUORESCENT, (4) 96", T12 110W STD HO LAMP MAG-STD | 436.9 | F96T12/HO | F84SHS | E240
108 | 8' T12 Fixture | FLUORESCENT, (4) 96", T12 185W ES VHO LAMP MAG-STD | 663 | F96T12/VHO/ES | F84EVS | E243
109 | 8' T12 Fixture | FLUORESCENT, (4) 96", T12 215W STD VHO LAMP MAG-STD | 765 | F96T12/VHO | F84SVS | E244
110 | 8' T12 Fixture | FLUORESCENT, (6) 96", T12 95W ES HO LAMP, Mag-STD | 612.85 | F96T12/HO/ES | F86EHS | E245
111 | 2' T8 Fixture | Compact Fluorescent, Biax, (1) 40W lamp | 46 | CFT40W | CFT40/1-BX | 40
112 | 2' T8 Fixture | Compact Fluorescent, Biax, (2) 40W lamp | 72 | CFT40W | CFT40/2-BX | 80
113 | 2' T8 Fixture | Compact Fluorescent, Biax, (3) 40W lamp | 102 | CFT40W | CFT40/3-BX | 120
114 | 2' T8 Fixture | Compact Fluorescent, Biax, (4) 40W lamp | 144 | CFT40W | CFT40/4-BX | 160
115 | 2' T8 Fixture | Fluorescent, (1) U-Tube, T-8 32w lamp, NLO Instant Start ballast | 32 | FU31T8/6 | FU1ILL | 32
116 | 2' T8 Fixture | Fluorescent, (1) U-Tube, T-8 32w lamp | 32 | FU31T8/6 | FU1LL | 64
117 | 2' T8 Fixture | Fluorescent, (2) U-Tube, T-8 32w lamp, NLO Instant Start Ballast | 59 | FU31T8/6 | FU2ILL | 32
118 | 2' T8 Fixture | Fluorescent, (1) 24", T-8 17w lamp, Instant Start Ballast, NLO (BF: .85-.95) | 20 | F17T8 | F21ILL | E363
119 | 2' T8 Fixture | Fluorescent, (2) 24", T-8 17w lamp, Instant Start Ballast, NLO (BF: .85-.95) | 33 | F17T8 | F22ILL | E364
120 | 2' T8 Fixture | Fluorescent, (3) 24", T-8 17w lamp, Instant Start Ballast, NLO (BF: .85-.95) | 47 | F17T8 | F23ILL | E366
121 | 2' T8 Fixture | Fluorescent, (4) 24", T-8 17w lamp, Instant Start Ballast, NLO (BF: .85-.95) | 61 | F17T8 | F24ILL | E369
122 | 3' T8 Fixture | Fluorescent, (1) 36", T-8 25w lamp, Instant Start Ballast, NLO (BF: .85-.95) | 26 | F25T8 | F31ILL | E371
123 | 3' T8 Fixture | Fluorescent, (2) 36", T-8 25w lamp, Instant Start Ballast, NLO (BF: .85-.95) | 46 | F25T8 | F32ILL | E371
124 | 3' T8 Fixture | Fluorescent, (3) 36", T-8 25w lamp, Instant Start Ballast, NLO (BF: .85-.95) | 67 | F25T8 | F33ILL | E371
125 | 3' T8 Fixture | Fluorescent, (4) 36", T-8 25w lamp, Instant Start Ballast, NLO (BF: .85-.95) | 87 | F25T8 | F34ILL | E373
126 | 4' T8 Fixture | Fluorescent, (1) 48" , T-8 lamp, 32w Instant Start Ballast, NLO (BF: .85-.95) | 31 | F32T8 | F41ILL | E375
127 | 4' T8 Fixture | Fluorescent, (1) 48", Super T-8 28w lamp, Instant Start Ballast, NLO (BF: .85-.95) | 26 | F28T8 | F41SSILL | E376
128 | 4' T8 Fixture | Fluorescent, (2) 48", T-8 32w lamp, Instant Start Ballast, NLO (BF: .85-.95) | 59 | F32T8 | F42ILL | E383
129 | 4' T8 Fixture | Fluorescent, (2) 48", Super T-8 28w lamp, Instant Start Ballast, NLO (BF: .85-.95) | 48 | F28T8 | F42SSILL | E384
130 | 4' T8 Fixture | Fluorescent, (3) 48", T-8 32w lamp, Instant Start Ballast, NLO (BF: .85-.95) | 89 | F32T8 | F43ILL | E392
131 | 4' T8 Fixture | Fluorescent, (3) 48", Super T-8 28w lamp, Instant Start Ballast, NLO (BF: .85-.95) | 72 | F28T8 | F43SSILL | E393
132 | 4' T8 Fixture | Fluorescent, (4) 48", T-8 32w lamp, Instant Start Ballast, NLO (BF: .85-.95) | 112 | F32T8 | None | E401
133 | 4' T8 Fixture | Fluorescent, (4) 48", Super T-8 28w lamp, Instant Start Ballast, NLO (BF: .85-.95) | 96 | F28T8 | None | E402
134 | 4' T8 Fixture | Fluorescent, (4) 48", Super T-8 28w lamp, Instant Start Ballast, HLO (BF:.96-4.4) | 131 | F28T8 | None | E404
135 | 4' T8 Fixture | Fluorescent, (6) 48", T-8 32w lamp, Instant Start Ballast, NLO (BF: .85-.95) | 175 | F32T8 | None | E408
136 | 4' T8 Fixture | Fluorescent, (6) 48", T-8 32w lamp, HLO (BF:.96-4.4) | 222 | F32T8 | None | E410
137 | 6' T8 Fixture | Fluorescent, (1) 72" 46W T8 lamp ISB NLO (BF:.85-.95) | 45 | F72T8 | F61ILL | E412
138 | 6' T8 Fixture | Fluorescent, (2) 72" 46W T8 lamp ISB NLO (BF:.85-.95) | 88 | F72T8 | F62ILL | E413
139 | 6' T8 Fixture | Fluorescent, (3) 72" 46W T8 lamp ISB NLO (BF:.85-.95) | 133 | F72T8 | F63ILL | E414
140 | 6' T8 Fixture | Fluorescent, (4) 72" 46W T8 lamp ISB NLO (BF:.85-.95) | 166 | F72T8 | F64ILL | E415
141 | 8' T8 Fixture | Fluorescent, (1) 96" 59W T8 lamp ISB NLO (BF:.85-.95) | 58 | F96T8 | F81ILL | E417
142 | 8' T8 Fixture | Flourescent (4) 48" Tandem T8 32W NLO | 118 | F32T8 | F42ILL/T4 | 0
143 | 8' T8 Fixture | Fluorescent, (4) 48" Tandem Super T-8 28w lamp, NLO | 96 | F28T8 | F42SSILL/T4 | 0
144 | 8' T8 Fixture | Fluorescent, (2) 96" 59W T8 lamp ISB NLO (BF:.85-.95) | 109 | F96T8 | F82ILL | E420
145 | 8' T8 Fixture | Fluorescent, (2) 96" 86W HO T8 lamp ISB NLO (BF:.85-.95) | 160 | F86T8 | F82ILL/2 | 0
146 | 8' T8 Fixture | Fluorescent, (3) 96" 59W T8 lamp w/2 ISB NLO (BF:.85-.95) | 167 | F96T8 | F83ILL | E423
147 | 8' T8 Fixture | Fluorescent, (4) 96" 59W T8 lamp w/2 ISB NLO (BF:.85-.95) | 219 | F96T8 | F84ILL | E425
148 | HID Fixtures | 100W Halogen | 100 | H100 | H100/1 | 0
149 | HID Fixtures | 300W Halogen | 300 | H300 | H300/1 | 0
150 | HID Fixtures | 500W Halogen | 500 | 0 | 0 | 0
151 | HID Fixtures | METAL HALIDE, (1) 50W LAMP | 72 | MH50 | MH50/1 | E296
152 | HID Fixtures | METAL HALIDE, (1) 70W LAMP | 95 | MH70 | MH70/1 | E297
153 | HID Fixtures | METAL HALIDE, (1) 100W LAMP | 128 | MH100 | MH100/1 | E298
154 | HID Fixtures | METAL HALIDE, (1) 150W LAMP | 190 | MH150 | MH150/1 | E299
155 | HID Fixtures | METAL HALIDE, (1) 175W LAMP | 215 | MH175 | MH175/1 | E300
156 | HID Fixtures | METAL HALIDE, (1) 250W LAMP | 295 | MH250 | MH250/1 | E300
157 | HID Fixtures | PULSE START METAL HALIDE, (1) 200W LAMP | 219 | MHPS320 | MHPS/LR/320/1 | E300.9
158 | HID Fixtures | PULSE START METAL HALIDE, (1) 320W LAMP | 349 | MHPS320 | MHPS/LR/320/1 | E301
159 | HID Fixtures | METAL HALIDE, (1) 400W LAMP | 458 | MH400 | MH400/1 | E302
160 | HID Fixtures | METAL HALIDE, (1) 1000W LAMP | 1095 | MH1000 | MH1000/2 | E303
161 | HID Fixtures | HIGH PRESSURE SODIUM, (1) 100W LAMP | 138 | HPS100 | HPS100/1 | E308
162 | HID Fixtures | HIGH PRESSURE SODIUM, (1) 250W LAMP | 295 | HPS250 | HPS250/1 | E309
163 | HID Fixtures | HIGH PRESSURE SODIUM, (1) 400W LAMP | 465 | HPS400 | HPS400/1 | E310
164 | HID Fixtures | Stadium Lighting, (1) 1500W Lamp | 1500 | SL1500 | SL1500/1 | 0
165 | Circline Fluorescent Fixtures | Fluorescent, (1) 22W 8" circular lamp, RS ballast | 26 | FC8T9 | FC8/1 | E311
166 | Circline Fluorescent Fixtures | Fluorescent, Circlite, (1) 22W/32W lamp, preheat ballast | 58 | FC22/32T9 | FC22/32/1 | E312
167 | Circline Fluorescent Fixtures | Fluorescent, Circline, (1) 32W lamp, preheat ballast | 40 | FC12T9 | FC32/1 | E313
168 | Circline Fluorescent Fixtures | Fluorescent, Circlite, (1) 32W/40W lamp, preheat ballast | 80 | FC32/40T9 | FC32/40/1 | E314
169 | EXIT SIGNS | EXIT INCANDESCENT, (2) 10W LAMP | 20 | I10 | EI10/2 | E315
170 | EXIT SIGNS | EXIT INCANDESCENT, (2) 15W LAMP | 30 | I15 | EI15/2 | E316
171 | EXIT SIGNS | EXIT INCANDESCENT, (2) 20W LAMP | 40 | I20 | EI20/2 | E317
172 | EXIT SIGNS | EXIT INCANDESCENT, (2) 25W LAMP | 50 | I25 | EI25/2 | E318
173 | LED Refrigeration Case | Refrig Case - 2' T8 17w | 20 | REF2 | REF2-T8-17 | E320
174 | LED Refrigeration Case | Refrig Case - 2' T12 20w | 23.8 | REF2 | REF2-T12-20 | E321
175 | LED Refrigeration Case | Refrig Case - 3' T12 30w | 39.1 | REF3 | REF3-T12-30 | E322
176 | LED Refrigeration Case | Refrig Case - 4' T8 32w | 39 | REF4 | REF4-T8-32 | E323
177 | LED Refrigeration Case | Refrig Case - 4' T12 34w | 42.5 | REF4 | REF4-T12-34 | E324
178 | LED Refrigeration Case | Refrig Case - 4' T12 40w | 48.45 | REF4 | REF4-T12-40 | E325
179 | LED Refrigeration Case | Refrig Case - 4' HO T12 60w | 72.25 | REF4 | REF4-HOT12-60 | E326
180 | LED Refrigeration Case | Refrig Case - 4' HO T8 60w | 84 | REF4 | F48T8HO | E327
181 | LED Refrigeration Case | Refrig Case - 4' VHO T12 116w | 110.5 | REF4 | F48T12VHO | E328
182 | LED Refrigeration Case | Refrig Case - 4' VHO T10 116w | 130 | REF4 | F48T10VHO | E329
183 | LED Refrigeration Case | Refrig Case - 5' T12 50w | 53.55 | REF5 | REF5-T12-50 | E330
184 | LED Refrigeration Case | Refrig Case - 5' T12 HO 75w | 78.2 | REF5 | REF5-T12-75 | E331
185 | LED Refrigeration Case | Refrig Case - 5' T8 40w | 45 | REF5 | F40T8 | E332
186 | LED Refrigeration Case | Refrig Case - 5' T8 58w | 55 | REF5 | F58T8 | E333
187 | LED Refrigeration Case | Refrig Case - 5' T8 HO 55w | 70 | REF5 | F60T8HO | E334
188 | LED Refrigeration Case | Refrig Case - 5' T12 VHO 135w | 119 | REF5 | F60T12VHO | E335
189 | LED Refrigeration Case | Refrig Case - 5' T10 VHO 135w | 140 | REF5 | F60T10VHO | E336
190 | LED Refrigeration Case | Refrig Case - 6' T12 60w | 51 | REF6 | REF6-T12-60 | E337
191 | LED Refrigeration Case | Refrig Case - 6' T12 HO 65w | 76.5 | REF6 | REF6-T12-65 | E338
192 | LED Refrigeration Case | Refrig Case - 6' HO T12 85w | 102 | REF6 | REF6-T12-85 | E339
193 | LED Refrigeration Case | Refrig Case - 6' T8 70w | 65 | REF6 | F70T8 | E340
194 | LED Refrigeration Case | Refrig Case - 6' HO T8 65w | 81 | REF6 | F72T8HO | E341
195 | LED Refrigeration Case | Refrig Case - 6' VHO T12 168w | 147.05 | REF6 | F72T12VHO | E342
196 | LED Refrigeration Case | Refrig Case - 6' VHO T10 168w | 173 | REF6 | F72T10VHO | E343
197 | LED Refrigeration Case | Refrig Case - 7' HO T12 100w | 110.5 | REF7 | REF7-T12-100 | E344
198 | LED Refrigeration Case | Refrig Case - 8' HO T12 85w | 102 | REF8 | REF8-T12-85 | E345
199 | LED Refrigeration Case | Refrig Case - 8' HO T12 110w | 123.25 | REF8 | REF8-T12-110 | E346
200 | LED Refrigeration Case | Refrig Case - 8' VHO T12 215w | 192.95 | REF8 | F96T12VHO | E347
201 | LED Refrigeration Case | Refrig Case - 8' VHO T10 215w | 227 | REF8 | F96T10VHO | E348
202 | LED Refrigeration Case | Fluorescent, (1) 48", 40w STD lamp Mag-ES Ballast | 50 | 0 | F41SE | E3481
203 | LED Refrigeration Case | Fluorescent, (2) 48", 40w STD lamp Mag-ES Ballast | 86 | 0 | F42SE | E3482
204 | LED Refrigeration Case | Fluorescent, (1) 48", 32w T-8 lamp, Instant Start Ballast, NLO (BF: .85-.95) | 31 | 0 | F41ILL | E3483
205 | LED Refrigeration Case | Fluorescent, (2) 48", 32w T-8 lamp, Instant Start Ballast, NLO (BF: .85-.95) | 59 | 0 | F42ILL | E3484
206 | Plug-In CFLs | Compact Fluorescent, quad, (1) 26W lamp (2-Pin Vertical) | 27 | CFQ26W | CFQ26/1-L | E427
207 | Plug-In CFLs | Compact Fluorescent, quad, (1) 26W lamp (2-Pin Horizontal) | 27 | CFQ26W | CFQ26/1-L | E428
208 | Plug-In CFLs | Compact Fluorescent, quad, (2) 26W lamp, (2-Pin Vertical) | 50 | CFQ26W | CFQ26/2-L | E429
209 | Plug-In CFLs | Compact Fluorescent, quad, (2) 26W lamp, (2-Pin Horizontal) | 50 | CFQ26W | CFQ26/2-L | E430
210 | Plug-In CFLs | Compact Fluorescent, quad, (1) 26W lamp, (4-Pin Horizontal) | 27 | CFQ26W | CFQ26/1-L | E431
211 | Plug-In CFLs | Compact Fluorescent, quad, (1) 26W lamp, (4-Pin Vertical) | 27 | CFQ26W | CFQ26/1-L | E432
212 | Plug-In CFLs | Compact Fluorescent, quad, (2) 26W lamp, (4-Pin Horizontal) | 50 | CFQ26W | CFQ26/2-L | E433
213 | Plug-In CFLs | Compact Fluorescent, quad, (2) 26W lamp, (4-Pin Vertical) | 50 | CFQ26W | CFQ26/2-L | E434
214 | Plug-In CFLs | Compact Fluorescent, (1) 32W lamp (4-Pin Horizontal) | 34 | CFM32W | CFT32/1-L | E439
215 | Plug-In CFLs | Compact Fluorescent, (1) 32W lamp (4-Pin Vertical) | 34 | CFM32W | CFT32/1-L | E440
216 | Plug-In CFLs | Compact Fluorescent, (2) 32W lamp (4-Pin Horizontal) | 62 | CFM32W | CFT32/1-L | E441
217 | Plug-In CFLs | Compact Fluorescent, (2) 32W lamp (4-Pin Vertical) | 62 | CFM32W | CFT32/1-L | E442
218 | Plug-In CFLs | Compact Fluorescent, (1) 42W lamp (4-Pin Horizontal) | 48 | CF42W | CF42/1-L | E447
219 | Plug-In CFLs | Compact Fluorescent, (1) 42W lamp (4-Pin Vertical) | 48 | CF42W | CF42/1-L | E448
220 | Plug-In CFLs | Compact Fluorescent, (2) 42W lamp (4-Pin Vertical) | 100 | CF42W | CF42/2-L | E449
221 | Plug-In CFLs | Compact Fluorescent, (2) 42W lamp (4-Pin Horizontal) | 100 | CF42W | CF42/2-L | E450
222 | Plug-In CFLs | Compact Fluorescent, quad, (1) 17W lamp | 17 | 0 | CFQ17/1 | 0
223 | Plug-In CFLs | Compact Fluorescent, quad, (1) 20W lamp | 20 | 0 | CFQ20/1 | 0
224 | Plug-In CFLs | Compact Fluorescent, quad, (1) 25W lamp | 25 | 0 | CFQ25/1 | 0
225 | Plug-In CFLs | Compact Fluorescent, quad, (1) 9W lamp | 9 | 0 | CFQ9/1 | 0
226 | Plug-In CFLs | Compact Fluorescent, spiral, (1) 9W lamp | 9 | 0 | CFS9/1 | 0
227 | Plug-In CFLs | Compact Fluorescent, spiral, (1) 11W lamp | 11 | 0 | CFS11/1 | 0
228 | Plug-In CFLs | Compact Fluorescent, spiral, (1) 13W lamp | 13 | 0 | CFS13/1 | 0
229 | Plug-In CFLs | Compact Fluorescent, spiral, (1) 20W lamp | 20 | 0 | CFS20/1 | 0
230 | Plug-In CFLs | Compact Fluorescent, spiral, (1) 23W lamp | 23 | 0 | CFS23/1 | 0
231 | Plug-In CFLs | Compact Fluorescent, quad, (2) 13W lamp | 26 | 0 | CFQ13/2 | 0
232 | Plug-In CFLs | Compact Fluorescent, quad, (2) 17W lamp | 34 | 0 | CFQ17/2 | 0
233 | Plug-In CFLs | Compact Fluorescent, quad, (2) 20W lamp | 40 | 0 | CFQ20/2 | 0
234 | Plug-In CFLs | Compact Fluorescent, quad, (2) 22W lamp | 44 | 0 | CFQ22/2 | 0
235 | Plug-In CFLs | Compact Fluorescent, (3) 18W lamp | 56 | 0 | CF18/3-L | 0
236 | Plug-In CFLs | Compact Fluorescent, (3) 26W lamp | 88 | 0 | CF26/3-L | 0
237 | Plug-In CFLs | Compact Fluorescent, (3) 32W lamp | 96 | 0 | CF32/3-L | 0
238 | Plug-In CFLs | Compact Fluorescent, quad, (3) 13W lamp | 39 | 0 | CFQ13/3 | 0
239 | Plug-In CFLs | Compact Fluorescent, quad, (3) 22W lamp | 66 | 0 | CFQ22/3 | 0
240 | LEDs | LED, (1) 24", T12 1-5W | 5 | L24T12 | L21T12 | E1800
241 | LEDs | LED, (1) 24", T12 6-10W | 10 | L24T12 | L21T12 | E1801
242 | LEDs | LED, (1) 24", T12 11-15W | 15 | L24T12 | L21T12 | E1802
243 | LEDs | LED, (1) 24", T12 16-20W | 20 | L24T12 | L21T12 | E1803
244 | LEDs | LED, (1) 24", T12 21-25W | 25 | L24T12 | L21T12 | E1804
245 | LEDs | LED, (1) 24", T12 26-30W | 30 | L24T12 | L21T12 | E1805
246 | LEDs | LED, (1) 24", T12 31-35W | 35 | L24T12 | L21T12 | E1806
247 | LEDs | LED, (1) 24", T12 36-40W | 40 | L24T12 | L21T12 | E1807
248 | LEDs | LED, (1) 24", T12 41-45W | 45 | L24T12 | L21T12 | E1808
249 | LEDs | LED, (1) 24", T12 46-50W | 50 | L24T12 | L21T12 | E1809
250 | LEDs | LED, (1) 24", T12 51-55W | 55 | L24T12 | L21T12 | E1810
251 | LEDs | LED, (1) 24", T12 56-60W | 60 | L24T12 | L21T12 | E1811
252 | LEDs | LED, (1) 24", T12 61-65W | 65 | L24T12 | L21T12 | E1812
253 | LEDs | LED, (1) 24", T12 66-70W | 70 | L24T12 | L21T12 | E1813
254 | LEDs | LED, (1) 24", T12 71-75W | 75 | L24T12 | L21T12 | E1814
255 | LEDs | LED, (1) 24", T12 76-80W | 80 | L24T12 | L21T12 | E1815
256 | LEDs | LED, (1) 24", T12 81-85W | 85 | L24T12 | L21T12 | E1816
257 | LEDs | LED, (1) 24", T12 86-90W | 90 | L24T12 | L21T12 | E1817
258 | LEDs | LED, (1) 24", T12 91-95W | 95 | L24T12 | L21T12 | E1818
259 | LEDs | LED, (1) 24", T12 96-100W | 100 | L24T12 | L21T12 | E1819
260 | LEDs | LED, (1) 24", T12 101-105W | 105 | L24T12 | L21T12 | E1820
261 | LEDs | LED, (1) 24", T12 106-110W | 110 | L24T12 | L21T12 | E1821
262 | LEDs | LED, (1) 24", T12 111-115W | 115 | L24T12 | L21T12 | E1822
263 | LEDs | LED, (1) 24", T12 116-120W | 120 | L24T12 | L21T12 | E1823
264 | LEDs | LED, (1) 24", T12 121-125W | 125 | L24T12 | L21T12 | E1824
265 | LEDs | LED, (1) 24", T12 126-130W | 130 | L24T12 | L21T12 | E1825
266 | LEDs | LED, (1) 24", T12 131-135W | 135 | L24T12 | L21T12 | E1826
267 | LEDs | LED, (1) 24", T12 136-140W | 140 | L24T12 | L21T12 | E1827
268 | LEDs | LED, (1) 24", T12 141-145W | 145 | L24T12 | L21T12 | E1828
269 | LEDs | LED, (1) 24", T12 146-150W | 150 | L24T12 | L21T12 | E1829
270 | LEDs | LED, (1) 24", T12 151-155W | 155 | L24T12 | L21T12 | E1830
271 | LEDs | LED, (1) 24", T12 156-160W | 160 | L24T12 | L21T12 | E1831
272 | LEDs | LED, (1) 24", T12 161-165W | 165 | L24T12 | L21T12 | E1832
273 | LEDs | LED, (1) 24", T12 166-170W | 170 | L24T12 | L21T12 | E1833
274 | LEDs | LED, (1) 24", T12 171-175W | 175 | L24T12 | L21T12 | E1834
275 | LEDs | LED, (1) 24", T12 176-180W | 180 | L24T12 | L21T12 | E1835
276 | LEDs | LED, (1) 24", T12 181-185W | 185 | L24T12 | L21T12 | E1836
277 | LEDs | LED, (1) 24", T12 186-190W | 190 | L24T12 | L21T12 | E1837
278 | LEDs | LED, (1) 24", T12 191-195W | 195 | L24T12 | L21T12 | E1838
279 | LEDs | LED, (1) 24", T12 196-200W | 200 | L24T12 | L21T12 | E1839
280 | LEDs | LED, (1) 24", T12 201-205W | 205 | L24T12 | L21T12 | E1840
281 | LEDs | LED, (1) 24", T12 206-210W | 210 | L24T12 | L21T12 | E1841
282 | LEDs | LED, (1) 24", T12 211-215W | 215 | L24T12 | L21T12 | E1842
283 | LEDs | LED, (1) 24", T12 216-220W | 220 | L24T12 | L21T12 | E1843
284 | LEDs | LED, (1) 24", T12 221-225W | 225 | L24T12 | L21T12 | E1844
285 | LEDs | LED, (1) 24", T12 226-230W | 230 | L24T12 | L21T12 | E1845
286 | LEDs | LED, (1) 24", T12 231-235W | 235 | L24T12 | L21T12 | E1846
287 | LEDs | LED, (1) 24", T12 236-240W | 240 | L24T12 | L21T12 | E1847
288 | LEDs | LED, (1) 24", T12 241-245W | 245 | L24T12 | L21T12 | E1848
289 | LEDs | LED, (1) 24", T12 246-250W | 250 | L24T12 | L21T12 | E1849
290 | LEDs | LED, (2) 24", T12 1-5W | 10 | L24T12 | L22T12 | E1850
291 | LEDs | LED, (2) 24", T12 6-10W | 20 | L24T12 | L22T12 | E1851
292 | LEDs | LED, (2) 24", T12 11-15W | 30 | L24T12 | L22T12 | E1852
293 | LEDs | LED, (2) 24", T12 16-20W | 40 | L24T12 | L22T12 | E1853
294 | LEDs | LED, (2) 24", T12 21-25W | 50 | L24T12 | L22T12 | E1854
295 | LEDs | LED, (2) 24", T12 26-30W | 60 | L24T12 | L22T12 | E1855
296 | LEDs | LED, (2) 24", T12 31-35W | 70 | L24T12 | L22T12 | E1856
297 | LEDs | LED, (2) 24", T12 36-40W | 80 | L24T12 | L22T12 | E1857
298 | LEDs | LED, (2) 24", T12 41-45W | 90 | L24T12 | L22T12 | E1858
299 | LEDs | LED, (2) 24", T12 46-50W | 100 | L24T12 | L22T12 | E1859
300 | LEDs | LED, (2) 24", T12 51-55W | 110 | L24T12 | L22T12 | E1860
301 | LEDs | LED, (2) 24", T12 56-60W | 120 | L24T12 | L22T12 | E1861
302 | LEDs | LED, (2) 24", T12 61-65W | 130 | L24T12 | L22T12 | E1862
303 | LEDs | LED, (2) 24", T12 66-70W | 140 | L24T12 | L22T12 | E1863
304 | LEDs | LED, (2) 24", T12 71-75W | 150 | L24T12 | L22T12 | E1864
305 | LEDs | LED, (2) 24", T12 76-80W | 160 | L24T12 | L22T12 | E1865
306 | LEDs | LED, (2) 24", T12 81-85W | 170 | L24T12 | L22T12 | E1866
307 | LEDs | LED, (2) 24", T12 86-90W | 180 | L24T12 | L22T12 | E1867
308 | LEDs | LED, (2) 24", T12 91-95W | 190 | L24T12 | L22T12 | E1868
309 | LEDs | LED, (2) 24", T12 96-100W | 200 | L24T12 | L22T12 | E1869
310 | LEDs | LED, (2) 24", T12 101-105W | 210 | L24T12 | L22T12 | E1870
311 | LEDs | LED, (2) 24", T12 106-110W | 220 | L24T12 | L22T12 | E1871
312 | LEDs | LED, (2) 24", T12 111-115W | 230 | L24T12 | L22T12 | E1872
313 | LEDs | LED, (2) 24", T12 116-120W | 240 | L24T12 | L22T12 | E1873
314 | LEDs | LED, (2) 24", T12 121-125W | 250 | L24T12 | L22T12 | E1874
315 | LEDs | LED, (2) 24", T12 126-130W | 260 | L24T12 | L22T12 | E1875
316 | LEDs | LED, (2) 24", T12 131-135W | 270 | L24T12 | L22T12 | E1876
317 | LEDs | LED, (2) 24", T12 136-140W | 280 | L24T12 | L22T12 | E1877
318 | LEDs | LED, (2) 24", T12 141-145W | 290 | L24T12 | L22T12 | E1878
319 | LEDs | LED, (2) 24", T12 146-150W | 300 | L24T12 | L22T12 | E1879
320 | LEDs | LED, (2) 24", T12 151-155W | 310 | L24T12 | L22T12 | E1880
321 | LEDs | LED, (2) 24", T12 156-160W | 320 | L24T12 | L22T12 | E1881
322 | LEDs | LED, (2) 24", T12 161-165W | 330 | L24T12 | L22T12 | E1882
323 | LEDs | LED, (2) 24", T12 166-170W | 340 | L24T12 | L22T12 | E1883
324 | LEDs | LED, (2) 24", T12 171-175W | 350 | L24T12 | L22T12 | E1884
325 | LEDs | LED, (2) 24", T12 176-180W | 360 | L24T12 | L22T12 | E1885
326 | LEDs | LED, (2) 24", T12 181-185W | 370 | L24T12 | L22T12 | E1886
327 | LEDs | LED, (2) 24", T12 186-190W | 380 | L24T12 | L22T12 | E1887
328 | LEDs | LED, (2) 24", T12 191-195W | 390 | L24T12 | L22T12 | E1888
329 | LEDs | LED, (2) 24", T12 196-200W | 400 | L24T12 | L22T12 | E1889
330 | LEDs | LED, (2) 24", T12 201-205W | 410 | L24T12 | L22T12 | E1890
331 | LEDs | LED, (2) 24", T12 206-210W | 420 | L24T12 | L22T12 | E1891
332 | LEDs | LED, (2) 24", T12 211-215W | 430 | L24T12 | L22T12 | E1892
333 | LEDs | LED, (2) 24", T12 216-220W | 440 | L24T12 | L22T12 | E1893
334 | LEDs | LED, (2) 24", T12 221-225W | 450 | L24T12 | L22T12 | E1894
335 | LEDs | LED, (2) 24", T12 226-230W | 460 | L24T12 | L22T12 | E1895
336 | LEDs | LED, (2) 24", T12 231-235W | 470 | L24T12 | L22T12 | E1896
337 | LEDs | LED, (2) 24", T12 236-240W | 480 | L24T12 | L22T12 | E1897
338 | LEDs | LED, (2) 24", T12 241-245W | 490 | L24T12 | L22T12 | E1898
339 | LEDs | LED, (2) 24", T12 246-250W | 500 | L24T12 | L22T12 | E1899
340 | LEDs | LED, (3) 24", T12 1-5W | 15 | L24T12 | L23T12 | E1900
341 | LEDs | LED, (3) 24", T12 6-10W | 30 | L24T12 | L23T12 | E1901
342 | LEDs | LED, (3) 24", T12 11-15W | 45 | L24T12 | L23T12 | E1902
343 | LEDs | LED, (3) 24", T12 16-20W | 60 | L24T12 | L23T12 | E1903
344 | LEDs | LED, (3) 24", T12 21-25W | 75 | L24T12 | L23T12 | E1904
345 | LEDs | LED, (3) 24", T12 26-30W | 90 | L24T12 | L23T12 | E1905
346 | LEDs | LED, (3) 24", T12 31-35W | 105 | L24T12 | L23T12 | E1906
347 | LEDs | LED, (3) 24", T12 36-40W | 120 | L24T12 | L23T12 | E1907
348 | LEDs | LED, (3) 24", T12 41-45W | 135 | L24T12 | L23T12 | E1908
349 | LEDs | LED, (3) 24", T12 46-50W | 150 | L24T12 | L23T12 | E1909
350 | LEDs | LED, (3) 24", T12 51-55W | 165 | L24T12 | L23T12 | E1910
351 | LEDs | LED, (3) 24", T12 56-60W | 180 | L24T12 | L23T12 | E1911
352 | LEDs | LED, (3) 24", T12 61-65W | 195 | L24T12 | L23T12 | E1912
353 | LEDs | LED, (3) 24", T12 66-70W | 210 | L24T12 | L23T12 | E1913
354 | LEDs | LED, (3) 24", T12 71-75W | 225 | L24T12 | L23T12 | E1914
355 | LEDs | LED, (3) 24", T12 76-80W | 240 | L24T12 | L23T12 | E1915
356 | LEDs | LED, (3) 24", T12 81-85W | 255 | L24T12 | L23T12 | E1916
357 | LEDs | LED, (3) 24", T12 86-90W | 270 | L24T12 | L23T12 | E1917
358 | LEDs | LED, (3) 24", T12 91-95W | 285 | L24T12 | L23T12 | E1918
359 | LEDs | LED, (3) 24", T12 96-100W | 300 | L24T12 | L23T12 | E1919
360 | LEDs | LED, (3) 24", T12 101-105W | 315 | L24T12 | L23T12 | E1920
361 | LEDs | LED, (3) 24", T12 106-110W | 330 | L24T12 | L23T12 | E1921
362 | LEDs | LED, (3) 24", T12 111-115W | 345 | L24T12 | L23T12 | E1922
363 | LEDs | LED, (3) 24", T12 116-120W | 360 | L24T12 | L23T12 | E1923
364 | LEDs | LED, (3) 24", T12 121-125W | 375 | L24T12 | L23T12 | E1924
365 | LEDs | LED, (3) 24", T12 126-130W | 390 | L24T12 | L23T12 | E1925
366 | LEDs | LED, (3) 24", T12 131-135W | 405 | L24T12 | L23T12 | E1926
367 | LEDs | LED, (3) 24", T12 136-140W | 420 | L24T12 | L23T12 | E1927
368 | LEDs | LED, (3) 24", T12 141-145W | 435 | L24T12 | L23T12 | E1928
369 | LEDs | LED, (3) 24", T12 146-150W | 450 | L24T12 | L23T12 | E1929
370 | LEDs | LED, (3) 24", T12 151-155W | 465 | L24T12 | L23T12 | E1930
371 | LEDs | LED, (3) 24", T12 156-160W | 480 | L24T12 | L23T12 | E1931
372 | LEDs | LED, (3) 24", T12 161-165W | 495 | L24T12 | L23T12 | E1932
373 | LEDs | LED, (3) 24", T12 166-170W | 510 | L24T12 | L23T12 | E1933
374 | LEDs | LED, (3) 24", T12 171-175W | 525 | L24T12 | L23T12 | E1934
375 | LEDs | LED, (3) 24", T12 176-180W | 540 | L24T12 | L23T12 | E1935
376 | LEDs | LED, (3) 24", T12 181-185W | 555 | L24T12 | L23T12 | E1936
377 | LEDs | LED, (3) 24", T12 186-190W | 570 | L24T12 | L23T12 | E1937
378 | LEDs | LED, (3) 24", T12 191-195W | 585 | L24T12 | L23T12 | E1938
379 | LEDs | LED, (3) 24", T12 196-200W | 600 | L24T12 | L23T12 | E1939
380 | LEDs | LED, (3) 24", T12 201-205W | 615 | L24T12 | L23T12 | E1940
381 | LEDs | LED, (3) 24", T12 206-210W | 630 | L24T12 | L23T12 | E1941
382 | LEDs | LED, (3) 24", T12 211-215W | 645 | L24T12 | L23T12 | E1942
383 | LEDs | LED, (3) 24", T12 216-220W | 660 | L24T12 | L23T12 | E1943
384 | LEDs | LED, (3) 24", T12 221-225W | 675 | L24T12 | L23T12 | E1944
385 | LEDs | LED, (3) 24", T12 226-230W | 690 | L24T12 | L23T12 | E1945
386 | LEDs | LED, (3) 24", T12 231-235W | 705 | L24T12 | L23T12 | E1946
387 | LEDs | LED, (3) 24", T12 236-240W | 720 | L24T12 | L23T12 | E1947
388 | LEDs | LED, (3) 24", T12 241-245W | 735 | L24T12 | L23T12 | E1948
389 | LEDs | LED, (3) 24", T12 246-250W | 750 | L24T12 | L23T12 | E1949
390 | LEDs | LED, (4) 24", T12 1-5W | 20 | L24T12 | L24T12 | E1950
391 | LEDs | LED, (4) 24", T12 6-10W | 40 | L24T12 | L24T12 | E1951
392 | LEDs | LED, (4) 24", T12 11-15W | 60 | L24T12 | L24T12 | E1952
393 | LEDs | LED, (4) 24", T12 16-20W | 80 | L24T12 | L24T12 | E1953
394 | LEDs | LED, (4) 24", T12 21-25W | 100 | L24T12 | L24T12 | E1954
395 | LEDs | LED, (4) 24", T12 26-30W | 120 | L24T12 | L24T12 | E1955
396 | LEDs | LED, (4) 24", T12 31-35W | 140 | L24T12 | L24T12 | E1956
397 | LEDs | LED, (4) 24", T12 36-40W | 160 | L24T12 | L24T12 | E1957
398 | LEDs | LED, (4) 24", T12 41-45W | 180 | L24T12 | L24T12 | E1958
399 | LEDs | LED, (4) 24", T12 46-50W | 200 | L24T12 | L24T12 | E1959
400 | LEDs | LED, (4) 24", T12 51-55W | 220 | L24T12 | L24T12 | E1960
401 | LEDs | LED, (4) 24", T12 56-60W | 240 | L24T12 | L24T12 | E1961
402 | LEDs | LED, (4) 24", T12 61-65W | 260 | L24T12 | L24T12 | E1962
403 | LEDs | LED, (4) 24", T12 66-70W | 280 | L24T12 | L24T12 | E1963
404 | LEDs | LED, (4) 24", T12 71-75W | 300 | L24T12 | L24T12 | E1964
405 | LEDs | LED, (4) 24", T12 76-80W | 320 | L24T12 | L24T12 | E1965
406 | LEDs | LED, (4) 24", T12 81-85W | 340 | L24T12 | L24T12 | E1966
407 | LEDs | LED, (4) 24", T12 86-90W | 360 | L24T12 | L24T12 | E1967
408 | LEDs | LED, (4) 24", T12 91-95W | 380 | L24T12 | L24T12 | E1968
409 | LEDs | LED, (4) 24", T12 96-100W | 400 | L24T12 | L24T12 | E1969
410 | LEDs | LED, (4) 24", T12 101-105W | 420 | L24T12 | L24T12 | E1970
411 | LEDs | LED, (4) 24", T12 106-110W | 440 | L24T12 | L24T12 | E1971
412 | LEDs | LED, (4) 24", T12 111-115W | 460 | L24T12 | L24T12 | E1972
413 | LEDs | LED, (4) 24", T12 116-120W | 480 | L24T12 | L24T12 | E1973
414 | LEDs | LED, (4) 24", T12 121-125W | 500 | L24T12 | L24T12 | E1974
415 | LEDs | LED, (4) 24", T12 126-130W | 520 | L24T12 | L24T12 | E1975
416 | LEDs | LED, (4) 24", T12 131-135W | 540 | L24T12 | L24T12 | E1976
417 | LEDs | LED, (4) 24", T12 136-140W | 560 | L24T12 | L24T12 | E1977
418 | LEDs | LED, (4) 24", T12 141-145W | 580 | L24T12 | L24T12 | E1978
419 | LEDs | LED, (4) 24", T12 146-150W | 600 | L24T12 | L24T12 | E1979
420 | LEDs | LED, (4) 24", T12 151-155W | 620 | L24T12 | L24T12 | E1980
421 | LEDs | LED, (4) 24", T12 156-160W | 640 | L24T12 | L24T12 | E1981
422 | LEDs | LED, (4) 24", T12 161-165W | 660 | L24T12 | L24T12 | E1982
423 | LEDs | LED, (4) 24", T12 166-170W | 680 | L24T12 | L24T12 | E1983
424 | LEDs | LED, (4) 24", T12 171-175W | 700 | L24T12 | L24T12 | E1984
425 | LEDs | LED, (4) 24", T12 176-180W | 720 | L24T12 | L24T12 | E1985
426 | LEDs | LED, (4) 24", T12 181-185W | 740 | L24T12 | L24T12 | E1986
427 | LEDs | LED, (4) 24", T12 186-190W | 760 | L24T12 | L24T12 | E1987
428 | LEDs | LED, (4) 24", T12 191-195W | 780 | L24T12 | L24T12 | E1988
429 | LEDs | LED, (4) 24", T12 196-200W | 800 | L24T12 | L24T12 | E1989
430 | LEDs | LED, (4) 24", T12 201-205W | 820 | L24T12 | L24T12 | E1990
431 | LEDs | LED, (4) 24", T12 206-210W | 840 | L24T12 | L24T12 | E1991
432 | LEDs | LED, (4) 24", T12 211-215W | 860 | L24T12 | L24T12 | E1992
433 | LEDs | LED, (4) 24", T12 216-220W | 880 | L24T12 | L24T12 | E1993
434 | LEDs | LED, (4) 24", T12 221-225W | 900 | L24T12 | L24T12 | E1994
435 | LEDs | LED, (4) 24", T12 226-230W | 920 | L24T12 | L24T12 | E1995
436 | LEDs | LED, (4) 24", T12 231-235W | 940 | L24T12 | L24T12 | E1996
437 | LEDs | LED, (4) 24", T12 236-240W | 960 | L24T12 | L24T12 | E1997
438 | LEDs | LED, (4) 24", T12 241-245W | 980 | L24T12 | L24T12 | E1998
439 | LEDs | LED, (4) 24", T12 246-250W | 1000 | L24T12 | L24T12 | E1999
440 | LEDs | LED, (2) 24", T12 1-5W U-TUBE | 10 | LU24T12 | LU22T12 | E2000
441 | LEDs | LED, (2) 24", T12 6-10W U-TUBE | 20 | LU24T12 | LU22T12 | E2001
442 | LEDs | LED, (2) 24", T12 11-15W U-TUBE | 30 | LU24T12 | LU22T12 | E2002
443 | LEDs | LED, (2) 24", T12 16-20W U-TUBE | 40 | LU24T12 | LU22T12 | E2003
444 | LEDs | LED, (2) 24", T12 21-25W U-TUBE | 50 | LU24T12 | LU22T12 | E2004
445 | LEDs | LED, (2) 24", T12 26-30W U-TUBE | 60 | LU24T12 | LU22T12 | E2005
446 | LEDs | LED, (2) 24", T12 31-35W U-TUBE | 70 | LU24T12 | LU22T12 | E2006
447 | LEDs | LED, (2) 24", T12 36-40W U-TUBE | 80 | LU24T12 | LU22T12 | E2007
448 | LEDs | LED, (2) 24", T12 41-45W U-TUBE | 90 | LU24T12 | LU22T12 | E2008
449 | LEDs | LED, (2) 24", T12 46-50W U-TUBE | 100 | LU24T12 | LU22T12 | E2009
450 | LEDs | LED, (2) 24", T12 51-55W U-TUBE | 110 | LU24T12 | LU22T12 | E2010
451 | LEDs | LED, (2) 24", T12 56-60W U-TUBE | 120 | LU24T12 | LU22T12 | E2011
452 | LEDs | LED, (2) 24", T12 61-65W U-TUBE | 130 | LU24T12 | LU22T12 | E2012
453 | LEDs | LED, (2) 24", T12 66-70W U-TUBE | 140 | LU24T12 | LU22T12 | E2013
454 | LEDs | LED, (2) 24", T12 71-75W U-TUBE | 150 | LU24T12 | LU22T12 | E2014
455 | LEDs | LED, (2) 24", T12 76-80W U-TUBE | 160 | LU24T12 | LU22T12 | E2015
456 | LEDs | LED, (2) 24", T12 81-85W U-TUBE | 170 | LU24T12 | LU22T12 | E2016
457 | LEDs | LED, (2) 24", T12 86-90W U-TUBE | 180 | LU24T12 | LU22T12 | E2017
458 | LEDs | LED, (2) 24", T12 91-95W U-TUBE | 190 | LU24T12 | LU22T12 | E2018
459 | LEDs | LED, (2) 24", T12 96-100W U-TUBE | 200 | LU24T12 | LU22T12 | E2019
460 | LEDs | LED, (2) 24", T12 101-105W U-TUBE | 210 | LU24T12 | LU22T12 | E2020
461 | LEDs | LED, (2) 24", T12 106-110W U-TUBE | 220 | LU24T12 | LU22T12 | E2021
462 | LEDs | LED, (2) 24", T12 111-115W U-TUBE | 230 | LU24T12 | LU22T12 | E2022
463 | LEDs | LED, (2) 24", T12 116-120W U-TUBE | 240 | LU24T12 | LU22T12 | E2023
464 | LEDs | LED, (2) 24", T12 121-125W U-TUBE | 250 | LU24T12 | LU22T12 | E2024
465 | LEDs | LED, (2) 24", T12 126-130W U-TUBE | 260 | LU24T12 | LU22T12 | E2025
466 | LEDs | LED, (2) 24", T12 131-135W U-TUBE | 270 | LU24T12 | LU22T12 | E2026
467 | LEDs | LED, (2) 24", T12 136-140W U-TUBE | 280 | LU24T12 | LU22T12 | E2027
468 | LEDs | LED, (2) 24", T12 141-145W U-TUBE | 290 | LU24T12 | LU22T12 | E2028
469 | LEDs | LED, (2) 24", T12 146-150W U-TUBE | 300 | LU24T12 | LU22T12 | E2029
470 | LEDs | LED, (2) 24", T12 151-155W U-TUBE | 310 | LU24T12 | LU22T12 | E2030
471 | LEDs | LED, (2) 24", T12 156-160W U-TUBE | 320 | LU24T12 | LU22T12 | E2031
472 | LEDs | LED, (2) 24", T12 161-165W U-TUBE | 330 | LU24T12 | LU22T12 | E2032
473 | LEDs | LED, (2) 24", T12 166-170W U-TUBE | 340 | LU24T12 | LU22T12 | E2033
474 | LEDs | LED, (2) 24", T12 171-175W U-TUBE | 350 | LU24T12 | LU22T12 | E2034
475 | LEDs | LED, (2) 24", T12 176-180W U-TUBE | 360 | LU24T12 | LU22T12 | E2035
476 | LEDs | LED, (2) 24", T12 181-185W U-TUBE | 370 | LU24T12 | LU22T12 | E2036
477 | LEDs | LED, (2) 24", T12 186-190W U-TUBE | 380 | LU24T12 | LU22T12 | E2037
478 | LEDs | LED, (2) 24", T12 191-195W U-TUBE | 390 | LU24T12 | LU22T12 | E2038
479 | LEDs | LED, (2) 24", T12 196-200W U-TUBE | 400 | LU24T12 | LU22T12 | E2039
480 | LEDs | LED, (2) 24", T12 201-205W U-TUBE | 410 | LU24T12 | LU22T12 | E2040
481 | LEDs | LED, (2) 24", T12 206-210W U-TUBE | 420 | LU24T12 | LU22T12 | E2041
482 | LEDs | LED, (2) 24", T12 211-215W U-TUBE | 430 | LU24T12 | LU22T12 | E2042
483 | LEDs | LED, (2) 24", T12 216-220W U-TUBE | 440 | LU24T12 | LU22T12 | E2043
484 | LEDs | LED, (2) 24", T12 221-225W U-TUBE | 450 | LU24T12 | LU22T12 | E2044
485 | LEDs | LED, (2) 24", T12 226-230W U-TUBE | 460 | LU24T12 | LU22T12 | E2045
486 | LEDs | LED, (2) 24", T12 231-235W U-TUBE | 470 | LU24T12 | LU22T12 | E2046
487 | LEDs | LED, (2) 24", T12 236-240W U-TUBE | 480 | LU24T12 | LU22T12 | E2047
488 | LEDs | LED, (2) 24", T12 241-245W U-TUBE | 490 | LU24T12 | LU22T12 | E2048
489 | LEDs | LED, (2) 24", T12 246-250W U-TUBE | 500 | LU24T12 | LU22T12 | E2049
490 | LEDs | LED, (1) 36", T12 1-5W | 5 | L36T12 | L31T12 | E2050
491 | LEDs | LED, (1) 36", T12 6-10W | 10 | L36T12 | L31T12 | E2051
492 | LEDs | LED, (1) 36", T12 11-15W | 15 | L36T12 | L31T12 | E2052
493 | LEDs | LED, (1) 36", T12 16-20W | 20 | L36T12 | L31T12 | E2053
494 | LEDs | LED, (1) 36", T12 21-25W | 25 | L36T12 | L31T12 | E2054
495 | LEDs | LED, (1) 36", T12 26-30W | 30 | L36T12 | L31T12 | E2055
496 | LEDs | LED, (1) 36", T12 31-35W | 35 | L36T12 | L31T12 | E2056
497 | LEDs | LED, (1) 36", T12 36-40W | 40 | L36T12 | L31T12 | E2057
498 | LEDs | LED, (1) 36", T12 41-45W | 45 | L36T12 | L31T12 | E2058
499 | LEDs | LED, (1) 36", T12 46-50W | 50 | L36T12 | L31T12 | E2059
500 | LEDs | LED, (1) 36", T12 51-55W | 55 | L36T12 | L31T12 | E2060
501 | LEDs | LED, (1) 36", T12 56-60W | 60 | L36T12 | L31T12 | E2061
502 | LEDs | LED, (1) 36", T12 61-65W | 65 | L36T12 | L31T12 | E2062
503 | LEDs | LED, (1) 36", T12 66-70W | 70 | L36T12 | L31T12 | E2063
504 | LEDs | LED, (1) 36", T12 71-75W | 75 | L36T12 | L31T12 | E2064
505 | LEDs | LED, (1) 36", T12 76-80W | 80 | L36T12 | L31T12 | E2065
506 | LEDs | LED, (1) 36", T12 81-85W | 85 | L36T12 | L31T12 | E2066
507 | LEDs | LED, (1) 36", T12 86-90W | 90 | L36T12 | L31T12 | E2067
508 | LEDs | LED, (1) 36", T12 91-95W | 95 | L36T12 | L31T12 | E2068
509 | LEDs | LED, (1) 36", T12 96-100W | 100 | L36T12 | L31T12 | E2069
510 | LEDs | LED, (1) 36", T12 101-105W | 105 | L36T12 | L31T12 | E2070
511 | LEDs | LED, (1) 36", T12 106-110W | 110 | L36T12 | L31T12 | E2071
512 | LEDs | LED, (1) 36", T12 111-115W | 115 | L36T12 | L31T12 | E2072
513 | LEDs | LED, (1) 36", T12 116-120W | 120 | L36T12 | L31T12 | E2073
514 | LEDs | LED, (1) 36", T12 121-125W | 125 | L36T12 | L31T12 | E2074
515 | LEDs | LED, (1) 36", T12 126-130W | 130 | L36T12 | L31T12 | E2075
516 | LEDs | LED, (1) 36", T12 131-135W | 135 | L36T12 | L31T12 | E2076
517 | LEDs | LED, (1) 36", T12 136-140W | 140 | L36T12 | L31T12 | E2077
518 | LEDs | LED, (1) 36", T12 141-145W | 145 | L36T12 | L31T12 | E2078
519 | LEDs | LED, (1) 36", T12 146-150W | 150 | L36T12 | L31T12 | E2079
520 | LEDs | LED, (1) 36", T12 151-155W | 155 | L36T12 | L31T12 | E2080
521 | LEDs | LED, (1) 36", T12 156-160W | 160 | L36T12 | L31T12 | E2081
522 | LEDs | LED, (1) 36", T12 161-165W | 165 | L36T12 | L31T12 | E2082
523 | LEDs | LED, (1) 36", T12 166-170W | 170 | L36T12 | L31T12 | E2083
524 | LEDs | LED, (1) 36", T12 171-175W | 175 | L36T12 | L31T12 | E2084
525 | LEDs | LED, (1) 36", T12 176-180W | 180 | L36T12 | L31T12 | E2085
526 | LEDs | LED, (1) 36", T12 181-185W | 185 | L36T12 | L31T12 | E2086
527 | LEDs | LED, (1) 36", T12 186-190W | 190 | L36T12 | L31T12 | E2087
528 | LEDs | LED, (1) 36", T12 191-195W | 195 | L36T12 | L31T12 | E2088
529 | LEDs | LED, (1) 36", T12 196-200W | 200 | L36T12 | L31T12 | E2089
530 | LEDs | LED, (1) 36", T12 201-205W | 205 | L36T12 | L31T12 | E2090
531 | LEDs | LED, (1) 36", T12 206-210W | 210 | L36T12 | L31T12 | E2091
532 | LEDs | LED, (1) 36", T12 211-215W | 215 | L36T12 | L31T12 | E2092
533 | LEDs | LED, (1) 36", T12 216-220W | 220 | L36T12 | L31T12 | E2093
534 | LEDs | LED, (1) 36", T12 221-225W | 225 | L36T12 | L31T12 | E2094
535 | LEDs | LED, (1) 36", T12 226-230W | 230 | L36T12 | L31T12 | E2095
536 | LEDs | LED, (1) 36", T12 231-235W | 235 | L36T12 | L31T12 | E2096
537 | LEDs | LED, (1) 36", T12 236-240W | 240 | L36T12 | L31T12 | E2097
538 | LEDs | LED, (1) 36", T12 241-245W | 245 | L36T12 | L31T12 | E2098
539 | LEDs | LED, (1) 36", T12 246-250W | 250 | L36T12 | L31T12 | E2099
540 | LEDs | LED, (2) 36", T12 1-5W | 10 | L36T12 | L32T12 | E2100
541 | LEDs | LED, (2) 36", T12 6-10W | 20 | L36T12 | L32T12 | E2101
542 | LEDs | LED, (2) 36", T12 11-15W | 30 | L36T12 | L32T12 | E2102
543 | LEDs | LED, (2) 36", T12 16-20W | 40 | L36T12 | L32T12 | E2103
544 | LEDs | LED, (2) 36", T12 21-25W | 50 | L36T12 | L32T12 | E2104
545 | LEDs | LED, (2) 36", T12 26-30W | 60 | L36T12 | L32T12 | E2105
546 | LEDs | LED, (2) 36", T12 31-35W | 70 | L36T12 | L32T12 | E2106
547 | LEDs | LED, (2) 36", T12 36-40W | 80 | L36T12 | L32T12 | E2107
548 | LEDs | LED, (2) 36", T12 41-45W | 90 | L36T12 | L32T12 | E2108
549 | LEDs | LED, (2) 36", T12 46-50W | 100 | L36T12 | L32T12 | E2109
550 | LEDs | LED, (2) 36", T12 51-55W | 110 | L36T12 | L32T12 | E2110
551 | LEDs | LED, (2) 36", T12 56-60W | 120 | L36T12 | L32T12 | E2111
552 | LEDs | LED, (2) 36", T12 61-65W | 130 | L36T12 | L32T12 | E2112
553 | LEDs | LED, (2) 36", T12 66-70W | 140 | L36T12 | L32T12 | E2113
554 | LEDs | LED, (2) 36", T12 71-75W | 150 | L36T12 | L32T12 | E2114
555 | LEDs | LED, (2) 36", T12 76-80W | 160 | L36T12 | L32T12 | E2115
556 | LEDs | LED, (2) 36", T12 81-85W | 170 | L36T12 | L32T12 | E2116
557 | LEDs | LED, (2) 36", T12 86-90W | 180 | L36T12 | L32T12 | E2117
558 | LEDs | LED, (2) 36", T12 91-95W | 190 | L36T12 | L32T12 | E2118
559 | LEDs | LED, (2) 36", T12 96-100W | 200 | L36T12 | L32T12 | E2119
560 | LEDs | LED, (2) 36", T12 101-105W | 210 | L36T12 | L32T12 | E2120
561 | LEDs | LED, (2) 36", T12 106-110W | 220 | L36T12 | L32T12 | E2121
562 | LEDs | LED, (2) 36", T12 111-115W | 230 | L36T12 | L32T12 | E2122
563 | LEDs | LED, (2) 36", T12 116-120W | 240 | L36T12 | L32T12 | E2123
564 | LEDs | LED, (2) 36", T12 121-125W | 250 | L36T12 | L32T12 | E2124
565 | LEDs | LED, (2) 36", T12 126-130W | 260 | L36T12 | L32T12 | E2125
566 | LEDs | LED, (2) 36", T12 131-135W | 270 | L36T12 | L32T12 | E2126
567 | LEDs | LED, (2) 36", T12 136-140W | 280 | L36T12 | L32T12 | E2127
568 | LEDs | LED, (2) 36", T12 141-145W | 290 | L36T12 | L32T12 | E2128
569 | LEDs | LED, (2) 36", T12 146-150W | 300 | L36T12 | L32T12 | E2129
570 | LEDs | LED, (2) 36", T12 151-155W | 310 | L36T12 | L32T12 | E2130
571 | LEDs | LED, (2) 36", T12 156-160W | 320 | L36T12 | L32T12 | E2131
572 | LEDs | LED, (2) 36", T12 161-165W | 330 | L36T12 | L32T12 | E2132
573 | LEDs | LED, (2) 36", T12 166-170W | 340 | L36T12 | L32T12 | E2133
574 | LEDs | LED, (2) 36", T12 171-175W | 350 | L36T12 | L32T12 | E2134
575 | LEDs | LED, (2) 36", T12 176-180W | 360 | L36T12 | L32T12 | E2135
576 | LEDs | LED, (2) 36", T12 181-185W | 370 | L36T12 | L32T12 | E2136
577 | LEDs | LED, (2) 36", T12 186-190W | 380 | L36T12 | L32T12 | E2137
578 | LEDs | LED, (2) 36", T12 191-195W | 390 | L36T12 | L32T12 | E2138
579 | LEDs | LED, (2) 36", T12 196-200W | 400 | L36T12 | L32T12 | E2139
580 | LEDs | LED, (2) 36", T12 201-205W | 410 | L36T12 | L32T12 | E2140
581 | LEDs | LED, (2) 36", T12 206-210W | 420 | L36T12 | L32T12 | E2141
582 | LEDs | LED, (2) 36", T12 211-215W | 430 | L36T12 | L32T12 | E2142
583 | LEDs | LED, (2) 36", T12 216-220W | 440 | L36T12 | L32T12 | E2143
584 | LEDs | LED, (2) 36", T12 221-225W | 450 | L36T12 | L32T12 | E2144
585 | LEDs | LED, (2) 36", T12 226-230W | 460 | L36T12 | L32T12 | E2145
586 | LEDs | LED, (2) 36", T12 231-235W | 470 | L36T12 | L32T12 | E2146
587 | LEDs | LED, (2) 36", T12 236-240W | 480 | L36T12 | L32T12 | E2147
588 | LEDs | LED, (2) 36", T12 241-245W | 490 | L36T12 | L32T12 | E2148
589 | LEDs | LED, (2) 36", T12 246-250W | 500 | L36T12 | L32T12 | E2149
590 | LEDs | LED, (3) 36", T12 1-5W | 15 | L36T12 | L33T12 | E2150
591 | LEDs | LED, (3) 36", T12 6-10W | 30 | L36T12 | L33T12 | E2151
592 | LEDs | LED, (3) 36", T12 11-15W | 45 | L36T12 | L33T12 | E2152
593 | LEDs | LED, (3) 36", T12 16-20W | 60 | L36T12 | L33T12 | E2153
594 | LEDs | LED, (3) 36", T12 21-25W | 75 | L36T12 | L33T12 | E2154
595 | LEDs | LED, (3) 36", T12 26-30W | 90 | L36T12 | L33T12 | E2155
596 | LEDs | LED, (3) 36", T12 31-35W | 105 | L36T12 | L33T12 | E2156
597 | LEDs | LED, (3) 36", T12 36-40W | 120 | L36T12 | L33T12 | E2157
598 | LEDs | LED, (3) 36", T12 41-45W | 135 | L36T12 | L33T12 | E2158
599 | LEDs | LED, (3) 36", T12 46-50W | 150 | L36T12 | L33T12 | E2159
600 | LEDs | LED, (3) 36", T12 51-55W | 165 | L36T12 | L33T12 | E2160
601 | LEDs | LED, (3) 36", T12 56-60W | 180 | L36T12 | L33T12 | E2161
602 | LEDs | LED, (3) 36", T12 61-65W | 195 | L36T12 | L33T12 | E2162
603 | LEDs | LED, (3) 36", T12 66-70W | 210 | L36T12 | L33T12 | E2163
604 | LEDs | LED, (3) 36", T12 71-75W | 225 | L36T12 | L33T12 | E2164
605 | LEDs | LED, (3) 36", T12 76-80W | 240 | L36T12 | L33T12 | E2165
606 | LEDs | LED, (3) 36", T12 81-85W | 255 | L36T12 | L33T12 | E2166
607 | LEDs | LED, (3) 36", T12 86-90W | 270 | L36T12 | L33T12 | E2167
608 | LEDs | LED, (3) 36", T12 91-95W | 285 | L36T12 | L33T12 | E2168
609 | LEDs | LED, (3) 36", T12 96-100W | 300 | L36T12 | L33T12 | E2169
610 | LEDs | LED, (3) 36", T12 101-105W | 315 | L36T12 | L33T12 | E2170
611 | LEDs | LED, (3) 36", T12 106-110W | 330 | L36T12 | L33T12 | E2171
612 | LEDs | LED, (3) 36", T12 111-115W | 345 | L36T12 | L33T12 | E2172
613 | LEDs | LED, (3) 36", T12 116-120W | 360 | L36T12 | L33T12 | E2173
614 | LEDs | LED, (3) 36", T12 121-125W | 375 | L36T12 | L33T12 | E2174
615 | LEDs | LED, (3) 36", T12 126-130W | 390 | L36T12 | L33T12 | E2175
616 | LEDs | LED, (3) 36", T12 131-135W | 405 | L36T12 | L33T12 | E2176
617 | LEDs | LED, (3) 36", T12 136-140W | 420 | L36T12 | L33T12 | E2177
618 | LEDs | LED, (3) 36", T12 141-145W | 435 | L36T12 | L33T12 | E2178
619 | LEDs | LED, (3) 36", T12 146-150W | 450 | L36T12 | L33T12 | E2179
620 | LEDs | LED, (3) 36", T12 151-155W | 465 | L36T12 | L33T12 | E2180
621 | LEDs | LED, (3) 36", T12 156-160W | 480 | L36T12 | L33T12 | E2181
622 | LEDs | LED, (3) 36", T12 161-165W | 495 | L36T12 | L33T12 | E2182
623 | LEDs | LED, (3) 36", T12 166-170W | 510 | L36T12 | L33T12 | E2183
624 | LEDs | LED, (3) 36", T12 171-175W | 525 | L36T12 | L33T12 | E2184
625 | LEDs | LED, (3) 36", T12 176-180W | 540 | L36T12 | L33T12 | E2185
626 | LEDs | LED, (3) 36", T12 181-185W | 555 | L36T12 | L33T12 | E2186
627 | LEDs | LED, (3) 36", T12 186-190W | 570 | L36T12 | L33T12 | E2187
628 | LEDs | LED, (3) 36", T12 191-195W | 585 | L36T12 | L33T12 | E2188
629 | LEDs | LED, (3) 36", T12 196-200W | 600 | L36T12 | L33T12 | E2189
630 | LEDs | LED, (3) 36", T12 201-205W | 615 | L36T12 | L33T12 | E2190
631 | LEDs | LED, (3) 36", T12 206-210W | 630 | L36T12 | L33T12 | E2191
632 | LEDs | LED, (3) 36", T12 211-215W | 645 | L36T12 | L33T12 | E2192
633 | LEDs | LED, (3) 36", T12 216-220W | 660 | L36T12 | L33T12 | E2193
634 | LEDs | LED, (3) 36", T12 221-225W | 675 | L36T12 | L33T12 | E2194
635 | LEDs | LED, (3) 36", T12 226-230W | 690 | L36T12 | L33T12 | E2195
636 | LEDs | LED, (3) 36", T12 231-235W | 705 | L36T12 | L33T12 | E2196
637 | LEDs | LED, (3) 36", T12 236-240W | 720 | L36T12 | L33T12 | E2197
638 | LEDs | LED, (3) 36", T12 241-245W | 735 | L36T12 | L33T12 | E2198
639 | LEDs | LED, (3) 36", T12 246-250W | 750 | L36T12 | L33T12 | E2199
640 | LEDs | LED, (4) 36", T12 1-5W | 20 | L36T12 | L34T12 | E2200
641 | LEDs | LED, (4) 36", T12 6-10W | 40 | L36T12 | L34T12 | E2201
642 | LEDs | LED, (4) 36", T12 11-15W | 60 | L36T12 | L34T12 | E2202
643 | LEDs | LED, (4) 36", T12 16-20W | 80 | L36T12 | L34T12 | E2203
644 | LEDs | LED, (4) 36", T12 21-25W | 100 | L36T12 | L34T12 | E2204
645 | LEDs | LED, (4) 36", T12 26-30W | 120 | L36T12 | L34T12 | E2205
646 | LEDs | LED, (4) 36", T12 31-35W | 140 | L36T12 | L34T12 | E2206
647 | LEDs | LED, (4) 36", T12 36-40W | 160 | L36T12 | L34T12 | E2207
648 | LEDs | LED, (4) 36", T12 41-45W | 180 | L36T12 | L34T12 | E2208
649 | LEDs | LED, (4) 36", T12 46-50W | 200 | L36T12 | L34T12 | E2209
650 | LEDs | LED, (4) 36", T12 51-55W | 220 | L36T12 | L34T12 | E2210
651 | LEDs | LED, (4) 36", T12 56-60W | 240 | L36T12 | L34T12 | E2211
652 | LEDs | LED, (4) 36", T12 61-65W | 260 | L36T12 | L34T12 | E2212
653 | LEDs | LED, (4) 36", T12 66-70W | 280 | L36T12 | L34T12 | E2213
654 | LEDs | LED, (4) 36", T12 71-75W | 300 | L36T12 | L34T12 | E2214
655 | LEDs | LED, (4) 36", T12 76-80W | 320 | L36T12 | L34T12 | E2215
656 | LEDs | LED, (4) 36", T12 81-85W | 340 | L36T12 | L34T12 | E2216
657 | LEDs | LED, (4) 36", T12 86-90W | 360 | L36T12 | L34T12 | E2217
658 | LEDs | LED, (4) 36", T12 91-95W | 380 | L36T12 | L34T12 | E2218
659 | LEDs | LED, (4) 36", T12 96-100W | 400 | L36T12 | L34T12 | E2219
660 | LEDs | LED, (4) 36", T12 101-105W | 420 | L36T12 | L34T12 | E2220
661 | LEDs | LED, (4) 36", T12 106-110W | 440 | L36T12 | L34T12 | E2221
662 | LEDs | LED, (4) 36", T12 111-115W | 460 | L36T12 | L34T12 | E2222
663 | LEDs | LED, (4) 36", T12 116-120W | 480 | L36T12 | L34T12 | E2223
664 | LEDs | LED, (4) 36", T12 121-125W | 500 | L36T12 | L34T12 | E2224
665 | LEDs | LED, (4) 36", T12 126-130W | 520 | L36T12 | L34T12 | E2225
666 | LEDs | LED, (4) 36", T12 131-135W | 540 | L36T12 | L34T12 | E2226
667 | LEDs | LED, (4) 36", T12 136-140W | 560 | L36T12 | L34T12 | E2227
668 | LEDs | LED, (4) 36", T12 141-145W | 580 | L36T12 | L34T12 | E2228
669 | LEDs | LED, (4) 36", T12 146-150W | 600 | L36T12 | L34T12 | E2229
670 | LEDs | LED, (4) 36", T12 151-155W | 620 | L36T12 | L34T12 | E2230
671 | LEDs | LED, (4) 36", T12 156-160W | 640 | L36T12 | L34T12 | E2231
672 | LEDs | LED, (4) 36", T12 161-165W | 660 | L36T12 | L34T12 | E2232
673 | LEDs | LED, (4) 36", T12 166-170W | 680 | L36T12 | L34T12 | E2233
674 | LEDs | LED, (4) 36", T12 171-175W | 700 | L36T12 | L34T12 | E2234
675 | LEDs | LED, (4) 36", T12 176-180W | 720 | L36T12 | L34T12 | E2235
676 | LEDs | LED, (4) 36", T12 181-185W | 740 | L36T12 | L34T12 | E2236
677 | LEDs | LED, (4) 36", T12 186-190W | 760 | L36T12 | L34T12 | E2237
678 | LEDs | LED, (4) 36", T12 191-195W | 780 | L36T12 | L34T12 | E2238
679 | LEDs | LED, (4) 36", T12 196-200W | 800 | L36T12 | L34T12 | E2239
680 | LEDs | LED, (4) 36", T12 201-205W | 820 | L36T12 | L34T12 | E2240
681 | LEDs | LED, (4) 36", T12 206-210W | 840 | L36T12 | L34T12 | E2241
682 | LEDs | LED, (4) 36", T12 211-215W | 860 | L36T12 | L34T12 | E2242
683 | LEDs | LED, (4) 36", T12 216-220W | 880 | L36T12 | L34T12 | E2243
684 | LEDs | LED, (4) 36", T12 221-225W | 900 | L36T12 | L34T12 | E2244
685 | LEDs | LED, (4) 36", T12 226-230W | 920 | L36T12 | L34T12 | E2245
686 | LEDs | LED, (4) 36", T12 231-235W | 940 | L36T12 | L34T12 | E2246
687 | LEDs | LED, (4) 36", T12 236-240W | 960 | L36T12 | L34T12 | E2247
688 | LEDs | LED, (4) 36", T12 241-245W | 980 | L36T12 | L34T12 | E2248
689 | LEDs | LED, (4) 36", T12 246-250W | 1000 | L36T12 | L34T12 | E2249
690 | LEDs | LED, (1) 48", T12 1-5W | 5 | L48T12 | L41T12 | E2250
691 | LEDs | LED, (1) 48", T12 6-10W | 10 | L48T12 | L41T12 | E2251
692 | LEDs | LED, (1) 48", T12 11-15W | 15 | L48T12 | L41T12 | E2252
693 | LEDs | LED, (1) 48", T12 16-20W | 20 | L48T12 | L41T12 | E2253
694 | LEDs | LED, (1) 48", T12 21-25W | 25 | L48T12 | L41T12 | E2254
695 | LEDs | LED, (1) 48", T12 26-30W | 30 | L48T12 | L41T12 | E2255
696 | LEDs | LED, (1) 48", T12 31-35W | 35 | L48T12 | L41T12 | E2256
697 | LEDs | LED, (1) 48", T12 36-40W | 40 | L48T12 | L41T12 | E2257
698 | LEDs | LED, (1) 48", T12 41-45W | 45 | L48T12 | L41T12 | E2258
699 | LEDs | LED, (1) 48", T12 46-50W | 50 | L48T12 | L41T12 | E2259
700 | LEDs | LED, (1) 48", T12 51-55W | 55 | L48T12 | L41T12 | E2260
701 | LEDs | LED, (1) 48", T12 56-60W | 60 | L48T12 | L41T12 | E2261
702 | LEDs | LED, (1) 48", T12 61-65W | 65 | L48T12 | L41T12 | E2262
703 | LEDs | LED, (1) 48", T12 66-70W | 70 | L48T12 | L41T12 | E2263
704 | LEDs | LED, (1) 48", T12 71-75W | 75 | L48T12 | L41T12 | E2264
705 | LEDs | LED, (1) 48", T12 76-80W | 80 | L48T12 | L41T12 | E2265
706 | LEDs | LED, (1) 48", T12 81-85W | 85 | L48T12 | L41T12 | E2266
707 | LEDs | LED, (1) 48", T12 86-90W | 90 | L48T12 | L41T12 | E2267
708 | LEDs | LED, (1) 48", T12 91-95W | 95 | L48T12 | L41T12 | E2268
709 | LEDs | LED, (1) 48", T12 96-100W | 100 | L48T12 | L41T12 | E2269
710 | LEDs | LED, (1) 48", T12 101-105W | 105 | L48T12 | L41T12 | E2270
711 | LEDs | LED, (1) 48", T12 106-110W | 110 | L48T12 | L41T12 | E2271
712 | LEDs | LED, (1) 48", T12 111-115W | 115 | L48T12 | L41T12 | E2272
713 | LEDs | LED, (1) 48", T12 116-120W | 120 | L48T12 | L41T12 | E2273
714 | LEDs | LED, (1) 48", T12 121-125W | 125 | L48T12 | L41T12 | E2274
715 | LEDs | LED, (1) 48", T12 126-130W | 130 | L48T12 | L41T12 | E2275
716 | LEDs | LED, (1) 48", T12 131-135W | 135 | L48T12 | L41T12 | E2276
717 | LEDs | LED, (1) 48", T12 136-140W | 140 | L48T12 | L41T12 | E2277
718 | LEDs | LED, (1) 48", T12 141-145W | 145 | L48T12 | L41T12 | E2278
719 | LEDs | LED, (1) 48", T12 146-150W | 150 | L48T12 | L41T12 | E2279
720 | LEDs | LED, (1) 48", T12 151-155W | 155 | L48T12 | L41T12 | E2280
721 | LEDs | LED, (1) 48", T12 156-160W | 160 | L48T12 | L41T12 | E2281
722 | LEDs | LED, (1) 48", T12 161-165W | 165 | L48T12 | L41T12 | E2282
723 | LEDs | LED, (1) 48", T12 166-170W | 170 | L48T12 | L41T12 | E2283
724 | LEDs | LED, (1) 48", T12 171-175W | 175 | L48T12 | L41T12 | E2284
725 | LEDs | LED, (1) 48", T12 176-180W | 180 | L48T12 | L41T12 | E2285
726 | LEDs | LED, (1) 48", T12 181-185W | 185 | L48T12 | L41T12 | E2286
727 | LEDs | LED, (1) 48", T12 186-190W | 190 | L48T12 | L41T12 | E2287
728 | LEDs | LED, (1) 48", T12 191-195W | 195 | L48T12 | L41T12 | E2288
729 | LEDs | LED, (1) 48", T12 196-200W | 200 | L48T12 | L41T12 | E2289
730 | LEDs | LED, (1) 48", T12 201-205W | 205 | L48T12 | L41T12 | E2290
731 | LEDs | LED, (1) 48", T12 206-210W | 210 | L48T12 | L41T12 | E2291
732 | LEDs | LED, (1) 48", T12 211-215W | 215 | L48T12 | L41T12 | E2292
733 | LEDs | LED, (1) 48", T12 216-220W | 220 | L48T12 | L41T12 | E2293
734 | LEDs | LED, (1) 48", T12 221-225W | 225 | L48T12 | L41T12 | E2294
735 | LEDs | LED, (1) 48", T12 226-230W | 230 | L48T12 | L41T12 | E2295
736 | LEDs | LED, (1) 48", T12 231-235W | 235 | L48T12 | L41T12 | E2296
737 | LEDs | LED, (1) 48", T12 236-240W | 240 | L48T12 | L41T12 | E2297
738 | LEDs | LED, (1) 48", T12 241-245W | 245 | L48T12 | L41T12 | E2298
739 | LEDs | LED, (1) 48", T12 246-250W | 250 | L48T12 | L41T12 | E2299
740 | LEDs | LED, (2) 48", T12 1-5W | 10 | L48T12 | L42T12 | E2300
741 | LEDs | LED, (2) 48", T12 6-10W | 20 | L48T12 | L42T12 | E2301
742 | LEDs | LED, (2) 48", T12 11-15W | 30 | L48T12 | L42T12 | E2302
743 | LEDs | LED, (2) 48", T12 16-20W | 40 | L48T12 | L42T12 | E2303
744 | LEDs | LED, (2) 48", T12 21-25W | 50 | L48T12 | L42T12 | E2304
745 | LEDs | LED, (2) 48", T12 26-30W | 60 | L48T12 | L42T12 | E2305
746 | LEDs | LED, (2) 48", T12 31-35W | 70 | L48T12 | L42T12 | E2306
747 | LEDs | LED, (2) 48", T12 36-40W | 80 | L48T12 | L42T12 | E2307
748 | LEDs | LED, (2) 48", T12 41-45W | 90 | L48T12 | L42T12 | E2308
749 | LEDs | LED, (2) 48", T12 46-50W | 100 | L48T12 | L42T12 | E2309
750 | LEDs | LED, (2) 48", T12 51-55W | 110 | L48T12 | L42T12 | E2310
751 | LEDs | LED, (2) 48", T12 56-60W | 120 | L48T12 | L42T12 | E2311
752 | LEDs | LED, (2) 48", T12 61-65W | 130 | L48T12 | L42T12 | E2312
753 | LEDs | LED, (2) 48", T12 66-70W | 140 | L48T12 | L42T12 | E2313
754 | LEDs | LED, (2) 48", T12 71-75W | 150 | L48T12 | L42T12 | E2314
755 | LEDs | LED, (2) 48", T12 76-80W | 160 | L48T12 | L42T12 | E2315
756 | LEDs | LED, (2) 48", T12 81-85W | 170 | L48T12 | L42T12 | E2316
757 | LEDs | LED, (2) 48", T12 86-90W | 180 | L48T12 | L42T12 | E2317
758 | LEDs | LED, (2) 48", T12 91-95W | 190 | L48T12 | L42T12 | E2318
759 | LEDs | LED, (2) 48", T12 96-100W | 200 | L48T12 | L42T12 | E2319
760 | LEDs | LED, (2) 48", T12 101-105W | 210 | L48T12 | L42T12 | E2320
761 | LEDs | LED, (2) 48", T12 106-110W | 220 | L48T12 | L42T12 | E2321
762 | LEDs | LED, (2) 48", T12 111-115W | 230 | L48T12 | L42T12 | E2322
763 | LEDs | LED, (2) 48", T12 116-120W | 240 | L48T12 | L42T12 | E2323
764 | LEDs | LED, (2) 48", T12 121-125W | 250 | L48T12 | L42T12 | E2324
765 | LEDs | LED, (2) 48", T12 126-130W | 260 | L48T12 | L42T12 | E2325
766 | LEDs | LED, (2) 48", T12 131-135W | 270 | L48T12 | L42T12 | E2326
767 | LEDs | LED, (2) 48", T12 136-140W | 280 | L48T12 | L42T12 | E2327
768 | LEDs | LED, (2) 48", T12 141-145W | 290 | L48T12 | L42T12 | E2328
769 | LEDs | LED, (2) 48", T12 146-150W | 300 | L48T12 | L42T12 | E2329
770 | LEDs | LED, (2) 48", T12 151-155W | 310 | L48T12 | L42T12 | E2330
771 | LEDs | LED, (2) 48", T12 156-160W | 320 | L48T12 | L42T12 | E2331
772 | LEDs | LED, (2) 48", T12 161-165W | 330 | L48T12 | L42T12 | E2332
773 | LEDs | LED, (2) 48", T12 166-170W | 340 | L48T12 | L42T12 | E2333
774 | LEDs | LED, (2) 48", T12 171-175W | 350 | L48T12 | L42T12 | E2334
775 | LEDs | LED, (2) 48", T12 176-180W | 360 | L48T12 | L42T12 | E2335
776 | LEDs | LED, (2) 48", T12 181-185W | 370 | L48T12 | L42T12 | E2336
777 | LEDs | LED, (2) 48", T12 186-190W | 380 | L48T12 | L42T12 | E2337
778 | LEDs | LED, (2) 48", T12 191-195W | 390 | L48T12 | L42T12 | E2338
779 | LEDs | LED, (2) 48", T12 196-200W | 400 | L48T12 | L42T12 | E2339
780 | LEDs | LED, (2) 48", T12 201-205W | 410 | L48T12 | L42T12 | E2340
781 | LEDs | LED, (2) 48", T12 206-210W | 420 | L48T12 | L42T12 | E2341
782 | LEDs | LED, (2) 48", T12 211-215W | 430 | L48T12 | L42T12 | E2342
783 | LEDs | LED, (2) 48", T12 216-220W | 440 | L48T12 | L42T12 | E2343
784 | LEDs | LED, (2) 48", T12 221-225W | 450 | L48T12 | L42T12 | E2344
785 | LEDs | LED, (2) 48", T12 226-230W | 460 | L48T12 | L42T12 | E2345
786 | LEDs | LED, (2) 48", T12 231-235W | 470 | L48T12 | L42T12 | E2346
787 | LEDs | LED, (2) 48", T12 236-240W | 480 | L48T12 | L42T12 | E2347
788 | LEDs | LED, (2) 48", T12 241-245W | 490 | L48T12 | L42T12 | E2348
789 | LEDs | LED, (2) 48", T12 246-250W | 500 | L48T12 | L42T12 | E2349
790 | LEDs | LED, (3) 48", T12 1-5W | 15 | L48T12 | L43T12 | E2350
791 | LEDs | LED, (3) 48", T12 6-10W | 30 | L48T12 | L43T12 | E2351
792 | LEDs | LED, (3) 48", T12 11-15W | 45 | L48T12 | L43T12 | E2352
793 | LEDs | LED, (3) 48", T12 16-20W | 60 | L48T12 | L43T12 | E2353
794 | LEDs | LED, (3) 48", T12 21-25W | 75 | L48T12 | L43T12 | E2354
795 | LEDs | LED, (3) 48", T12 26-30W | 90 | L48T12 | L43T12 | E2355
796 | LEDs | LED, (3) 48", T12 31-35W | 105 | L48T12 | L43T12 | E2356
797 | LEDs | LED, (3) 48", T12 36-40W | 120 | L48T12 | L43T12 | E2357
798 | LEDs | LED, (3) 48", T12 41-45W | 135 | L48T12 | L43T12 | E2358
799 | LEDs | LED, (3) 48", T12 46-50W | 150 | L48T12 | L43T12 | E2359
800 | LEDs | LED, (3) 48", T12 51-55W | 165 | L48T12 | L43T12 | E2360
801 | LEDs | LED, (3) 48", T12 56-60W | 180 | L48T12 | L43T12 | E2361
802 | LEDs | LED, (3) 48", T12 61-65W | 195 | L48T12 | L43T12 | E2362
803 | LEDs | LED, (3) 48", T12 66-70W | 210 | L48T12 | L43T12 | E2363
804 | LEDs | LED, (3) 48", T12 71-75W | 225 | L48T12 | L43T12 | E2364
805 | LEDs | LED, (3) 48", T12 76-80W | 240 | L48T12 | L43T12 | E2365
806 | LEDs | LED, (3) 48", T12 81-85W | 255 | L48T12 | L43T12 | E2366
807 | LEDs | LED, (3) 48", T12 86-90W | 270 | L48T12 | L43T12 | E2367
808 | LEDs | LED, (3) 48", T12 91-95W | 285 | L48T12 | L43T12 | E2368
809 | LEDs | LED, (3) 48", T12 96-100W | 300 | L48T12 | L43T12 | E2369
810 | LEDs | LED, (3) 48", T12 101-105W | 315 | L48T12 | L43T12 | E2370
811 | LEDs | LED, (3) 48", T12 106-110W | 330 | L48T12 | L43T12 | E2371
812 | LEDs | LED, (3) 48", T12 111-115W | 345 | L48T12 | L43T12 | E2372
813 | LEDs | LED, (3) 48", T12 116-120W | 360 | L48T12 | L43T12 | E2373
814 | LEDs | LED, (3) 48", T12 121-125W | 375 | L48T12 | L43T12 | E2374
815 | LEDs | LED, (3) 48", T12 126-130W | 390 | L48T12 | L43T12 | E2375
816 | LEDs | LED, (3) 48", T12 131-135W | 405 | L48T12 | L43T12 | E2376
817 | LEDs | LED, (3) 48", T12 136-140W | 420 | L48T12 | L43T12 | E2377
818 | LEDs | LED, (3) 48", T12 141-145W | 435 | L48T12 | L43T12 | E2378
819 | LEDs | LED, (3) 48", T12 146-150W | 450 | L48T12 | L43T12 | E2379
820 | LEDs | LED, (3) 48", T12 151-155W | 465 | L48T12 | L43T12 | E2380
821 | LEDs | LED, (3) 48", T12 156-160W | 480 | L48T12 | L43T12 | E2381
822 | LEDs | LED, (3) 48", T12 161-165W | 495 | L48T12 | L43T12 | E2382
823 | LEDs | LED, (3) 48", T12 166-170W | 510 | L48T12 | L43T12 | E2383
824 | LEDs | LED, (3) 48", T12 171-175W | 525 | L48T12 | L43T12 | E2384
825 | LEDs | LED, (3) 48", T12 176-180W | 540 | L48T12 | L43T12 | E2385
826 | LEDs | LED, (3) 48", T12 181-185W | 555 | L48T12 | L43T12 | E2386
827 | LEDs | LED, (3) 48", T12 186-190W | 570 | L48T12 | L43T12 | E2387
828 | LEDs | LED, (3) 48", T12 191-195W | 585 | L48T12 | L43T12 | E2388
829 | LEDs | LED, (3) 48", T12 196-200W | 600 | L48T12 | L43T12 | E2389
830 | LEDs | LED, (3) 48", T12 201-205W | 615 | L48T12 | L43T12 | E2390
831 | LEDs | LED, (3) 48", T12 206-210W | 630 | L48T12 | L43T12 | E2391
832 | LEDs | LED, (3) 48", T12 211-215W | 645 | L48T12 | L43T12 | E2392
833 | LEDs | LED, (3) 48", T12 216-220W | 660 | L48T12 | L43T12 | E2393
834 | LEDs | LED, (3) 48", T12 221-225W | 675 | L48T12 | L43T12 | E2394
835 | LEDs | LED, (3) 48", T12 226-230W | 690 | L48T12 | L43T12 | E2395
836 | LEDs | LED, (3) 48", T12 231-235W | 705 | L48T12 | L43T12 | E2396
837 | LEDs | LED, (3) 48", T12 236-240W | 720 | L48T12 | L43T12 | E2397
838 | LEDs | LED, (3) 48", T12 241-245W | 735 | L48T12 | L43T12 | E2398
839 | LEDs | LED, (3) 48", T12 246-250W | 750 | L48T12 | L43T12 | E2399
840 | LEDs | LED, (4) 48", T12 1-5W | 20 | L48T12 | L44T12 | E2400
841 | LEDs | LED, (4) 48", T12 6-10W | 40 | L48T12 | L44T12 | E2401
842 | LEDs | LED, (4) 48", T12 11-15W | 60 | L48T12 | L44T12 | E2402
843 | LEDs | LED, (4) 48", T12 16-20W | 80 | L48T12 | L44T12 | E2403
844 | LEDs | LED, (4) 48", T12 21-25W | 100 | L48T12 | L44T12 | E2404
845 | LEDs | LED, (4) 48", T12 26-30W | 120 | L48T12 | L44T12 | E2405
846 | LEDs | LED, (4) 48", T12 31-35W | 140 | L48T12 | L44T12 | E2406
847 | LEDs | LED, (4) 48", T12 36-40W | 160 | L48T12 | L44T12 | E2407
848 | LEDs | LED, (4) 48", T12 41-45W | 180 | L48T12 | L44T12 | E2408
849 | LEDs | LED, (4) 48", T12 46-50W | 200 | L48T12 | L44T12 | E2409
850 | LEDs | LED, (4) 48", T12 51-55W | 220 | L48T12 | L44T12 | E2410
851 | LEDs | LED, (4) 48", T12 56-60W | 240 | L48T12 | L44T12 | E2411
852 | LEDs | LED, (4) 48", T12 61-65W | 260 | L48T12 | L44T12 | E2412
853 | LEDs | LED, (4) 48", T12 66-70W | 280 | L48T12 | L44T12 | E2413
854 | LEDs | LED, (4) 48", T12 71-75W | 300 | L48T12 | L44T12 | E2414
855 | LEDs | LED, (4) 48", T12 76-80W | 320 | L48T12 | L44T12 | E2415
856 | LEDs | LED, (4) 48", T12 81-85W | 340 | L48T12 | L44T12 | E2416
857 | LEDs | LED, (4) 48", T12 86-90W | 360 | L48T12 | L44T12 | E2417
858 | LEDs | LED, (4) 48", T12 91-95W | 380 | L48T12 | L44T12 | E2418
859 | LEDs | LED, (4) 48", T12 96-100W | 400 | L48T12 | L44T12 | E2419
860 | LEDs | LED, (4) 48", T12 101-105W | 420 | L48T12 | L44T12 | E2420
861 | LEDs | LED, (4) 48", T12 106-110W | 440 | L48T12 | L44T12 | E2421
862 | LEDs | LED, (4) 48", T12 111-115W | 460 | L48T12 | L44T12 | E2422
863 | LEDs | LED, (4) 48", T12 116-120W | 480 | L48T12 | L44T12 | E2423
864 | LEDs | LED, (4) 48", T12 121-125W | 500 | L48T12 | L44T12 | E2424
865 | LEDs | LED, (4) 48", T12 126-130W | 520 | L48T12 | L44T12 | E2425
866 | LEDs | LED, (4) 48", T12 131-135W | 540 | L48T12 | L44T12 | E2426
867 | LEDs | LED, (4) 48", T12 136-140W | 560 | L48T12 | L44T12 | E2427
868 | LEDs | LED, (4) 48", T12 141-145W | 580 | L48T12 | L44T12 | E2428
869 | LEDs | LED, (4) 48", T12 146-150W | 600 | L48T12 | L44T12 | E2429
870 | LEDs | LED, (4) 48", T12 151-155W | 620 | L48T12 | L44T12 | E2430
871 | LEDs | LED, (4) 48", T12 156-160W | 640 | L48T12 | L44T12 | E2431
872 | LEDs | LED, (4) 48", T12 161-165W | 660 | L48T12 | L44T12 | E2432
873 | LEDs | LED, (4) 48", T12 166-170W | 680 | L48T12 | L44T12 | E2433
874 | LEDs | LED, (4) 48", T12 171-175W | 700 | L48T12 | L44T12 | E2434
875 | LEDs | LED, (4) 48", T12 176-180W | 720 | L48T12 | L44T12 | E2435
876 | LEDs | LED, (4) 48", T12 181-185W | 740 | L48T12 | L44T12 | E2436
877 | LEDs | LED, (4) 48", T12 186-190W | 760 | L48T12 | L44T12 | E2437
878 | LEDs | LED, (4) 48", T12 191-195W | 780 | L48T12 | L44T12 | E2438
879 | LEDs | LED, (4) 48", T12 196-200W | 800 | L48T12 | L44T12 | E2439
880 | LEDs | LED, (4) 48", T12 201-205W | 820 | L48T12 | L44T12 | E2440
881 | LEDs | LED, (4) 48", T12 206-210W | 840 | L48T12 | L44T12 | E2441
882 | LEDs | LED, (4) 48", T12 211-215W | 860 | L48T12 | L44T12 | E2442
883 | LEDs | LED, (4) 48", T12 216-220W | 880 | L48T12 | L44T12 | E2443
884 | LEDs | LED, (4) 48", T12 221-225W | 900 | L48T12 | L44T12 | E2444
885 | LEDs | LED, (4) 48", T12 226-230W | 920 | L48T12 | L44T12 | E2445
886 | LEDs | LED, (4) 48", T12 231-235W | 940 | L48T12 | L44T12 | E2446
887 | LEDs | LED, (4) 48", T12 236-240W | 960 | L48T12 | L44T12 | E2447
888 | LEDs | LED, (4) 48", T12 241-245W | 980 | L48T12 | L44T12 | E2448
889 | LEDs | LED, (4) 48", T12 246-250W | 1000 | L48T12 | L44T12 | E2449
890 | LEDs | LED, (6) 48", T12 1-5W | 30 | L48T12 | L46T12 | E2450
891 | LEDs | LED, (6) 48", T12 6-10W | 60 | L48T12 | L46T12 | E2451
892 | LEDs | LED, (6) 48", T12 11-15W | 90 | L48T12 | L46T12 | E2452
893 | LEDs | LED, (6) 48", T12 16-20W | 120 | L48T12 | L46T12 | E2453
894 | LEDs | LED, (6) 48", T12 21-25W | 150 | L48T12 | L46T12 | E2454
895 | LEDs | LED, (6) 48", T12 26-30W | 180 | L48T12 | L46T12 | E2455
896 | LEDs | LED, (6) 48", T12 31-35W | 210 | L48T12 | L46T12 | E2456
897 | LEDs | LED, (6) 48", T12 36-40W | 240 | L48T12 | L46T12 | E2457
898 | LEDs | LED, (6) 48", T12 41-45W | 270 | L48T12 | L46T12 | E2458
899 | LEDs | LED, (6) 48", T12 46-50W | 300 | L48T12 | L46T12 | E2459
900 | LEDs | LED, (6) 48", T12 51-55W | 330 | L48T12 | L46T12 | E2460
901 | LEDs | LED, (6) 48", T12 56-60W | 360 | L48T12 | L46T12 | E2461
902 | LEDs | LED, (6) 48", T12 61-65W | 390 | L48T12 | L46T12 | E2462
903 | LEDs | LED, (6) 48", T12 66-70W | 420 | L48T12 | L46T12 | E2463
904 | LEDs | LED, (6) 48", T12 71-75W | 450 | L48T12 | L46T12 | E2464
905 | LEDs | LED, (6) 48", T12 76-80W | 480 | L48T12 | L46T12 | E2465
906 | LEDs | LED, (6) 48", T12 81-85W | 510 | L48T12 | L46T12 | E2466
907 | LEDs | LED, (6) 48", T12 86-90W | 540 | L48T12 | L46T12 | E2467
908 | LEDs | LED, (6) 48", T12 91-95W | 570 | L48T12 | L46T12 | E2468
909 | LEDs | LED, (6) 48", T12 96-100W | 600 | L48T12 | L46T12 | E2469
910 | LEDs | LED, (6) 48", T12 101-105W | 630 | L48T12 | L46T12 | E2470
911 | LEDs | LED, (6) 48", T12 106-110W | 660 | L48T12 | L46T12 | E2471
912 | LEDs | LED, (6) 48", T12 111-115W | 690 | L48T12 | L46T12 | E2472
913 | LEDs | LED, (6) 48", T12 116-120W | 720 | L48T12 | L46T12 | E2473
914 | LEDs | LED, (6) 48", T12 121-125W | 750 | L48T12 | L46T12 | E2474
915 | LEDs | LED, (6) 48", T12 126-130W | 780 | L48T12 | L46T12 | E2475
916 | LEDs | LED, (6) 48", T12 131-135W | 810 | L48T12 | L46T12 | E2476
917 | LEDs | LED, (6) 48", T12 136-140W | 840 | L48T12 | L46T12 | E2477
918 | LEDs | LED, (6) 48", T12 141-145W | 870 | L48T12 | L46T12 | E2478
919 | LEDs | LED, (6) 48", T12 146-150W | 900 | L48T12 | L46T12 | E2479
920 | LEDs | LED, (6) 48", T12 151-155W | 930 | L48T12 | L46T12 | E2480
921 | LEDs | LED, (6) 48", T12 156-160W | 960 | L48T12 | L46T12 | E2481
922 | LEDs | LED, (6) 48", T12 161-165W | 990 | L48T12 | L46T12 | E2482
923 | LEDs | LED, (6) 48", T12 166-170W | 1020 | L48T12 | L46T12 | E2483
924 | LEDs | LED, (6) 48", T12 171-175W | 1050 | L48T12 | L46T12 | E2484
925 | LEDs | LED, (6) 48", T12 176-180W | 1080 | L48T12 | L46T12 | E2485
926 | LEDs | LED, (6) 48", T12 181-185W | 1110 | L48T12 | L46T12 | E2486
927 | LEDs | LED, (6) 48", T12 186-190W | 1140 | L48T12 | L46T12 | E2487
928 | LEDs | LED, (6) 48", T12 191-195W | 1170 | L48T12 | L46T12 | E2488
929 | LEDs | LED, (6) 48", T12 196-200W | 1200 | L48T12 | L46T12 | E2489
930 | LEDs | LED, (6) 48", T12 201-205W | 1230 | L48T12 | L46T12 | E2490
931 | LEDs | LED, (6) 48", T12 206-210W | 1260 | L48T12 | L46T12 | E2491
932 | LEDs | LED, (6) 48", T12 211-215W | 1290 | L48T12 | L46T12 | E2492
933 | LEDs | LED, (6) 48", T12 216-220W | 1320 | L48T12 | L46T12 | E2493
934 | LEDs | LED, (6) 48", T12 221-225W | 1350 | L48T12 | L46T12 | E2494
935 | LEDs | LED, (6) 48", T12 226-230W | 1380 | L48T12 | L46T12 | E2495
936 | LEDs | LED, (6) 48", T12 231-235W | 1410 | L48T12 | L46T12 | E2496
937 | LEDs | LED, (6) 48", T12 236-240W | 1440 | L48T12 | L46T12 | E2497
938 | LEDs | LED, (6) 48", T12 241-245W | 1470 | L48T12 | L46T12 | E2498
939 | LEDs | LED, (6) 48", T12 246-250W | 1500 | L48T12 | L46T12 | E2499
940 | LEDs | LED, (8) 48", T12 1-5W | 40 | L48T12 | L48T12 | E2500
941 | LEDs | LED, (8) 48", T12 6-10W | 80 | L48T12 | L48T12 | E2501
942 | LEDs | LED, (8) 48", T12 11-15W | 120 | L48T12 | L48T12 | E2502
943 | LEDs | LED, (8) 48", T12 16-20W | 160 | L48T12 | L48T12 | E2503
944 | LEDs | LED, (8) 48", T12 21-25W | 200 | L48T12 | L48T12 | E2504
945 | LEDs | LED, (8) 48", T12 26-30W | 240 | L48T12 | L48T12 | E2505
946 | LEDs | LED, (8) 48", T12 31-35W | 280 | L48T12 | L48T12 | E2506
947 | LEDs | LED, (8) 48", T12 36-40W | 320 | L48T12 | L48T12 | E2507
948 | LEDs | LED, (8) 48", T12 41-45W | 360 | L48T12 | L48T12 | E2508
949 | LEDs | LED, (8) 48", T12 46-50W | 400 | L48T12 | L48T12 | E2509
950 | LEDs | LED, (8) 48", T12 51-55W | 440 | L48T12 | L48T12 | E2510
951 | LEDs | LED, (8) 48", T12 56-60W | 480 | L48T12 | L48T12 | E2511
952 | LEDs | LED, (8) 48", T12 61-65W | 520 | L48T12 | L48T12 | E2512
953 | LEDs | LED, (8) 48", T12 66-70W | 560 | L48T12 | L48T12 | E2513
954 | LEDs | LED, (8) 48", T12 71-75W | 600 | L48T12 | L48T12 | E2514
955 | LEDs | LED, (8) 48", T12 76-80W | 640 | L48T12 | L48T12 | E2515
956 | LEDs | LED, (8) 48", T12 81-85W | 680 | L48T12 | L48T12 | E2516
957 | LEDs | LED, (8) 48", T12 86-90W | 720 | L48T12 | L48T12 | E2517
958 | LEDs | LED, (8) 48", T12 91-95W | 760 | L48T12 | L48T12 | E2518
959 | LEDs | LED, (8) 48", T12 96-100W | 800 | L48T12 | L48T12 | E2519
960 | LEDs | LED, (8) 48", T12 101-105W | 840 | L48T12 | L48T12 | E2520
961 | LEDs | LED, (8) 48", T12 106-110W | 880 | L48T12 | L48T12 | E2521
962 | LEDs | LED, (8) 48", T12 111-115W | 920 | L48T12 | L48T12 | E2522
963 | LEDs | LED, (8) 48", T12 116-120W | 960 | L48T12 | L48T12 | E2523
964 | LEDs | LED, (8) 48", T12 121-125W | 1000 | L48T12 | L48T12 | E2524
965 | LEDs | LED, (8) 48", T12 126-130W | 1040 | L48T12 | L48T12 | E2525
966 | LEDs | LED, (8) 48", T12 131-135W | 1080 | L48T12 | L48T12 | E2526
967 | LEDs | LED, (8) 48", T12 136-140W | 1120 | L48T12 | L48T12 | E2527
968 | LEDs | LED, (8) 48", T12 141-145W | 1160 | L48T12 | L48T12 | E2528
969 | LEDs | LED, (8) 48", T12 146-150W | 1200 | L48T12 | L48T12 | E2529
970 | LEDs | LED, (8) 48", T12 151-155W | 1240 | L48T12 | L48T12 | E2530
971 | LEDs | LED, (8) 48", T12 156-160W | 1280 | L48T12 | L48T12 | E2531
972 | LEDs | LED, (8) 48", T12 161-165W | 1320 | L48T12 | L48T12 | E2532
973 | LEDs | LED, (8) 48", T12 166-170W | 1360 | L48T12 | L48T12 | E2533
974 | LEDs | LED, (8) 48", T12 171-175W | 1400 | L48T12 | L48T12 | E2534
975 | LEDs | LED, (8) 48", T12 176-180W | 1440 | L48T12 | L48T12 | E2535
976 | LEDs | LED, (8) 48", T12 181-185W | 1480 | L48T12 | L48T12 | E2536
977 | LEDs | LED, (8) 48", T12 186-190W | 1520 | L48T12 | L48T12 | E2537
978 | LEDs | LED, (8) 48", T12 191-195W | 1560 | L48T12 | L48T12 | E2538
979 | LEDs | LED, (8) 48", T12 196-200W | 1600 | L48T12 | L48T12 | E2539
980 | LEDs | LED, (8) 48", T12 201-205W | 1640 | L48T12 | L48T12 | E2540
981 | LEDs | LED, (8) 48", T12 206-210W | 1680 | L48T12 | L48T12 | E2541
982 | LEDs | LED, (8) 48", T12 211-215W | 1720 | L48T12 | L48T12 | E2542
983 | LEDs | LED, (8) 48", T12 216-220W | 1760 | L48T12 | L48T12 | E2543
984 | LEDs | LED, (8) 48", T12 221-225W | 1800 | L48T12 | L48T12 | E2544
985 | LEDs | LED, (8) 48", T12 226-230W | 1840 | L48T12 | L48T12 | E2545
986 | LEDs | LED, (8) 48", T12 231-235W | 1880 | L48T12 | L48T12 | E2546
987 | LEDs | LED, (8) 48", T12 236-240W | 1920 | L48T12 | L48T12 | E2547
988 | LEDs | LED, (8) 48", T12 241-245W | 1960 | L48T12 | L48T12 | E2548
989 | LEDs | LED, (8) 48", T12 246-250W | 2000 | L48T12 | L48T12 | E2549
990 | LEDs | LED, (1) 48", T5 1-5W | 5 | L48T5 | L41T5 | E2550
991 | LEDs | LED, (1) 48", T5 6-10W | 10 | L48T5 | L41T5 | E2551
992 | LEDs | LED, (1) 48", T5 11-15W | 15 | L48T5 | L41T5 | E2552
993 | LEDs | LED, (1) 48", T5 16-20W | 20 | L48T5 | L41T5 | E2553
994 | LEDs | LED, (1) 48", T5 21-25W | 25 | L48T5 | L41T5 | E2554
995 | LEDs | LED, (1) 48", T5 26-30W | 30 | L48T5 | L41T5 | E2555
996 | LEDs | LED, (1) 48", T5 31-35W | 35 | L48T5 | L41T5 | E2556
997 | LEDs | LED, (1) 48", T5 36-40W | 40 | L48T5 | L41T5 | E2557
998 | LEDs | LED, (1) 48", T5 41-45W | 45 | L48T5 | L41T5 | E2558
999 | LEDs | LED, (1) 48", T5 46-50W | 50 | L48T5 | L41T5 | E2559
1000 | LEDs | LED, (1) 48", T5 51-55W | 55 | L48T5 | L41T5 | E2560
1001 | LEDs | LED, (1) 48", T5 56-60W | 60 | L48T5 | L41T5 | E2561
1002 | LEDs | LED, (1) 48", T5 61-65W | 65 | L48T5 | L41T5 | E2562
1003 | LEDs | LED, (1) 48", T5 66-70W | 70 | L48T5 | L41T5 | E2563
1004 | LEDs | LED, (1) 48", T5 71-75W | 75 | L48T5 | L41T5 | E2564
1005 | LEDs | LED, (1) 48", T5 76-80W | 80 | L48T5 | L41T5 | E2565
1006 | LEDs | LED, (1) 48", T5 81-85W | 85 | L48T5 | L41T5 | E2566
1007 | LEDs | LED, (1) 48", T5 86-90W | 90 | L48T5 | L41T5 | E2567
1008 | LEDs | LED, (1) 48", T5 91-95W | 95 | L48T5 | L41T5 | E2568
1009 | LEDs | LED, (1) 48", T5 96-100W | 100 | L48T5 | L41T5 | E2569
1010 | LEDs | LED, (1) 48", T5 101-105W | 105 | L48T5 | L41T5 | E2570
1011 | LEDs | LED, (1) 48", T5 106-110W | 110 | L48T5 | L41T5 | E2571
1012 | LEDs | LED, (1) 48", T5 111-115W | 115 | L48T5 | L41T5 | E2572
1013 | LEDs | LED, (1) 48", T5 116-120W | 120 | L48T5 | L41T5 | E2573
1014 | LEDs | LED, (1) 48", T5 121-125W | 125 | L48T5 | L41T5 | E2574
1015 | LEDs | LED, (1) 48", T5 126-130W | 130 | L48T5 | L41T5 | E2575
1016 | LEDs | LED, (1) 48", T5 131-135W | 135 | L48T5 | L41T5 | E2576
1017 | LEDs | LED, (1) 48", T5 136-140W | 140 | L48T5 | L41T5 | E2577
1018 | LEDs | LED, (1) 48", T5 141-145W | 145 | L48T5 | L41T5 | E2578
1019 | LEDs | LED, (1) 48", T5 146-150W | 150 | L48T5 | L41T5 | E2579
1020 | LEDs | LED, (1) 48", T5 151-155W | 155 | L48T5 | L41T5 | E2580
1021 | LEDs | LED, (1) 48", T5 156-160W | 160 | L48T5 | L41T5 | E2581
1022 | LEDs | LED, (1) 48", T5 161-165W | 165 | L48T5 | L41T5 | E2582
1023 | LEDs | LED, (1) 48", T5 166-170W | 170 | L48T5 | L41T5 | E2583
1024 | LEDs | LED, (1) 48", T5 171-175W | 175 | L48T5 | L41T5 | E2584
1025 | LEDs | LED, (1) 48", T5 176-180W | 180 | L48T5 | L41T5 | E2585
1026 | LEDs | LED, (1) 48", T5 181-185W | 185 | L48T5 | L41T5 | E2586
1027 | LEDs | LED, (1) 48", T5 186-190W | 190 | L48T5 | L41T5 | E2587
1028 | LEDs | LED, (1) 48", T5 191-195W | 195 | L48T5 | L41T5 | E2588
1029 | LEDs | LED, (1) 48", T5 196-200W | 200 | L48T5 | L41T5 | E2589
1030 | LEDs | LED, (1) 48", T5 201-205W | 205 | L48T5 | L41T5 | E2590
1031 | LEDs | LED, (1) 48", T5 206-210W | 210 | L48T5 | L41T5 | E2591
1032 | LEDs | LED, (1) 48", T5 211-215W | 215 | L48T5 | L41T5 | E2592
1033 | LEDs | LED, (1) 48", T5 216-220W | 220 | L48T5 | L41T5 | E2593
1034 | LEDs | LED, (1) 48", T5 221-225W | 225 | L48T5 | L41T5 | E2594
1035 | LEDs | LED, (1) 48", T5 226-230W | 230 | L48T5 | L41T5 | E2595
1036 | LEDs | LED, (1) 48", T5 231-235W | 235 | L48T5 | L41T5 | E2596
1037 | LEDs | LED, (1) 48", T5 236-240W | 240 | L48T5 | L41T5 | E2597
1038 | LEDs | LED, (1) 48", T5 241-245W | 245 | L48T5 | L41T5 | E2598
1039 | LEDs | LED, (1) 48", T5 246-250W | 250 | L48T5 | L41T5 | E2599
1040 | LEDs | LED, (2) 48", T5 1-5W | 10 | L48T5 | L42T5 | E2600
1041 | LEDs | LED, (2) 48", T5 6-10W | 20 | L48T5 | L42T5 | E2601
1042 | LEDs | LED, (2) 48", T5 11-15W | 30 | L48T5 | L42T5 | E2602
1043 | LEDs | LED, (2) 48", T5 16-20W | 40 | L48T5 | L42T5 | E2603
1044 | LEDs | LED, (2) 48", T5 21-25W | 50 | L48T5 | L42T5 | E2604
1045 | LEDs | LED, (2) 48", T5 26-30W | 60 | L48T5 | L42T5 | E2605
1046 | LEDs | LED, (2) 48", T5 31-35W | 70 | L48T5 | L42T5 | E2606
1047 | LEDs | LED, (2) 48", T5 36-40W | 80 | L48T5 | L42T5 | E2607
1048 | LEDs | LED, (2) 48", T5 41-45W | 90 | L48T5 | L42T5 | E2608
1049 | LEDs | LED, (2) 48", T5 46-50W | 100 | L48T5 | L42T5 | E2609
1050 | LEDs | LED, (2) 48", T5 51-55W | 110 | L48T5 | L42T5 | E2610
1051 | LEDs | LED, (2) 48", T5 56-60W | 120 | L48T5 | L42T5 | E2611
1052 | LEDs | LED, (2) 48", T5 61-65W | 130 | L48T5 | L42T5 | E2612
1053 | LEDs | LED, (2) 48", T5 66-70W | 140 | L48T5 | L42T5 | E2613
1054 | LEDs | LED, (2) 48", T5 71-75W | 150 | L48T5 | L42T5 | E2614
1055 | LEDs | LED, (2) 48", T5 76-80W | 160 | L48T5 | L42T5 | E2615
1056 | LEDs | LED, (2) 48", T5 81-85W | 170 | L48T5 | L42T5 | E2616
1057 | LEDs | LED, (2) 48", T5 86-90W | 180 | L48T5 | L42T5 | E2617
1058 | LEDs | LED, (2) 48", T5 91-95W | 190 | L48T5 | L42T5 | E2618
1059 | LEDs | LED, (2) 48", T5 96-100W | 200 | L48T5 | L42T5 | E2619
1060 | LEDs | LED, (2) 48", T5 101-105W | 210 | L48T5 | L42T5 | E2620
1061 | LEDs | LED, (2) 48", T5 106-110W | 220 | L48T5 | L42T5 | E2621
1062 | LEDs | LED, (2) 48", T5 111-115W | 230 | L48T5 | L42T5 | E2622
1063 | LEDs | LED, (2) 48", T5 116-120W | 240 | L48T5 | L42T5 | E2623
1064 | LEDs | LED, (2) 48", T5 121-125W | 250 | L48T5 | L42T5 | E2624
1065 | LEDs | LED, (2) 48", T5 126-130W | 260 | L48T5 | L42T5 | E2625
1066 | LEDs | LED, (2) 48", T5 131-135W | 270 | L48T5 | L42T5 | E2626
1067 | LEDs | LED, (2) 48", T5 136-140W | 280 | L48T5 | L42T5 | E2627
1068 | LEDs | LED, (2) 48", T5 141-145W | 290 | L48T5 | L42T5 | E2628
1069 | LEDs | LED, (2) 48", T5 146-150W | 300 | L48T5 | L42T5 | E2629
1070 | LEDs | LED, (2) 48", T5 151-155W | 310 | L48T5 | L42T5 | E2630
1071 | LEDs | LED, (2) 48", T5 156-160W | 320 | L48T5 | L42T5 | E2631
1072 | LEDs | LED, (2) 48", T5 161-165W | 330 | L48T5 | L42T5 | E2632
1073 | LEDs | LED, (2) 48", T5 166-170W | 340 | L48T5 | L42T5 | E2633
1074 | LEDs | LED, (2) 48", T5 171-175W | 350 | L48T5 | L42T5 | E2634
1075 | LEDs | LED, (2) 48", T5 176-180W | 360 | L48T5 | L42T5 | E2635
1076 | LEDs | LED, (2) 48", T5 181-185W | 370 | L48T5 | L42T5 | E2636
1077 | LEDs | LED, (2) 48", T5 186-190W | 380 | L48T5 | L42T5 | E2637
1078 | LEDs | LED, (2) 48", T5 191-195W | 390 | L48T5 | L42T5 | E2638
1079 | LEDs | LED, (2) 48", T5 196-200W | 400 | L48T5 | L42T5 | E2639
1080 | LEDs | LED, (2) 48", T5 201-205W | 410 | L48T5 | L42T5 | E2640
1081 | LEDs | LED, (2) 48", T5 206-210W | 420 | L48T5 | L42T5 | E2641
1082 | LEDs | LED, (2) 48", T5 211-215W | 430 | L48T5 | L42T5 | E2642
1083 | LEDs | LED, (2) 48", T5 216-220W | 440 | L48T5 | L42T5 | E2643
1084 | LEDs | LED, (2) 48", T5 221-225W | 450 | L48T5 | L42T5 | E2644
1085 | LEDs | LED, (2) 48", T5 226-230W | 460 | L48T5 | L42T5 | E2645
1086 | LEDs | LED, (2) 48", T5 231-235W | 470 | L48T5 | L42T5 | E2646
1087 | LEDs | LED, (2) 48", T5 236-240W | 480 | L48T5 | L42T5 | E2647
1088 | LEDs | LED, (2) 48", T5 241-245W | 490 | L48T5 | L42T5 | E2648
1089 | LEDs | LED, (2) 48", T5 246-250W | 500 | L48T5 | L42T5 | E2649
1090 | LEDs | LED, (3) 48", T5 1-5W | 15 | L48T5 | L43T5 | E2650
1091 | LEDs | LED, (3) 48", T5 6-10W | 30 | L48T5 | L43T5 | E2651
1092 | LEDs | LED, (3) 48", T5 11-15W | 45 | L48T5 | L43T5 | E2652
1093 | LEDs | LED, (3) 48", T5 16-20W | 60 | L48T5 | L43T5 | E2653
1094 | LEDs | LED, (3) 48", T5 21-25W | 75 | L48T5 | L43T5 | E2654
1095 | LEDs | LED, (3) 48", T5 26-30W | 90 | L48T5 | L43T5 | E2655
1096 | LEDs | LED, (3) 48", T5 31-35W | 105 | L48T5 | L43T5 | E2656
1097 | LEDs | LED, (3) 48", T5 36-40W | 120 | L48T5 | L43T5 | E2657
1098 | LEDs | LED, (3) 48", T5 41-45W | 135 | L48T5 | L43T5 | E2658
1099 | LEDs | LED, (3) 48", T5 46-50W | 150 | L48T5 | L43T5 | E2659
1100 | LEDs | LED, (3) 48", T5 51-55W | 165 | L48T5 | L43T5 | E2660
1101 | LEDs | LED, (3) 48", T5 56-60W | 180 | L48T5 | L43T5 | E2661
1102 | LEDs | LED, (3) 48", T5 61-65W | 195 | L48T5 | L43T5 | E2662
1103 | LEDs | LED, (3) 48", T5 66-70W | 210 | L48T5 | L43T5 | E2663
1104 | LEDs | LED, (3) 48", T5 71-75W | 225 | L48T5 | L43T5 | E2664
1105 | LEDs | LED, (3) 48", T5 76-80W | 240 | L48T5 | L43T5 | E2665
1106 | LEDs | LED, (3) 48", T5 81-85W | 255 | L48T5 | L43T5 | E2666
1107 | LEDs | LED, (3) 48", T5 86-90W | 270 | L48T5 | L43T5 | E2667
1108 | LEDs | LED, (3) 48", T5 91-95W | 285 | L48T5 | L43T5 | E2668
1109 | LEDs | LED, (3) 48", T5 96-100W | 300 | L48T5 | L43T5 | E2669
1110 | LEDs | LED, (3) 48", T5 101-105W | 315 | L48T5 | L43T5 | E2670
1111 | LEDs | LED, (3) 48", T5 106-110W | 330 | L48T5 | L43T5 | E2671
1112 | LEDs | LED, (3) 48", T5 111-115W | 345 | L48T5 | L43T5 | E2672
1113 | LEDs | LED, (3) 48", T5 116-120W | 360 | L48T5 | L43T5 | E2673
1114 | LEDs | LED, (3) 48", T5 121-125W | 375 | L48T5 | L43T5 | E2674
1115 | LEDs | LED, (3) 48", T5 126-130W | 390 | L48T5 | L43T5 | E2675
1116 | LEDs | LED, (3) 48", T5 131-135W | 405 | L48T5 | L43T5 | E2676
1117 | LEDs | LED, (3) 48", T5 136-140W | 420 | L48T5 | L43T5 | E2677
1118 | LEDs | LED, (3) 48", T5 141-145W | 435 | L48T5 | L43T5 | E2678
1119 | LEDs | LED, (3) 48", T5 146-150W | 450 | L48T5 | L43T5 | E2679
1120 | LEDs | LED, (3) 48", T5 151-155W | 465 | L48T5 | L43T5 | E2680
1121 | LEDs | LED, (3) 48", T5 156-160W | 480 | L48T5 | L43T5 | E2681
1122 | LEDs | LED, (3) 48", T5 161-165W | 495 | L48T5 | L43T5 | E2682
1123 | LEDs | LED, (3) 48", T5 166-170W | 510 | L48T5 | L43T5 | E2683
1124 | LEDs | LED, (3) 48", T5 171-175W | 525 | L48T5 | L43T5 | E2684
1125 | LEDs | LED, (3) 48", T5 176-180W | 540 | L48T5 | L43T5 | E2685
1126 | LEDs | LED, (3) 48", T5 181-185W | 555 | L48T5 | L43T5 | E2686
1127 | LEDs | LED, (3) 48", T5 186-190W | 570 | L48T5 | L43T5 | E2687
1128 | LEDs | LED, (3) 48", T5 191-195W | 585 | L48T5 | L43T5 | E2688
1129 | LEDs | LED, (3) 48", T5 196-200W | 600 | L48T5 | L43T5 | E2689
1130 | LEDs | LED, (3) 48", T5 201-205W | 615 | L48T5 | L43T5 | E2690
1131 | LEDs | LED, (3) 48", T5 206-210W | 630 | L48T5 | L43T5 | E2691
1132 | LEDs | LED, (3) 48", T5 211-215W | 645 | L48T5 | L43T5 | E2692
1133 | LEDs | LED, (3) 48", T5 216-220W | 660 | L48T5 | L43T5 | E2693
1134 | LEDs | LED, (3) 48", T5 221-225W | 675 | L48T5 | L43T5 | E2694
1135 | LEDs | LED, (3) 48", T5 226-230W | 690 | L48T5 | L43T5 | E2695
1136 | LEDs | LED, (3) 48", T5 231-235W | 705 | L48T5 | L43T5 | E2696
1137 | LEDs | LED, (3) 48", T5 236-240W | 720 | L48T5 | L43T5 | E2697
1138 | LEDs | LED, (3) 48", T5 241-245W | 735 | L48T5 | L43T5 | E2698
1139 | LEDs | LED, (3) 48", T5 246-250W | 750 | L48T5 | L43T5 | E2699
1140 | LEDs | LED, (4) 48", T5 1-5W | 20 | L48T5 | L44T5 | E2700
1141 | LEDs | LED, (4) 48", T5 6-10W | 40 | L48T5 | L44T5 | E2701
1142 | LEDs | LED, (4) 48", T5 11-15W | 60 | L48T5 | L44T5 | E2702
1143 | LEDs | LED, (4) 48", T5 16-20W | 80 | L48T5 | L44T5 | E2703
1144 | LEDs | LED, (4) 48", T5 21-25W | 100 | L48T5 | L44T5 | E2704
1145 | LEDs | LED, (4) 48", T5 26-30W | 120 | L48T5 | L44T5 | E2705
1146 | LEDs | LED, (4) 48", T5 31-35W | 140 | L48T5 | L44T5 | E2706
1147 | LEDs | LED, (4) 48", T5 36-40W | 160 | L48T5 | L44T5 | E2707
1148 | LEDs | LED, (4) 48", T5 41-45W | 180 | L48T5 | L44T5 | E2708
1149 | LEDs | LED, (4) 48", T5 46-50W | 200 | L48T5 | L44T5 | E2709
1150 | LEDs | LED, (4) 48", T5 51-55W | 220 | L48T5 | L44T5 | E2710
1151 | LEDs | LED, (4) 48", T5 56-60W | 240 | L48T5 | L44T5 | E2711
1152 | LEDs | LED, (4) 48", T5 61-65W | 260 | L48T5 | L44T5 | E2712
1153 | LEDs | LED, (4) 48", T5 66-70W | 280 | L48T5 | L44T5 | E2713
1154 | LEDs | LED, (4) 48", T5 71-75W | 300 | L48T5 | L44T5 | E2714
1155 | LEDs | LED, (4) 48", T5 76-80W | 320 | L48T5 | L44T5 | E2715
1156 | LEDs | LED, (4) 48", T5 81-85W | 340 | L48T5 | L44T5 | E2716
1157 | LEDs | LED, (4) 48", T5 86-90W | 360 | L48T5 | L44T5 | E2717
1158 | LEDs | LED, (4) 48", T5 91-95W | 380 | L48T5 | L44T5 | E2718
1159 | LEDs | LED, (4) 48", T5 96-100W | 400 | L48T5 | L44T5 | E2719
1160 | LEDs | LED, (4) 48", T5 101-105W | 420 | L48T5 | L44T5 | E2720
1161 | LEDs | LED, (4) 48", T5 106-110W | 440 | L48T5 | L44T5 | E2721
1162 | LEDs | LED, (4) 48", T5 111-115W | 460 | L48T5 | L44T5 | E2722
1163 | LEDs | LED, (4) 48", T5 116-120W | 480 | L48T5 | L44T5 | E2723
1164 | LEDs | LED, (4) 48", T5 121-125W | 500 | L48T5 | L44T5 | E2724
1165 | LEDs | LED, (4) 48", T5 126-130W | 520 | L48T5 | L44T5 | E2725
1166 | LEDs | LED, (4) 48", T5 131-135W | 540 | L48T5 | L44T5 | E2726
1167 | LEDs | LED, (4) 48", T5 136-140W | 560 | L48T5 | L44T5 | E2727
1168 | LEDs | LED, (4) 48", T5 141-145W | 580 | L48T5 | L44T5 | E2728
1169 | LEDs | LED, (4) 48", T5 146-150W | 600 | L48T5 | L44T5 | E2729
1170 | LEDs | LED, (4) 48", T5 151-155W | 620 | L48T5 | L44T5 | E2730
1171 | LEDs | LED, (4) 48", T5 156-160W | 640 | L48T5 | L44T5 | E2731
1172 | LEDs | LED, (4) 48", T5 161-165W | 660 | L48T5 | L44T5 | E2732
1173 | LEDs | LED, (4) 48", T5 166-170W | 680 | L48T5 | L44T5 | E2733
1174 | LEDs | LED, (4) 48", T5 171-175W | 700 | L48T5 | L44T5 | E2734
1175 | LEDs | LED, (4) 48", T5 176-180W | 720 | L48T5 | L44T5 | E2735
1176 | LEDs | LED, (4) 48", T5 181-185W | 740 | L48T5 | L44T5 | E2736
1177 | LEDs | LED, (4) 48", T5 186-190W | 760 | L48T5 | L44T5 | E2737
1178 | LEDs | LED, (4) 48", T5 191-195W | 780 | L48T5 | L44T5 | E2738
1179 | LEDs | LED, (4) 48", T5 196-200W | 800 | L48T5 | L44T5 | E2739
1180 | LEDs | LED, (4) 48", T5 201-205W | 820 | L48T5 | L44T5 | E2740
1181 | LEDs | LED, (4) 48", T5 206-210W | 840 | L48T5 | L44T5 | E2741
1182 | LEDs | LED, (4) 48", T5 211-215W | 860 | L48T5 | L44T5 | E2742
1183 | LEDs | LED, (4) 48", T5 216-220W | 880 | L48T5 | L44T5 | E2743
1184 | LEDs | LED, (4) 48", T5 221-225W | 900 | L48T5 | L44T5 | E2744
1185 | LEDs | LED, (4) 48", T5 226-230W | 920 | L48T5 | L44T5 | E2745
1186 | LEDs | LED, (4) 48", T5 231-235W | 940 | L48T5 | L44T5 | E2746
1187 | LEDs | LED, (4) 48", T5 236-240W | 960 | L48T5 | L44T5 | E2747
1188 | LEDs | LED, (4) 48", T5 241-245W | 980 | L48T5 | L44T5 | E2748
1189 | LEDs | LED, (4) 48", T5 246-250W | 1000 | L48T5 | L44T5 | E2749
1190 | LEDs | LED, (5) 48", T5 1-5W | 25 | L48T5 | L45T5 | E2750
1191 | LEDs | LED, (5) 48", T5 6-10W | 50 | L48T5 | L45T5 | E2751
1192 | LEDs | LED, (5) 48", T5 11-15W | 75 | L48T5 | L45T5 | E2752
1193 | LEDs | LED, (5) 48", T5 16-20W | 100 | L48T5 | L45T5 | E2753
1194 | LEDs | LED, (5) 48", T5 21-25W | 125 | L48T5 | L45T5 | E2754
1195 | LEDs | LED, (5) 48", T5 26-30W | 150 | L48T5 | L45T5 | E2755
1196 | LEDs | LED, (5) 48", T5 31-35W | 175 | L48T5 | L45T5 | E2756
1197 | LEDs | LED, (5) 48", T5 36-40W | 200 | L48T5 | L45T5 | E2757
1198 | LEDs | LED, (5) 48", T5 41-45W | 225 | L48T5 | L45T5 | E2758
1199 | LEDs | LED, (5) 48", T5 46-50W | 250 | L48T5 | L45T5 | E2759
1200 | LEDs | LED, (5) 48", T5 51-55W | 275 | L48T5 | L45T5 | E2760
1201 | LEDs | LED, (5) 48", T5 56-60W | 300 | L48T5 | L45T5 | E2761
1202 | LEDs | LED, (5) 48", T5 61-65W | 325 | L48T5 | L45T5 | E2762
1203 | LEDs | LED, (5) 48", T5 66-70W | 350 | L48T5 | L45T5 | E2763
1204 | LEDs | LED, (5) 48", T5 71-75W | 375 | L48T5 | L45T5 | E2764
1205 | LEDs | LED, (5) 48", T5 76-80W | 400 | L48T5 | L45T5 | E2765
1206 | LEDs | LED, (5) 48", T5 81-85W | 425 | L48T5 | L45T5 | E2766
1207 | LEDs | LED, (5) 48", T5 86-90W | 450 | L48T5 | L45T5 | E2767
1208 | LEDs | LED, (5) 48", T5 91-95W | 475 | L48T5 | L45T5 | E2768
1209 | LEDs | LED, (5) 48", T5 96-100W | 500 | L48T5 | L45T5 | E2769
1210 | LEDs | LED, (5) 48", T5 101-105W | 525 | L48T5 | L45T5 | E2770
1211 | LEDs | LED, (5) 48", T5 106-110W | 550 | L48T5 | L45T5 | E2771
1212 | LEDs | LED, (5) 48", T5 111-115W | 575 | L48T5 | L45T5 | E2772
1213 | LEDs | LED, (5) 48", T5 116-120W | 600 | L48T5 | L45T5 | E2773
1214 | LEDs | LED, (5) 48", T5 121-125W | 625 | L48T5 | L45T5 | E2774
1215 | LEDs | LED, (5) 48", T5 126-130W | 650 | L48T5 | L45T5 | E2775
1216 | LEDs | LED, (5) 48", T5 131-135W | 675 | L48T5 | L45T5 | E2776
1217 | LEDs | LED, (5) 48", T5 136-140W | 700 | L48T5 | L45T5 | E2777
1218 | LEDs | LED, (5) 48", T5 141-145W | 725 | L48T5 | L45T5 | E2778
1219 | LEDs | LED, (5) 48", T5 146-150W | 750 | L48T5 | L45T5 | E2779
1220 | LEDs | LED, (5) 48", T5 151-155W | 775 | L48T5 | L45T5 | E2780
1221 | LEDs | LED, (5) 48", T5 156-160W | 800 | L48T5 | L45T5 | E2781
1222 | LEDs | LED, (5) 48", T5 161-165W | 825 | L48T5 | L45T5 | E2782
1223 | LEDs | LED, (5) 48", T5 166-170W | 850 | L48T5 | L45T5 | E2783
1224 | LEDs | LED, (5) 48", T5 171-175W | 875 | L48T5 | L45T5 | E2784
1225 | LEDs | LED, (5) 48", T5 176-180W | 900 | L48T5 | L45T5 | E2785
1226 | LEDs | LED, (5) 48", T5 181-185W | 925 | L48T5 | L45T5 | E2786
1227 | LEDs | LED, (5) 48", T5 186-190W | 950 | L48T5 | L45T5 | E2787
1228 | LEDs | LED, (5) 48", T5 191-195W | 975 | L48T5 | L45T5 | E2788
1229 | LEDs | LED, (5) 48", T5 196-200W | 1000 | L48T5 | L45T5 | E2789
1230 | LEDs | LED, (5) 48", T5 201-205W | 1025 | L48T5 | L45T5 | E2790
1231 | LEDs | LED, (5) 48", T5 206-210W | 1050 | L48T5 | L45T5 | E2791
1232 | LEDs | LED, (5) 48", T5 211-215W | 1075 | L48T5 | L45T5 | E2792
1233 | LEDs | LED, (5) 48", T5 216-220W | 1100 | L48T5 | L45T5 | E2793
1234 | LEDs | LED, (5) 48", T5 221-225W | 1125 | L48T5 | L45T5 | E2794
1235 | LEDs | LED, (5) 48", T5 226-230W | 1150 | L48T5 | L45T5 | E2795
1236 | LEDs | LED, (5) 48", T5 231-235W | 1175 | L48T5 | L45T5 | E2796
1237 | LEDs | LED, (5) 48", T5 236-240W | 1200 | L48T5 | L45T5 | E2797
1238 | LEDs | LED, (5) 48", T5 241-245W | 1225 | L48T5 | L45T5 | E2798
1239 | LEDs | LED, (5) 48", T5 246-250W | 1250 | L48T5 | L45T5 | E2799
1240 | LEDs | LED, (6) 48", T5 1-5W | 30 | L48T5 | L46T5 | E2800
1241 | LEDs | LED, (6) 48", T5 6-10W | 60 | L48T5 | L46T5 | E2801
1242 | LEDs | LED, (6) 48", T5 11-15W | 90 | L48T5 | L46T5 | E2802
1243 | LEDs | LED, (6) 48", T5 16-20W | 120 | L48T5 | L46T5 | E2803
1244 | LEDs | LED, (6) 48", T5 21-25W | 150 | L48T5 | L46T5 | E2804
1245 | LEDs | LED, (6) 48", T5 26-30W | 180 | L48T5 | L46T5 | E2805
1246 | LEDs | LED, (6) 48", T5 31-35W | 210 | L48T5 | L46T5 | E2806
1247 | LEDs | LED, (6) 48", T5 36-40W | 240 | L48T5 | L46T5 | E2807
1248 | LEDs | LED, (6) 48", T5 41-45W | 270 | L48T5 | L46T5 | E2808
1249 | LEDs | LED, (6) 48", T5 46-50W | 300 | L48T5 | L46T5 | E2809
1250 | LEDs | LED, (6) 48", T5 51-55W | 330 | L48T5 | L46T5 | E2810
1251 | LEDs | LED, (6) 48", T5 56-60W | 360 | L48T5 | L46T5 | E2811
1252 | LEDs | LED, (6) 48", T5 61-65W | 390 | L48T5 | L46T5 | E2812
1253 | LEDs | LED, (6) 48", T5 66-70W | 420 | L48T5 | L46T5 | E2813
1254 | LEDs | LED, (6) 48", T5 71-75W | 450 | L48T5 | L46T5 | E2814
1255 | LEDs | LED, (6) 48", T5 76-80W | 480 | L48T5 | L46T5 | E2815
1256 | LEDs | LED, (6) 48", T5 81-85W | 510 | L48T5 | L46T5 | E2816
1257 | LEDs | LED, (6) 48", T5 86-90W | 540 | L48T5 | L46T5 | E2817
1258 | LEDs | LED, (6) 48", T5 91-95W | 570 | L48T5 | L46T5 | E2818
1259 | LEDs | LED, (6) 48", T5 96-100W | 600 | L48T5 | L46T5 | E2819
1260 | LEDs | LED, (6) 48", T5 101-105W | 630 | L48T5 | L46T5 | E2820
1261 | LEDs | LED, (6) 48", T5 106-110W | 660 | L48T5 | L46T5 | E2821
1262 | LEDs | LED, (6) 48", T5 111-115W | 690 | L48T5 | L46T5 | E2822
1263 | LEDs | LED, (6) 48", T5 116-120W | 720 | L48T5 | L46T5 | E2823
1264 | LEDs | LED, (6) 48", T5 121-125W | 750 | L48T5 | L46T5 | E2824
1265 | LEDs | LED, (6) 48", T5 126-130W | 780 | L48T5 | L46T5 | E2825
1266 | LEDs | LED, (6) 48", T5 131-135W | 810 | L48T5 | L46T5 | E2826
1267 | LEDs | LED, (6) 48", T5 136-140W | 840 | L48T5 | L46T5 | E2827
1268 | LEDs | LED, (6) 48", T5 141-145W | 870 | L48T5 | L46T5 | E2828
1269 | LEDs | LED, (6) 48", T5 146-150W | 900 | L48T5 | L46T5 | E2829
1270 | LEDs | LED, (6) 48", T5 151-155W | 930 | L48T5 | L46T5 | E2830
1271 | LEDs | LED, (6) 48", T5 156-160W | 960 | L48T5 | L46T5 | E2831
1272 | LEDs | LED, (6) 48", T5 161-165W | 990 | L48T5 | L46T5 | E2832
1273 | LEDs | LED, (6) 48", T5 166-170W | 1020 | L48T5 | L46T5 | E2833
1274 | LEDs | LED, (6) 48", T5 171-175W | 1050 | L48T5 | L46T5 | E2834
1275 | LEDs | LED, (6) 48", T5 176-180W | 1080 | L48T5 | L46T5 | E2835
1276 | LEDs | LED, (6) 48", T5 181-185W | 1110 | L48T5 | L46T5 | E2836
1277 | LEDs | LED, (6) 48", T5 186-190W | 1140 | L48T5 | L46T5 | E2837
1278 | LEDs | LED, (6) 48", T5 191-195W | 1170 | L48T5 | L46T5 | E2838
1279 | LEDs | LED, (6) 48", T5 196-200W | 1200 | L48T5 | L46T5 | E2839
1280 | LEDs | LED, (6) 48", T5 201-205W | 1230 | L48T5 | L46T5 | E2840
1281 | LEDs | LED, (6) 48", T5 206-210W | 1260 | L48T5 | L46T5 | E2841
1282 | LEDs | LED, (6) 48", T5 211-215W | 1290 | L48T5 | L46T5 | E2842
1283 | LEDs | LED, (6) 48", T5 216-220W | 1320 | L48T5 | L46T5 | E2843
1284 | LEDs | LED, (6) 48", T5 221-225W | 1350 | L48T5 | L46T5 | E2844
1285 | LEDs | LED, (6) 48", T5 226-230W | 1380 | L48T5 | L46T5 | E2845
1286 | LEDs | LED, (6) 48", T5 231-235W | 1410 | L48T5 | L46T5 | E2846
1287 | LEDs | LED, (6) 48", T5 236-240W | 1440 | L48T5 | L46T5 | E2847
1288 | LEDs | LED, (6) 48", T5 241-245W | 1470 | L48T5 | L46T5 | E2848
1289 | LEDs | LED, (6) 48", T5 246-250W | 1500 | L48T5 | L46T5 | E2849
1290 | LEDs | LED, (1) 72", T12 1-5W | 5 | L72T12 | L61T12 | E2850
1291 | LEDs | LED, (1) 72", T12 6-10W | 10 | L72T12 | L61T12 | E2851
1292 | LEDs | LED, (1) 72", T12 11-15W | 15 | L72T12 | L61T12 | E2852
1293 | LEDs | LED, (1) 72", T12 16-20W | 20 | L72T12 | L61T12 | E2853
1294 | LEDs | LED, (1) 72", T12 21-25W | 25 | L72T12 | L61T12 | E2854
1295 | LEDs | LED, (1) 72", T12 26-30W | 30 | L72T12 | L61T12 | E2855
1296 | LEDs | LED, (1) 72", T12 31-35W | 35 | L72T12 | L61T12 | E2856
1297 | LEDs | LED, (1) 72", T12 36-40W | 40 | L72T12 | L61T12 | E2857
1298 | LEDs | LED, (1) 72", T12 41-45W | 45 | L72T12 | L61T12 | E2858
1299 | LEDs | LED, (1) 72", T12 46-50W | 50 | L72T12 | L61T12 | E2859
1300 | LEDs | LED, (1) 72", T12 51-55W | 55 | L72T12 | L61T12 | E2860
1301 | LEDs | LED, (1) 72", T12 56-60W | 60 | L72T12 | L61T12 | E2861
1302 | LEDs | LED, (1) 72", T12 61-65W | 65 | L72T12 | L61T12 | E2862
1303 | LEDs | LED, (1) 72", T12 66-70W | 70 | L72T12 | L61T12 | E2863
1304 | LEDs | LED, (1) 72", T12 71-75W | 75 | L72T12 | L61T12 | E2864
1305 | LEDs | LED, (1) 72", T12 76-80W | 80 | L72T12 | L61T12 | E2865
1306 | LEDs | LED, (1) 72", T12 81-85W | 85 | L72T12 | L61T12 | E2866
1307 | LEDs | LED, (1) 72", T12 86-90W | 90 | L72T12 | L61T12 | E2867
1308 | LEDs | LED, (1) 72", T12 91-95W | 95 | L72T12 | L61T12 | E2868
1309 | LEDs | LED, (1) 72", T12 96-100W | 100 | L72T12 | L61T12 | E2869
1310 | LEDs | LED, (1) 72", T12 101-105W | 105 | L72T12 | L61T12 | E2870
1311 | LEDs | LED, (1) 72", T12 106-110W | 110 | L72T12 | L61T12 | E2871
1312 | LEDs | LED, (1) 72", T12 111-115W | 115 | L72T12 | L61T12 | E2872
1313 | LEDs | LED, (1) 72", T12 116-120W | 120 | L72T12 | L61T12 | E2873
1314 | LEDs | LED, (1) 72", T12 121-125W | 125 | L72T12 | L61T12 | E2874
1315 | LEDs | LED, (1) 72", T12 126-130W | 130 | L72T12 | L61T12 | E2875
1316 | LEDs | LED, (1) 72", T12 131-135W | 135 | L72T12 | L61T12 | E2876
1317 | LEDs | LED, (1) 72", T12 136-140W | 140 | L72T12 | L61T12 | E2877
1318 | LEDs | LED, (1) 72", T12 141-145W | 145 | L72T12 | L61T12 | E2878
1319 | LEDs | LED, (1) 72", T12 146-150W | 150 | L72T12 | L61T12 | E2879
1320 | LEDs | LED, (1) 72", T12 151-155W | 155 | L72T12 | L61T12 | E2880
1321 | LEDs | LED, (1) 72", T12 156-160W | 160 | L72T12 | L61T12 | E2881
1322 | LEDs | LED, (1) 72", T12 161-165W | 165 | L72T12 | L61T12 | E2882
1323 | LEDs | LED, (1) 72", T12 166-170W | 170 | L72T12 | L61T12 | E2883
1324 | LEDs | LED, (1) 72", T12 171-175W | 175 | L72T12 | L61T12 | E2884
1325 | LEDs | LED, (1) 72", T12 176-180W | 180 | L72T12 | L61T12 | E2885
1326 | LEDs | LED, (1) 72", T12 181-185W | 185 | L72T12 | L61T12 | E2886
1327 | LEDs | LED, (1) 72", T12 186-190W | 190 | L72T12 | L61T12 | E2887
1328 | LEDs | LED, (1) 72", T12 191-195W | 195 | L72T12 | L61T12 | E2888
1329 | LEDs | LED, (1) 72", T12 196-200W | 200 | L72T12 | L61T12 | E2889
1330 | LEDs | LED, (1) 72", T12 201-205W | 205 | L72T12 | L61T12 | E2890
1331 | LEDs | LED, (1) 72", T12 206-210W | 210 | L72T12 | L61T12 | E2891
1332 | LEDs | LED, (1) 72", T12 211-215W | 215 | L72T12 | L61T12 | E2892
1333 | LEDs | LED, (1) 72", T12 216-220W | 220 | L72T12 | L61T12 | E2893
1334 | LEDs | LED, (1) 72", T12 221-225W | 225 | L72T12 | L61T12 | E2894
1335 | LEDs | LED, (1) 72", T12 226-230W | 230 | L72T12 | L61T12 | E2895
1336 | LEDs | LED, (1) 72", T12 231-235W | 235 | L72T12 | L61T12 | E2896
1337 | LEDs | LED, (1) 72", T12 236-240W | 240 | L72T12 | L61T12 | E2897
1338 | LEDs | LED, (1) 72", T12 241-245W | 245 | L72T12 | L61T12 | E2898
1339 | LEDs | LED, (1) 72", T12 246-250W | 250 | L72T12 | L61T12 | E2899
1340 | LEDs | LED, (2) 72", T12 1-5W | 10 | L72T12 | L62T12 | E2900
1341 | LEDs | LED, (2) 72", T12 6-10W | 20 | L72T12 | L62T12 | E2901
1342 | LEDs | LED, (2) 72", T12 11-15W | 30 | L72T12 | L62T12 | E2902
1343 | LEDs | LED, (2) 72", T12 16-20W | 40 | L72T12 | L62T12 | E2903
1344 | LEDs | LED, (2) 72", T12 21-25W | 50 | L72T12 | L62T12 | E2904
1345 | LEDs | LED, (2) 72", T12 26-30W | 60 | L72T12 | L62T12 | E2905
1346 | LEDs | LED, (2) 72", T12 31-35W | 70 | L72T12 | L62T12 | E2906
1347 | LEDs | LED, (2) 72", T12 36-40W | 80 | L72T12 | L62T12 | E2907
1348 | LEDs | LED, (2) 72", T12 41-45W | 90 | L72T12 | L62T12 | E2908
1349 | LEDs | LED, (2) 72", T12 46-50W | 100 | L72T12 | L62T12 | E2909
1350 | LEDs | LED, (2) 72", T12 51-55W | 110 | L72T12 | L62T12 | E2910
1351 | LEDs | LED, (2) 72", T12 56-60W | 120 | L72T12 | L62T12 | E2911
1352 | LEDs | LED, (2) 72", T12 61-65W | 130 | L72T12 | L62T12 | E2912
1353 | LEDs | LED, (2) 72", T12 66-70W | 140 | L72T12 | L62T12 | E2913
1354 | LEDs | LED, (2) 72", T12 71-75W | 150 | L72T12 | L62T12 | E2914
1355 | LEDs | LED, (2) 72", T12 76-80W | 160 | L72T12 | L62T12 | E2915
1356 | LEDs | LED, (2) 72", T12 81-85W | 170 | L72T12 | L62T12 | E2916
1357 | LEDs | LED, (2) 72", T12 86-90W | 180 | L72T12 | L62T12 | E2917
1358 | LEDs | LED, (2) 72", T12 91-95W | 190 | L72T12 | L62T12 | E2918
1359 | LEDs | LED, (2) 72", T12 96-100W | 200 | L72T12 | L62T12 | E2919
1360 | LEDs | LED, (2) 72", T12 101-105W | 210 | L72T12 | L62T12 | E2920
1361 | LEDs | LED, (2) 72", T12 106-110W | 220 | L72T12 | L62T12 | E2921
1362 | LEDs | LED, (2) 72", T12 111-115W | 230 | L72T12 | L62T12 | E2922
1363 | LEDs | LED, (2) 72", T12 116-120W | 240 | L72T12 | L62T12 | E2923
1364 | LEDs | LED, (2) 72", T12 121-125W | 250 | L72T12 | L62T12 | E2924
1365 | LEDs | LED, (2) 72", T12 126-130W | 260 | L72T12 | L62T12 | E2925
1366 | LEDs | LED, (2) 72", T12 131-135W | 270 | L72T12 | L62T12 | E2926
1367 | LEDs | LED, (2) 72", T12 136-140W | 280 | L72T12 | L62T12 | E2927
1368 | LEDs | LED, (2) 72", T12 141-145W | 290 | L72T12 | L62T12 | E2928
1369 | LEDs | LED, (2) 72", T12 146-150W | 300 | L72T12 | L62T12 | E2929
1370 | LEDs | LED, (2) 72", T12 151-155W | 310 | L72T12 | L62T12 | E2930
1371 | LEDs | LED, (2) 72", T12 156-160W | 320 | L72T12 | L62T12 | E2931
1372 | LEDs | LED, (2) 72", T12 161-165W | 330 | L72T12 | L62T12 | E2932
1373 | LEDs | LED, (2) 72", T12 166-170W | 340 | L72T12 | L62T12 | E2933
1374 | LEDs | LED, (2) 72", T12 171-175W | 350 | L72T12 | L62T12 | E2934
1375 | LEDs | LED, (2) 72", T12 176-180W | 360 | L72T12 | L62T12 | E2935
1376 | LEDs | LED, (2) 72", T12 181-185W | 370 | L72T12 | L62T12 | E2936
1377 | LEDs | LED, (2) 72", T12 186-190W | 380 | L72T12 | L62T12 | E2937
1378 | LEDs | LED, (2) 72", T12 191-195W | 390 | L72T12 | L62T12 | E2938
1379 | LEDs | LED, (2) 72", T12 196-200W | 400 | L72T12 | L62T12 | E2939
1380 | LEDs | LED, (2) 72", T12 201-205W | 410 | L72T12 | L62T12 | E2940
1381 | LEDs | LED, (2) 72", T12 206-210W | 420 | L72T12 | L62T12 | E2941
1382 | LEDs | LED, (2) 72", T12 211-215W | 430 | L72T12 | L62T12 | E2942
1383 | LEDs | LED, (2) 72", T12 216-220W | 440 | L72T12 | L62T12 | E2943
1384 | LEDs | LED, (2) 72", T12 221-225W | 450 | L72T12 | L62T12 | E2944
1385 | LEDs | LED, (2) 72", T12 226-230W | 460 | L72T12 | L62T12 | E2945
1386 | LEDs | LED, (2) 72", T12 231-235W | 470 | L72T12 | L62T12 | E2946
1387 | LEDs | LED, (2) 72", T12 236-240W | 480 | L72T12 | L62T12 | E2947
1388 | LEDs | LED, (2) 72", T12 241-245W | 490 | L72T12 | L62T12 | E2948
1389 | LEDs | LED, (2) 72", T12 246-250W | 500 | L72T12 | L62T12 | E2949
1390 | LEDs | LED, (4) 72", T12 1-5W | 20 | L72T12 | L64T12 | E2950
1391 | LEDs | LED, (4) 72", T12 6-10W | 40 | L72T12 | L64T12 | E2951
1392 | LEDs | LED, (4) 72", T12 11-15W | 60 | L72T12 | L64T12 | E2952
1393 | LEDs | LED, (4) 72", T12 16-20W | 80 | L72T12 | L64T12 | E2953
1394 | LEDs | LED, (4) 72", T12 21-25W | 100 | L72T12 | L64T12 | E2954
1395 | LEDs | LED, (4) 72", T12 26-30W | 120 | L72T12 | L64T12 | E2955
1396 | LEDs | LED, (4) 72", T12 31-35W | 140 | L72T12 | L64T12 | E2956
1397 | LEDs | LED, (4) 72", T12 36-40W | 160 | L72T12 | L64T12 | E2957
1398 | LEDs | LED, (4) 72", T12 41-45W | 180 | L72T12 | L64T12 | E2958
1399 | LEDs | LED, (4) 72", T12 46-50W | 200 | L72T12 | L64T12 | E2959
1400 | LEDs | LED, (4) 72", T12 51-55W | 220 | L72T12 | L64T12 | E2960
1401 | LEDs | LED, (4) 72", T12 56-60W | 240 | L72T12 | L64T12 | E2961
1402 | LEDs | LED, (4) 72", T12 61-65W | 260 | L72T12 | L64T12 | E2962
1403 | LEDs | LED, (4) 72", T12 66-70W | 280 | L72T12 | L64T12 | E2963
1404 | LEDs | LED, (4) 72", T12 71-75W | 300 | L72T12 | L64T12 | E2964
1405 | LEDs | LED, (4) 72", T12 76-80W | 320 | L72T12 | L64T12 | E2965
1406 | LEDs | LED, (4) 72", T12 81-85W | 340 | L72T12 | L64T12 | E2966
1407 | LEDs | LED, (4) 72", T12 86-90W | 360 | L72T12 | L64T12 | E2967
1408 | LEDs | LED, (4) 72", T12 91-95W | 380 | L72T12 | L64T12 | E2968
1409 | LEDs | LED, (4) 72", T12 96-100W | 400 | L72T12 | L64T12 | E2969
1410 | LEDs | LED, (4) 72", T12 101-105W | 420 | L72T12 | L64T12 | E2970
1411 | LEDs | LED, (4) 72", T12 106-110W | 440 | L72T12 | L64T12 | E2971
1412 | LEDs | LED, (4) 72", T12 111-115W | 460 | L72T12 | L64T12 | E2972
1413 | LEDs | LED, (4) 72", T12 116-120W | 480 | L72T12 | L64T12 | E2973
1414 | LEDs | LED, (4) 72", T12 121-125W | 500 | L72T12 | L64T12 | E2974
1415 | LEDs | LED, (4) 72", T12 126-130W | 520 | L72T12 | L64T12 | E2975
1416 | LEDs | LED, (4) 72", T12 131-135W | 540 | L72T12 | L64T12 | E2976
1417 | LEDs | LED, (4) 72", T12 136-140W | 560 | L72T12 | L64T12 | E2977
1418 | LEDs | LED, (4) 72", T12 141-145W | 580 | L72T12 | L64T12 | E2978
1419 | LEDs | LED, (4) 72", T12 146-150W | 600 | L72T12 | L64T12 | E2979
1420 | LEDs | LED, (4) 72", T12 151-155W | 620 | L72T12 | L64T12 | E2980
1421 | LEDs | LED, (4) 72", T12 156-160W | 640 | L72T12 | L64T12 | E2981
1422 | LEDs | LED, (4) 72", T12 161-165W | 660 | L72T12 | L64T12 | E2982
1423 | LEDs | LED, (4) 72", T12 166-170W | 680 | L72T12 | L64T12 | E2983
1424 | LEDs | LED, (4) 72", T12 171-175W | 700 | L72T12 | L64T12 | E2984
1425 | LEDs | LED, (4) 72", T12 176-180W | 720 | L72T12 | L64T12 | E2985
1426 | LEDs | LED, (4) 72", T12 181-185W | 740 | L72T12 | L64T12 | E2986
1427 | LEDs | LED, (4) 72", T12 186-190W | 760 | L72T12 | L64T12 | E2987
1428 | LEDs | LED, (4) 72", T12 191-195W | 780 | L72T12 | L64T12 | E2988
1429 | LEDs | LED, (4) 72", T12 196-200W | 800 | L72T12 | L64T12 | E2989
1430 | LEDs | LED, (4) 72", T12 201-205W | 820 | L72T12 | L64T12 | E2990
1431 | LEDs | LED, (4) 72", T12 206-210W | 840 | L72T12 | L64T12 | E2991
1432 | LEDs | LED, (4) 72", T12 211-215W | 860 | L72T12 | L64T12 | E2992
1433 | LEDs | LED, (4) 72", T12 216-220W | 880 | L72T12 | L64T12 | E2993
1434 | LEDs | LED, (4) 72", T12 221-225W | 900 | L72T12 | L64T12 | E2994
1435 | LEDs | LED, (4) 72", T12 226-230W | 920 | L72T12 | L64T12 | E2995
1436 | LEDs | LED, (4) 72", T12 231-235W | 940 | L72T12 | L64T12 | E2996
1437 | LEDs | LED, (4) 72", T12 236-240W | 960 | L72T12 | L64T12 | E2997
1438 | LEDs | LED, (4) 72", T12 241-245W | 980 | L72T12 | L64T12 | E2998
1439 | LEDs | LED, (4) 72", T12 246-250W | 1000 | L72T12 | L64T12 | E2999
1440 | LEDs | LED, (1) 96", T12 1-5W | 5 | L96T12 | L81T12 | E3000
1441 | LEDs | LED, (1) 96", T12 6-10W | 10 | L96T12 | L81T12 | E3001
1442 | LEDs | LED, (1) 96", T12 11-15W | 15 | L96T12 | L81T12 | E3002
1443 | LEDs | LED, (1) 96", T12 16-20W | 20 | L96T12 | L81T12 | E3003
1444 | LEDs | LED, (1) 96", T12 21-25W | 25 | L96T12 | L81T12 | E3004
1445 | LEDs | LED, (1) 96", T12 26-30W | 30 | L96T12 | L81T12 | E3005
1446 | LEDs | LED, (1) 96", T12 31-35W | 35 | L96T12 | L81T12 | E3006
1447 | LEDs | LED, (1) 96", T12 36-40W | 40 | L96T12 | L81T12 | E3007
1448 | LEDs | LED, (1) 96", T12 41-45W | 45 | L96T12 | L81T12 | E3008
1449 | LEDs | LED, (1) 96", T12 46-50W | 50 | L96T12 | L81T12 | E3009
1450 | LEDs | LED, (1) 96", T12 51-55W | 55 | L96T12 | L81T12 | E3010
1451 | LEDs | LED, (1) 96", T12 56-60W | 60 | L96T12 | L81T12 | E3011
1452 | LEDs | LED, (1) 96", T12 61-65W | 65 | L96T12 | L81T12 | E3012
1453 | LEDs | LED, (1) 96", T12 66-70W | 70 | L96T12 | L81T12 | E3013
1454 | LEDs | LED, (1) 96", T12 71-75W | 75 | L96T12 | L81T12 | E3014
1455 | LEDs | LED, (1) 96", T12 76-80W | 80 | L96T12 | L81T12 | E3015
1456 | LEDs | LED, (1) 96", T12 81-85W | 85 | L96T12 | L81T12 | E3016
1457 | LEDs | LED, (1) 96", T12 86-90W | 90 | L96T12 | L81T12 | E3017
1458 | LEDs | LED, (1) 96", T12 91-95W | 95 | L96T12 | L81T12 | E3018
1459 | LEDs | LED, (1) 96", T12 96-100W | 100 | L96T12 | L81T12 | E3019
1460 | LEDs | LED, (1) 96", T12 101-105W | 105 | L96T12 | L81T12 | E3020
1461 | LEDs | LED, (1) 96", T12 106-110W | 110 | L96T12 | L81T12 | E3021
1462 | LEDs | LED, (1) 96", T12 111-115W | 115 | L96T12 | L81T12 | E3022
1463 | LEDs | LED, (1) 96", T12 116-120W | 120 | L96T12 | L81T12 | E3023
1464 | LEDs | LED, (1) 96", T12 121-125W | 125 | L96T12 | L81T12 | E3024
1465 | LEDs | LED, (1) 96", T12 126-130W | 130 | L96T12 | L81T12 | E3025
1466 | LEDs | LED, (1) 96", T12 131-135W | 135 | L96T12 | L81T12 | E3026
1467 | LEDs | LED, (1) 96", T12 136-140W | 140 | L96T12 | L81T12 | E3027
1468 | LEDs | LED, (1) 96", T12 141-145W | 145 | L96T12 | L81T12 | E3028
1469 | LEDs | LED, (1) 96", T12 146-150W | 150 | L96T12 | L81T12 | E3029
1470 | LEDs | LED, (1) 96", T12 151-155W | 155 | L96T12 | L81T12 | E3030
1471 | LEDs | LED, (1) 96", T12 156-160W | 160 | L96T12 | L81T12 | E3031
1472 | LEDs | LED, (1) 96", T12 161-165W | 165 | L96T12 | L81T12 | E3032
1473 | LEDs | LED, (1) 96", T12 166-170W | 170 | L96T12 | L81T12 | E3033
1474 | LEDs | LED, (1) 96", T12 171-175W | 175 | L96T12 | L81T12 | E3034
1475 | LEDs | LED, (1) 96", T12 176-180W | 180 | L96T12 | L81T12 | E3035
1476 | LEDs | LED, (1) 96", T12 181-185W | 185 | L96T12 | L81T12 | E3036
1477 | LEDs | LED, (1) 96", T12 186-190W | 190 | L96T12 | L81T12 | E3037
1478 | LEDs | LED, (1) 96", T12 191-195W | 195 | L96T12 | L81T12 | E3038
1479 | LEDs | LED, (1) 96", T12 196-200W | 200 | L96T12 | L81T12 | E3039
1480 | LEDs | LED, (1) 96", T12 201-205W | 205 | L96T12 | L81T12 | E3040
1481 | LEDs | LED, (1) 96", T12 206-210W | 210 | L96T12 | L81T12 | E3041
1482 | LEDs | LED, (1) 96", T12 211-215W | 215 | L96T12 | L81T12 | E3042
1483 | LEDs | LED, (1) 96", T12 216-220W | 220 | L96T12 | L81T12 | E3043
1484 | LEDs | LED, (1) 96", T12 221-225W | 225 | L96T12 | L81T12 | E3044
1485 | LEDs | LED, (1) 96", T12 226-230W | 230 | L96T12 | L81T12 | E3045
1486 | LEDs | LED, (1) 96", T12 231-235W | 235 | L96T12 | L81T12 | E3046
1487 | LEDs | LED, (1) 96", T12 236-240W | 240 | L96T12 | L81T12 | E3047
1488 | LEDs | LED, (1) 96", T12 241-245W | 245 | L96T12 | L81T12 | E3048
1489 | LEDs | LED, (1) 96", T12 246-250W | 250 | L96T12 | L81T12 | E3049
1490 | LEDs | LED, (2) 96", T12 1-5W | 10 | L96T12 | L82T12 | E3050
1491 | LEDs | LED, (2) 96", T12 6-10W | 20 | L96T12 | L82T12 | E3051
1492 | LEDs | LED, (2) 96", T12 11-15W | 30 | L96T12 | L82T12 | E3052
1493 | LEDs | LED, (2) 96", T12 16-20W | 40 | L96T12 | L82T12 | E3053
1494 | LEDs | LED, (2) 96", T12 21-25W | 50 | L96T12 | L82T12 | E3054
1495 | LEDs | LED, (2) 96", T12 26-30W | 60 | L96T12 | L82T12 | E3055
1496 | LEDs | LED, (2) 96", T12 31-35W | 70 | L96T12 | L82T12 | E3056
1497 | LEDs | LED, (2) 96", T12 36-40W | 80 | L96T12 | L82T12 | E3057
1498 | LEDs | LED, (2) 96", T12 41-45W | 90 | L96T12 | L82T12 | E3058
1499 | LEDs | LED, (2) 96", T12 46-50W | 100 | L96T12 | L82T12 | E3059
1500 | LEDs | LED, (2) 96", T12 51-55W | 110 | L96T12 | L82T12 | E3060
1501 | LEDs | LED, (2) 96", T12 56-60W | 120 | L96T12 | L82T12 | E3061
1502 | LEDs | LED, (2) 96", T12 61-65W | 130 | L96T12 | L82T12 | E3062
1503 | LEDs | LED, (2) 96", T12 66-70W | 140 | L96T12 | L82T12 | E3063
1504 | LEDs | LED, (2) 96", T12 71-75W | 150 | L96T12 | L82T12 | E3064
1505 | LEDs | LED, (2) 96", T12 76-80W | 160 | L96T12 | L82T12 | E3065
1506 | LEDs | LED, (2) 96", T12 81-85W | 170 | L96T12 | L82T12 | E3066
1507 | LEDs | LED, (2) 96", T12 86-90W | 180 | L96T12 | L82T12 | E3067
1508 | LEDs | LED, (2) 96", T12 91-95W | 190 | L96T12 | L82T12 | E3068
1509 | LEDs | LED, (2) 96", T12 96-100W | 200 | L96T12 | L82T12 | E3069
1510 | LEDs | LED, (2) 96", T12 101-105W | 210 | L96T12 | L82T12 | E3070
1511 | LEDs | LED, (2) 96", T12 106-110W | 220 | L96T12 | L82T12 | E3071
1512 | LEDs | LED, (2) 96", T12 111-115W | 230 | L96T12 | L82T12 | E3072
1513 | LEDs | LED, (2) 96", T12 116-120W | 240 | L96T12 | L82T12 | E3073
1514 | LEDs | LED, (2) 96", T12 121-125W | 250 | L96T12 | L82T12 | E3074
1515 | LEDs | LED, (2) 96", T12 126-130W | 260 | L96T12 | L82T12 | E3075
1516 | LEDs | LED, (2) 96", T12 131-135W | 270 | L96T12 | L82T12 | E3076
1517 | LEDs | LED, (2) 96", T12 136-140W | 280 | L96T12 | L82T12 | E3077
1518 | LEDs | LED, (2) 96", T12 141-145W | 290 | L96T12 | L82T12 | E3078
1519 | LEDs | LED, (2) 96", T12 146-150W | 300 | L96T12 | L82T12 | E3079
1520 | LEDs | LED, (2) 96", T12 151-155W | 310 | L96T12 | L82T12 | E3080
1521 | LEDs | LED, (2) 96", T12 156-160W | 320 | L96T12 | L82T12 | E3081
1522 | LEDs | LED, (2) 96", T12 161-165W | 330 | L96T12 | L82T12 | E3082
1523 | LEDs | LED, (2) 96", T12 166-170W | 340 | L96T12 | L82T12 | E3083
1524 | LEDs | LED, (2) 96", T12 171-175W | 350 | L96T12 | L82T12 | E3084
1525 | LEDs | LED, (2) 96", T12 176-180W | 360 | L96T12 | L82T12 | E3085
1526 | LEDs | LED, (2) 96", T12 181-185W | 370 | L96T12 | L82T12 | E3086
1527 | LEDs | LED, (2) 96", T12 186-190W | 380 | L96T12 | L82T12 | E3087
1528 | LEDs | LED, (2) 96", T12 191-195W | 390 | L96T12 | L82T12 | E3088
1529 | LEDs | LED, (2) 96", T12 196-200W | 400 | L96T12 | L82T12 | E3089
1530 | LEDs | LED, (2) 96", T12 201-205W | 410 | L96T12 | L82T12 | E3090
1531 | LEDs | LED, (2) 96", T12 206-210W | 420 | L96T12 | L82T12 | E3091
1532 | LEDs | LED, (2) 96", T12 211-215W | 430 | L96T12 | L82T12 | E3092
1533 | LEDs | LED, (2) 96", T12 216-220W | 440 | L96T12 | L82T12 | E3093
1534 | LEDs | LED, (2) 96", T12 221-225W | 450 | L96T12 | L82T12 | E3094
1535 | LEDs | LED, (2) 96", T12 226-230W | 460 | L96T12 | L82T12 | E3095
1536 | LEDs | LED, (2) 96", T12 231-235W | 470 | L96T12 | L82T12 | E3096
1537 | LEDs | LED, (2) 96", T12 236-240W | 480 | L96T12 | L82T12 | E3097
1538 | LEDs | LED, (2) 96", T12 241-245W | 490 | L96T12 | L82T12 | E3098
1539 | LEDs | LED, (2) 96", T12 246-250W | 500 | L96T12 | L82T12 | E3099
1540 | LEDs | LED, (3) 96", T12 1-5W | 15 | L96T12 | L83T12 | E3100
1541 | LEDs | LED, (3) 96", T12 6-10W | 30 | L96T12 | L83T12 | E3101
1542 | LEDs | LED, (3) 96", T12 11-15W | 45 | L96T12 | L83T12 | E3102
1543 | LEDs | LED, (3) 96", T12 16-20W | 60 | L96T12 | L83T12 | E3103
1544 | LEDs | LED, (3) 96", T12 21-25W | 75 | L96T12 | L83T12 | E3104
1545 | LEDs | LED, (3) 96", T12 26-30W | 90 | L96T12 | L83T12 | E3105
1546 | LEDs | LED, (3) 96", T12 31-35W | 105 | L96T12 | L83T12 | E3106
1547 | LEDs | LED, (3) 96", T12 36-40W | 120 | L96T12 | L83T12 | E3107
1548 | LEDs | LED, (3) 96", T12 41-45W | 135 | L96T12 | L83T12 | E3108
1549 | LEDs | LED, (3) 96", T12 46-50W | 150 | L96T12 | L83T12 | E3109
1550 | LEDs | LED, (3) 96", T12 51-55W | 165 | L96T12 | L83T12 | E3110
1551 | LEDs | LED, (3) 96", T12 56-60W | 180 | L96T12 | L83T12 | E3111
1552 | LEDs | LED, (3) 96", T12 61-65W | 195 | L96T12 | L83T12 | E3112
1553 | LEDs | LED, (3) 96", T12 66-70W | 210 | L96T12 | L83T12 | E3113
1554 | LEDs | LED, (3) 96", T12 71-75W | 225 | L96T12 | L83T12 | E3114
1555 | LEDs | LED, (3) 96", T12 76-80W | 240 | L96T12 | L83T12 | E3115
1556 | LEDs | LED, (3) 96", T12 81-85W | 255 | L96T12 | L83T12 | E3116
1557 | LEDs | LED, (3) 96", T12 86-90W | 270 | L96T12 | L83T12 | E3117
1558 | LEDs | LED, (3) 96", T12 91-95W | 285 | L96T12 | L83T12 | E3118
1559 | LEDs | LED, (3) 96", T12 96-100W | 300 | L96T12 | L83T12 | E3119
1560 | LEDs | LED, (3) 96", T12 101-105W | 315 | L96T12 | L83T12 | E3120
1561 | LEDs | LED, (3) 96", T12 106-110W | 330 | L96T12 | L83T12 | E3121
1562 | LEDs | LED, (3) 96", T12 111-115W | 345 | L96T12 | L83T12 | E3122
1563 | LEDs | LED, (3) 96", T12 116-120W | 360 | L96T12 | L83T12 | E3123
1564 | LEDs | LED, (3) 96", T12 121-125W | 375 | L96T12 | L83T12 | E3124
1565 | LEDs | LED, (3) 96", T12 126-130W | 390 | L96T12 | L83T12 | E3125
1566 | LEDs | LED, (3) 96", T12 131-135W | 405 | L96T12 | L83T12 | E3126
1567 | LEDs | LED, (3) 96", T12 136-140W | 420 | L96T12 | L83T12 | E3127
1568 | LEDs | LED, (3) 96", T12 141-145W | 435 | L96T12 | L83T12 | E3128
1569 | LEDs | LED, (3) 96", T12 146-150W | 450 | L96T12 | L83T12 | E3129
1570 | LEDs | LED, (3) 96", T12 151-155W | 465 | L96T12 | L83T12 | E3130
1571 | LEDs | LED, (3) 96", T12 156-160W | 480 | L96T12 | L83T12 | E3131
1572 | LEDs | LED, (3) 96", T12 161-165W | 495 | L96T12 | L83T12 | E3132
1573 | LEDs | LED, (3) 96", T12 166-170W | 510 | L96T12 | L83T12 | E3133
1574 | LEDs | LED, (3) 96", T12 171-175W | 525 | L96T12 | L83T12 | E3134
1575 | LEDs | LED, (3) 96", T12 176-180W | 540 | L96T12 | L83T12 | E3135
1576 | LEDs | LED, (3) 96", T12 181-185W | 555 | L96T12 | L83T12 | E3136
1577 | LEDs | LED, (3) 96", T12 186-190W | 570 | L96T12 | L83T12 | E3137
1578 | LEDs | LED, (3) 96", T12 191-195W | 585 | L96T12 | L83T12 | E3138
1579 | LEDs | LED, (3) 96", T12 196-200W | 600 | L96T12 | L83T12 | E3139
1580 | LEDs | LED, (3) 96", T12 201-205W | 615 | L96T12 | L83T12 | E3140
1581 | LEDs | LED, (3) 96", T12 206-210W | 630 | L96T12 | L83T12 | E3141
1582 | LEDs | LED, (3) 96", T12 211-215W | 645 | L96T12 | L83T12 | E3142
1583 | LEDs | LED, (3) 96", T12 216-220W | 660 | L96T12 | L83T12 | E3143
1584 | LEDs | LED, (3) 96", T12 221-225W | 675 | L96T12 | L83T12 | E3144
1585 | LEDs | LED, (3) 96", T12 226-230W | 690 | L96T12 | L83T12 | E3145
1586 | LEDs | LED, (3) 96", T12 231-235W | 705 | L96T12 | L83T12 | E3146
1587 | LEDs | LED, (3) 96", T12 236-240W | 720 | L96T12 | L83T12 | E3147
1588 | LEDs | LED, (3) 96", T12 241-245W | 735 | L96T12 | L83T12 | E3148
1589 | LEDs | LED, (3) 96", T12 246-250W | 750 | L96T12 | L83T12 | E3149
1590 | LEDs | LED, (4) 96", T12 1-5W | 20 | L96T12 | L84T12 | E3150
1591 | LEDs | LED, (4) 96", T12 6-10W | 40 | L96T12 | L84T12 | E3151
1592 | LEDs | LED, (4) 96", T12 11-15W | 60 | L96T12 | L84T12 | E3152
1593 | LEDs | LED, (4) 96", T12 16-20W | 80 | L96T12 | L84T12 | E3153
1594 | LEDs | LED, (4) 96", T12 21-25W | 100 | L96T12 | L84T12 | E3154
1595 | LEDs | LED, (4) 96", T12 26-30W | 120 | L96T12 | L84T12 | E3155
1596 | LEDs | LED, (4) 96", T12 31-35W | 140 | L96T12 | L84T12 | E3156
1597 | LEDs | LED, (4) 96", T12 36-40W | 160 | L96T12 | L84T12 | E3157
1598 | LEDs | LED, (4) 96", T12 41-45W | 180 | L96T12 | L84T12 | E3158
1599 | LEDs | LED, (4) 96", T12 46-50W | 200 | L96T12 | L84T12 | E3159
1600 | LEDs | LED, (4) 96", T12 51-55W | 220 | L96T12 | L84T12 | E3160
1601 | LEDs | LED, (4) 96", T12 56-60W | 240 | L96T12 | L84T12 | E3161
1602 | LEDs | LED, (4) 96", T12 61-65W | 260 | L96T12 | L84T12 | E3162
1603 | LEDs | LED, (4) 96", T12 66-70W | 280 | L96T12 | L84T12 | E3163
1604 | LEDs | LED, (4) 96", T12 71-75W | 300 | L96T12 | L84T12 | E3164
1605 | LEDs | LED, (4) 96", T12 76-80W | 320 | L96T12 | L84T12 | E3165
1606 | LEDs | LED, (4) 96", T12 81-85W | 340 | L96T12 | L84T12 | E3166
1607 | LEDs | LED, (4) 96", T12 86-90W | 360 | L96T12 | L84T12 | E3167
1608 | LEDs | LED, (4) 96", T12 91-95W | 380 | L96T12 | L84T12 | E3168
1609 | LEDs | LED, (4) 96", T12 96-100W | 400 | L96T12 | L84T12 | E3169
1610 | LEDs | LED, (4) 96", T12 101-105W | 420 | L96T12 | L84T12 | E3170
1611 | LEDs | LED, (4) 96", T12 106-110W | 440 | L96T12 | L84T12 | E3171
1612 | LEDs | LED, (4) 96", T12 111-115W | 460 | L96T12 | L84T12 | E3172
1613 | LEDs | LED, (4) 96", T12 116-120W | 480 | L96T12 | L84T12 | E3173
1614 | LEDs | LED, (4) 96", T12 121-125W | 500 | L96T12 | L84T12 | E3174
1615 | LEDs | LED, (4) 96", T12 126-130W | 520 | L96T12 | L84T12 | E3175
1616 | LEDs | LED, (4) 96", T12 131-135W | 540 | L96T12 | L84T12 | E3176
1617 | LEDs | LED, (4) 96", T12 136-140W | 560 | L96T12 | L84T12 | E3177
1618 | LEDs | LED, (4) 96", T12 141-145W | 580 | L96T12 | L84T12 | E3178
1619 | LEDs | LED, (4) 96", T12 146-150W | 600 | L96T12 | L84T12 | E3179
1620 | LEDs | LED, (4) 96", T12 151-155W | 620 | L96T12 | L84T12 | E3180
1621 | LEDs | LED, (4) 96", T12 156-160W | 640 | L96T12 | L84T12 | E3181
1622 | LEDs | LED, (4) 96", T12 161-165W | 660 | L96T12 | L84T12 | E3182
1623 | LEDs | LED, (4) 96", T12 166-170W | 680 | L96T12 | L84T12 | E3183
1624 | LEDs | LED, (4) 96", T12 171-175W | 700 | L96T12 | L84T12 | E3184
1625 | LEDs | LED, (4) 96", T12 176-180W | 720 | L96T12 | L84T12 | E3185
1626 | LEDs | LED, (4) 96", T12 181-185W | 740 | L96T12 | L84T12 | E3186
1627 | LEDs | LED, (4) 96", T12 186-190W | 760 | L96T12 | L84T12 | E3187
1628 | LEDs | LED, (4) 96", T12 191-195W | 780 | L96T12 | L84T12 | E3188
1629 | LEDs | LED, (4) 96", T12 196-200W | 800 | L96T12 | L84T12 | E3189
1630 | LEDs | LED, (4) 96", T12 201-205W | 820 | L96T12 | L84T12 | E3190
1631 | LEDs | LED, (4) 96", T12 206-210W | 840 | L96T12 | L84T12 | E3191
1632 | LEDs | LED, (4) 96", T12 211-215W | 860 | L96T12 | L84T12 | E3192
1633 | LEDs | LED, (4) 96", T12 216-220W | 880 | L96T12 | L84T12 | E3193
1634 | LEDs | LED, (4) 96", T12 221-225W | 900 | L96T12 | L84T12 | E3194
1635 | LEDs | LED, (4) 96", T12 226-230W | 920 | L96T12 | L84T12 | E3195
1636 | LEDs | LED, (4) 96", T12 231-235W | 940 | L96T12 | L84T12 | E3196
1637 | LEDs | LED, (4) 96", T12 236-240W | 960 | L96T12 | L84T12 | E3197
1638 | LEDs | LED, (4) 96", T12 241-245W | 980 | L96T12 | L84T12 | E3198
1639 | LEDs | LED, (4) 96", T12 246-250W | 1000 | L96T12 | L84T12 | E3199
1640 | LEDs | LED, (6) 96", T12 1-5W | 30 | L96T12 | L86T12 | E3200
1641 | LEDs | LED, (6) 96", T12 6-10W | 60 | L96T12 | L86T12 | E3201
1642 | LEDs | LED, (6) 96", T12 11-15W | 90 | L96T12 | L86T12 | E3202
1643 | LEDs | LED, (6) 96", T12 16-20W | 120 | L96T12 | L86T12 | E3203
1644 | LEDs | LED, (6) 96", T12 21-25W | 150 | L96T12 | L86T12 | E3204
1645 | LEDs | LED, (6) 96", T12 26-30W | 180 | L96T12 | L86T12 | E3205
1646 | LEDs | LED, (6) 96", T12 31-35W | 210 | L96T12 | L86T12 | E3206
1647 | LEDs | LED, (6) 96", T12 36-40W | 240 | L96T12 | L86T12 | E3207
1648 | LEDs | LED, (6) 96", T12 41-45W | 270 | L96T12 | L86T12 | E3208
1649 | LEDs | LED, (6) 96", T12 46-50W | 300 | L96T12 | L86T12 | E3209
1650 | LEDs | LED, (6) 96", T12 51-55W | 330 | L96T12 | L86T12 | E3210
1651 | LEDs | LED, (6) 96", T12 56-60W | 360 | L96T12 | L86T12 | E3211
1652 | LEDs | LED, (6) 96", T12 61-65W | 390 | L96T12 | L86T12 | E3212
1653 | LEDs | LED, (6) 96", T12 66-70W | 420 | L96T12 | L86T12 | E3213
1654 | LEDs | LED, (6) 96", T12 71-75W | 450 | L96T12 | L86T12 | E3214
1655 | LEDs | LED, (6) 96", T12 76-80W | 480 | L96T12 | L86T12 | E3215
1656 | LEDs | LED, (6) 96", T12 81-85W | 510 | L96T12 | L86T12 | E3216
1657 | LEDs | LED, (6) 96", T12 86-90W | 540 | L96T12 | L86T12 | E3217
1658 | LEDs | LED, (6) 96", T12 91-95W | 570 | L96T12 | L86T12 | E3218
1659 | LEDs | LED, (6) 96", T12 96-100W | 600 | L96T12 | L86T12 | E3219
1660 | LEDs | LED, (6) 96", T12 101-105W | 630 | L96T12 | L86T12 | E3220
1661 | LEDs | LED, (6) 96", T12 106-110W | 660 | L96T12 | L86T12 | E3221
1662 | LEDs | LED, (6) 96", T12 111-115W | 690 | L96T12 | L86T12 | E3222
1663 | LEDs | LED, (6) 96", T12 116-120W | 720 | L96T12 | L86T12 | E3223
1664 | LEDs | LED, (6) 96", T12 121-125W | 750 | L96T12 | L86T12 | E3224
1665 | LEDs | LED, (6) 96", T12 126-130W | 780 | L96T12 | L86T12 | E3225
1666 | LEDs | LED, (6) 96", T12 131-135W | 810 | L96T12 | L86T12 | E3226
1667 | LEDs | LED, (6) 96", T12 136-140W | 840 | L96T12 | L86T12 | E3227
1668 | LEDs | LED, (6) 96", T12 141-145W | 870 | L96T12 | L86T12 | E3228
1669 | LEDs | LED, (6) 96", T12 146-150W | 900 | L96T12 | L86T12 | E3229
1670 | LEDs | LED, (6) 96", T12 151-155W | 930 | L96T12 | L86T12 | E3230
1671 | LEDs | LED, (6) 96", T12 156-160W | 960 | L96T12 | L86T12 | E3231
1672 | LEDs | LED, (6) 96", T12 161-165W | 990 | L96T12 | L86T12 | E3232
1673 | LEDs | LED, (6) 96", T12 166-170W | 1020 | L96T12 | L86T12 | E3233
1674 | LEDs | LED, (6) 96", T12 171-175W | 1050 | L96T12 | L86T12 | E3234
1675 | LEDs | LED, (6) 96", T12 176-180W | 1080 | L96T12 | L86T12 | E3235
1676 | LEDs | LED, (6) 96", T12 181-185W | 1110 | L96T12 | L86T12 | E3236
1677 | LEDs | LED, (6) 96", T12 186-190W | 1140 | L96T12 | L86T12 | E3237
1678 | LEDs | LED, (6) 96", T12 191-195W | 1170 | L96T12 | L86T12 | E3238
1679 | LEDs | LED, (6) 96", T12 196-200W | 1200 | L96T12 | L86T12 | E3239
1680 | LEDs | LED, (6) 96", T12 201-205W | 1230 | L96T12 | L86T12 | E3240
1681 | LEDs | LED, (6) 96", T12 206-210W | 1260 | L96T12 | L86T12 | E3241
1682 | LEDs | LED, (6) 96", T12 211-215W | 1290 | L96T12 | L86T12 | E3242
1683 | LEDs | LED, (6) 96", T12 216-220W | 1320 | L96T12 | L86T12 | E3243
1684 | LEDs | LED, (6) 96", T12 221-225W | 1350 | L96T12 | L86T12 | E3244
1685 | LEDs | LED, (6) 96", T12 226-230W | 1380 | L96T12 | L86T12 | E3245
1686 | LEDs | LED, (6) 96", T12 231-235W | 1410 | L96T12 | L86T12 | E3246
1687 | LEDs | LED, (6) 96", T12 236-240W | 1440 | L96T12 | L86T12 | E3247
1688 | LEDs | LED, (6) 96", T12 241-245W | 1470 | L96T12 | L86T12 | E3248
1689 | LEDs | LED, (6) 96", T12 246-250W | 1500 | L96T12 | L86T12 | E3249
1690 | LEDs | LED, (4) 48", Tandem T12 1-5W | 20 | LT48T12 | LT44T12 | E3250
1691 | LEDs | LED, (4) 48", Tandem T12 6-10W | 40 | LT48T12 | LT44T12 | E3251
1692 | LEDs | LED, (4) 48", Tandem T12 11-15W | 60 | LT48T12 | LT44T12 | E3252
1693 | LEDs | LED, (4) 48", Tandem T12 16-20W | 80 | LT48T12 | LT44T12 | E3253
1694 | LEDs | LED, (4) 48", Tandem T12 21-25W | 100 | LT48T12 | LT44T12 | E3254
1695 | LEDs | LED, (4) 48", Tandem T12 26-30W | 120 | LT48T12 | LT44T12 | E3255
1696 | LEDs | LED, (4) 48", Tandem T12 31-35W | 140 | LT48T12 | LT44T12 | E3256
1697 | LEDs | LED, (4) 48", Tandem T12 36-40W | 160 | LT48T12 | LT44T12 | E3257
1698 | LEDs | LED, (4) 48", Tandem T12 41-45W | 180 | LT48T12 | LT44T12 | E3258
1699 | LEDs | LED, (4) 48", Tandem T12 46-50W | 200 | LT48T12 | LT44T12 | E3259
1700 | LEDs | LED, (4) 48", Tandem T12 51-55W | 220 | LT48T12 | LT44T12 | E3260
1701 | LEDs | LED, (4) 48", Tandem T12 56-60W | 240 | LT48T12 | LT44T12 | E3261
1702 | LEDs | LED, (4) 48", Tandem T12 61-65W | 260 | LT48T12 | LT44T12 | E3262
1703 | LEDs | LED, (4) 48", Tandem T12 66-70W | 280 | LT48T12 | LT44T12 | E3263
1704 | LEDs | LED, (4) 48", Tandem T12 71-75W | 300 | LT48T12 | LT44T12 | E3264
1705 | LEDs | LED, (4) 48", Tandem T12 76-80W | 320 | LT48T12 | LT44T12 | E3265
1706 | LEDs | LED, (4) 48", Tandem T12 81-85W | 340 | LT48T12 | LT44T12 | E3266
1707 | LEDs | LED, (4) 48", Tandem T12 86-90W | 360 | LT48T12 | LT44T12 | E3267
1708 | LEDs | LED, (4) 48", Tandem T12 91-95W | 380 | LT48T12 | LT44T12 | E3268
1709 | LEDs | LED, (4) 48", Tandem T12 96-100W | 400 | LT48T12 | LT44T12 | E3269
1710 | LEDs | LED, (4) 48", Tandem T12 101-105W | 420 | LT48T12 | LT44T12 | E3270
1711 | LEDs | LED, (4) 48", Tandem T12 106-110W | 440 | LT48T12 | LT44T12 | E3271
1712 | LEDs | LED, (4) 48", Tandem T12 111-115W | 460 | LT48T12 | LT44T12 | E3272
1713 | LEDs | LED, (4) 48", Tandem T12 116-120W | 480 | LT48T12 | LT44T12 | E3273
1714 | LEDs | LED, (4) 48", Tandem T12 121-125W | 500 | LT48T12 | LT44T12 | E3274
1715 | LEDs | LED, (4) 48", Tandem T12 126-130W | 520 | LT48T12 | LT44T12 | E3275
1716 | LEDs | LED, (4) 48", Tandem T12 131-135W | 540 | LT48T12 | LT44T12 | E3276
1717 | LEDs | LED, (4) 48", Tandem T12 136-140W | 560 | LT48T12 | LT44T12 | E3277
1718 | LEDs | LED, (4) 48", Tandem T12 141-145W | 580 | LT48T12 | LT44T12 | E3278
1719 | LEDs | LED, (4) 48", Tandem T12 146-150W | 600 | LT48T12 | LT44T12 | E3279
1720 | LEDs | LED, (4) 48", Tandem T12 151-155W | 620 | LT48T12 | LT44T12 | E3280
1721 | LEDs | LED, (4) 48", Tandem T12 156-160W | 640 | LT48T12 | LT44T12 | E3281
1722 | LEDs | LED, (4) 48", Tandem T12 161-165W | 660 | LT48T12 | LT44T12 | E3282
1723 | LEDs | LED, (4) 48", Tandem T12 166-170W | 680 | LT48T12 | LT44T12 | E3283
1724 | LEDs | LED, (4) 48", Tandem T12 171-175W | 700 | LT48T12 | LT44T12 | E3284
1725 | LEDs | LED, (4) 48", Tandem T12 176-180W | 720 | LT48T12 | LT44T12 | E3285
1726 | LEDs | LED, (4) 48", Tandem T12 181-185W | 740 | LT48T12 | LT44T12 | E3286
1727 | LEDs | LED, (4) 48", Tandem T12 186-190W | 760 | LT48T12 | LT44T12 | E3287
1728 | LEDs | LED, (4) 48", Tandem T12 191-195W | 780 | LT48T12 | LT44T12 | E3288
1729 | LEDs | LED, (4) 48", Tandem T12 196-200W | 800 | LT48T12 | LT44T12 | E3289
1730 | LEDs | LED, (4) 48", Tandem T12 201-205W | 820 | LT48T12 | LT44T12 | E3290
1731 | LEDs | LED, (4) 48", Tandem T12 206-210W | 840 | LT48T12 | LT44T12 | E3291
1732 | LEDs | LED, (4) 48", Tandem T12 211-215W | 860 | LT48T12 | LT44T12 | E3292
1733 | LEDs | LED, (4) 48", Tandem T12 216-220W | 880 | LT48T12 | LT44T12 | E3293
1734 | LEDs | LED, (4) 48", Tandem T12 221-225W | 900 | LT48T12 | LT44T12 | E3294
1735 | LEDs | LED, (4) 48", Tandem T12 226-230W | 920 | LT48T12 | LT44T12 | E3295
1736 | LEDs | LED, (4) 48", Tandem T12 231-235W | 940 | LT48T12 | LT44T12 | E3296
1737 | LEDs | LED, (4) 48", Tandem T12 236-240W | 960 | LT48T12 | LT44T12 | E3297
1738 | LEDs | LED, (4) 48", Tandem T12 241-245W | 980 | LT48T12 | LT44T12 | E3298
1739 | LEDs | LED, (4) 48", Tandem T12 246-250W | 1000 | LT48T12 | LT44T12 | E3299
1740 | LEDs | LED, (1) 24", T8 1-5W | 5 | L24T8 | L21T8 | E3300
1741 | LEDs | LED, (1) 24", T8 6-10W | 10 | L24T8 | L21T8 | E3301
1742 | LEDs | LED, (1) 24", T8 11-15W | 15 | L24T8 | L21T8 | E3302
1743 | LEDs | LED, (1) 24", T8 16-20W | 20 | L24T8 | L21T8 | E3303
1744 | LEDs | LED, (1) 24", T8 21-25W | 25 | L24T8 | L21T8 | E3304
1745 | LEDs | LED, (1) 24", T8 26-30W | 30 | L24T8 | L21T8 | E3305
1746 | LEDs | LED, (1) 24", T8 31-35W | 35 | L24T8 | L21T8 | E3306
1747 | LEDs | LED, (1) 24", T8 36-40W | 40 | L24T8 | L21T8 | E3307
1748 | LEDs | LED, (1) 24", T8 41-45W | 45 | L24T8 | L21T8 | E3308
1749 | LEDs | LED, (1) 24", T8 46-50W | 50 | L24T8 | L21T8 | E3309
1750 | LEDs | LED, (1) 24", T8 51-55W | 55 | L24T8 | L21T8 | E3310
1751 | LEDs | LED, (1) 24", T8 56-60W | 60 | L24T8 | L21T8 | E3311
1752 | LEDs | LED, (1) 24", T8 61-65W | 65 | L24T8 | L21T8 | E3312
1753 | LEDs | LED, (1) 24", T8 66-70W | 70 | L24T8 | L21T8 | E3313
1754 | LEDs | LED, (1) 24", T8 71-75W | 75 | L24T8 | L21T8 | E3314
1755 | LEDs | LED, (1) 24", T8 76-80W | 80 | L24T8 | L21T8 | E3315
1756 | LEDs | LED, (1) 24", T8 81-85W | 85 | L24T8 | L21T8 | E3316
1757 | LEDs | LED, (1) 24", T8 86-90W | 90 | L24T8 | L21T8 | E3317
1758 | LEDs | LED, (1) 24", T8 91-95W | 95 | L24T8 | L21T8 | E3318
1759 | LEDs | LED, (1) 24", T8 96-100W | 100 | L24T8 | L21T8 | E3319
1760 | LEDs | LED, (1) 24", T8 101-105W | 105 | L24T8 | L21T8 | E3320
1761 | LEDs | LED, (1) 24", T8 106-110W | 110 | L24T8 | L21T8 | E3321
1762 | LEDs | LED, (1) 24", T8 111-115W | 115 | L24T8 | L21T8 | E3322
1763 | LEDs | LED, (1) 24", T8 116-120W | 120 | L24T8 | L21T8 | E3323
1764 | LEDs | LED, (1) 24", T8 121-125W | 125 | L24T8 | L21T8 | E3324
1765 | LEDs | LED, (1) 24", T8 126-130W | 130 | L24T8 | L21T8 | E3325
1766 | LEDs | LED, (1) 24", T8 131-135W | 135 | L24T8 | L21T8 | E3326
1767 | LEDs | LED, (1) 24", T8 136-140W | 140 | L24T8 | L21T8 | E3327
1768 | LEDs | LED, (1) 24", T8 141-145W | 145 | L24T8 | L21T8 | E3328
1769 | LEDs | LED, (1) 24", T8 146-150W | 150 | L24T8 | L21T8 | E3329
1770 | LEDs | LED, (1) 24", T8 151-155W | 155 | L24T8 | L21T8 | E3330
1771 | LEDs | LED, (1) 24", T8 156-160W | 160 | L24T8 | L21T8 | E3331
1772 | LEDs | LED, (1) 24", T8 161-165W | 165 | L24T8 | L21T8 | E3332
1773 | LEDs | LED, (1) 24", T8 166-170W | 170 | L24T8 | L21T8 | E3333
1774 | LEDs | LED, (1) 24", T8 171-175W | 175 | L24T8 | L21T8 | E3334
1775 | LEDs | LED, (1) 24", T8 176-180W | 180 | L24T8 | L21T8 | E3335
1776 | LEDs | LED, (1) 24", T8 181-185W | 185 | L24T8 | L21T8 | E3336
1777 | LEDs | LED, (1) 24", T8 186-190W | 190 | L24T8 | L21T8 | E3337
1778 | LEDs | LED, (1) 24", T8 191-195W | 195 | L24T8 | L21T8 | E3338
1779 | LEDs | LED, (1) 24", T8 196-200W | 200 | L24T8 | L21T8 | E3339
1780 | LEDs | LED, (1) 24", T8 201-205W | 205 | L24T8 | L21T8 | E3340
1781 | LEDs | LED, (1) 24", T8 206-210W | 210 | L24T8 | L21T8 | E3341
1782 | LEDs | LED, (1) 24", T8 211-215W | 215 | L24T8 | L21T8 | E3342
1783 | LEDs | LED, (1) 24", T8 216-220W | 220 | L24T8 | L21T8 | E3343
1784 | LEDs | LED, (1) 24", T8 221-225W | 225 | L24T8 | L21T8 | E3344
1785 | LEDs | LED, (1) 24", T8 226-230W | 230 | L24T8 | L21T8 | E3345
1786 | LEDs | LED, (1) 24", T8 231-235W | 235 | L24T8 | L21T8 | E3346
1787 | LEDs | LED, (1) 24", T8 236-240W | 240 | L24T8 | L21T8 | E3347
1788 | LEDs | LED, (1) 24", T8 241-245W | 245 | L24T8 | L21T8 | E3348
1789 | LEDs | LED, (1) 24", T8 246-250W | 250 | L24T8 | L21T8 | E3349
1790 | LEDs | LED, (2) 24", T8 1-5W | 10 | L24T8 | L22T8 | E3350
1791 | LEDs | LED, (2) 24", T8 6-10W | 20 | L24T8 | L22T8 | E3351
1792 | LEDs | LED, (2) 24", T8 11-15W | 30 | L24T8 | L22T8 | E3352
1793 | LEDs | LED, (2) 24", T8 16-20W | 40 | L24T8 | L22T8 | E3353
1794 | LEDs | LED, (2) 24", T8 21-25W | 50 | L24T8 | L22T8 | E3354
1795 | LEDs | LED, (2) 24", T8 26-30W | 60 | L24T8 | L22T8 | E3355
1796 | LEDs | LED, (2) 24", T8 31-35W | 70 | L24T8 | L22T8 | E3356
1797 | LEDs | LED, (2) 24", T8 36-40W | 80 | L24T8 | L22T8 | E3357
1798 | LEDs | LED, (2) 24", T8 41-45W | 90 | L24T8 | L22T8 | E3358
1799 | LEDs | LED, (2) 24", T8 46-50W | 100 | L24T8 | L22T8 | E3359
1800 | LEDs | LED, (2) 24", T8 51-55W | 110 | L24T8 | L22T8 | E3360
1801 | LEDs | LED, (2) 24", T8 56-60W | 120 | L24T8 | L22T8 | E3361
1802 | LEDs | LED, (2) 24", T8 61-65W | 130 | L24T8 | L22T8 | E3362
1803 | LEDs | LED, (2) 24", T8 66-70W | 140 | L24T8 | L22T8 | E3363
1804 | LEDs | LED, (2) 24", T8 71-75W | 150 | L24T8 | L22T8 | E3364
1805 | LEDs | LED, (2) 24", T8 76-80W | 160 | L24T8 | L22T8 | E3365
1806 | LEDs | LED, (2) 24", T8 81-85W | 170 | L24T8 | L22T8 | E3366
1807 | LEDs | LED, (2) 24", T8 86-90W | 180 | L24T8 | L22T8 | E3367
1808 | LEDs | LED, (2) 24", T8 91-95W | 190 | L24T8 | L22T8 | E3368
1809 | LEDs | LED, (2) 24", T8 96-100W | 200 | L24T8 | L22T8 | E3369
1810 | LEDs | LED, (2) 24", T8 101-105W | 210 | L24T8 | L22T8 | E3370
1811 | LEDs | LED, (2) 24", T8 106-110W | 220 | L24T8 | L22T8 | E3371
1812 | LEDs | LED, (2) 24", T8 111-115W | 230 | L24T8 | L22T8 | E3372
1813 | LEDs | LED, (2) 24", T8 116-120W | 240 | L24T8 | L22T8 | E3373
1814 | LEDs | LED, (2) 24", T8 121-125W | 250 | L24T8 | L22T8 | E3374
1815 | LEDs | LED, (2) 24", T8 126-130W | 260 | L24T8 | L22T8 | E3375
1816 | LEDs | LED, (2) 24", T8 131-135W | 270 | L24T8 | L22T8 | E3376
1817 | LEDs | LED, (2) 24", T8 136-140W | 280 | L24T8 | L22T8 | E3377
1818 | LEDs | LED, (2) 24", T8 141-145W | 290 | L24T8 | L22T8 | E3378
1819 | LEDs | LED, (2) 24", T8 146-150W | 300 | L24T8 | L22T8 | E3379
1820 | LEDs | LED, (2) 24", T8 151-155W | 310 | L24T8 | L22T8 | E3380
1821 | LEDs | LED, (2) 24", T8 156-160W | 320 | L24T8 | L22T8 | E3381
1822 | LEDs | LED, (2) 24", T8 161-165W | 330 | L24T8 | L22T8 | E3382
1823 | LEDs | LED, (2) 24", T8 166-170W | 340 | L24T8 | L22T8 | E3383
1824 | LEDs | LED, (2) 24", T8 171-175W | 350 | L24T8 | L22T8 | E3384
1825 | LEDs | LED, (2) 24", T8 176-180W | 360 | L24T8 | L22T8 | E3385
1826 | LEDs | LED, (2) 24", T8 181-185W | 370 | L24T8 | L22T8 | E3386
1827 | LEDs | LED, (2) 24", T8 186-190W | 380 | L24T8 | L22T8 | E3387
1828 | LEDs | LED, (2) 24", T8 191-195W | 390 | L24T8 | L22T8 | E3388
1829 | LEDs | LED, (2) 24", T8 196-200W | 400 | L24T8 | L22T8 | E3389
1830 | LEDs | LED, (2) 24", T8 201-205W | 410 | L24T8 | L22T8 | E3390
1831 | LEDs | LED, (2) 24", T8 206-210W | 420 | L24T8 | L22T8 | E3391
1832 | LEDs | LED, (2) 24", T8 211-215W | 430 | L24T8 | L22T8 | E3392
1833 | LEDs | LED, (2) 24", T8 216-220W | 440 | L24T8 | L22T8 | E3393
1834 | LEDs | LED, (2) 24", T8 221-225W | 450 | L24T8 | L22T8 | E3394
1835 | LEDs | LED, (2) 24", T8 226-230W | 460 | L24T8 | L22T8 | E3395
1836 | LEDs | LED, (2) 24", T8 231-235W | 470 | L24T8 | L22T8 | E3396
1837 | LEDs | LED, (2) 24", T8 236-240W | 480 | L24T8 | L22T8 | E3397
1838 | LEDs | LED, (2) 24", T8 241-245W | 490 | L24T8 | L22T8 | E3398
1839 | LEDs | LED, (2) 24", T8 246-250W | 500 | L24T8 | L22T8 | E3399
1840 | LEDs | LED, (3) 24", T8 1-5W | 15 | L24T8 | L23T8 | E3400
1841 | LEDs | LED, (3) 24", T8 6-10W | 30 | L24T8 | L23T8 | E3401
1842 | LEDs | LED, (3) 24", T8 11-15W | 45 | L24T8 | L23T8 | E3402
1843 | LEDs | LED, (3) 24", T8 16-20W | 60 | L24T8 | L23T8 | E3403
1844 | LEDs | LED, (3) 24", T8 21-25W | 75 | L24T8 | L23T8 | E3404
1845 | LEDs | LED, (3) 24", T8 26-30W | 90 | L24T8 | L23T8 | E3405
1846 | LEDs | LED, (3) 24", T8 31-35W | 105 | L24T8 | L23T8 | E3406
1847 | LEDs | LED, (3) 24", T8 36-40W | 120 | L24T8 | L23T8 | E3407
1848 | LEDs | LED, (3) 24", T8 41-45W | 135 | L24T8 | L23T8 | E3408
1849 | LEDs | LED, (3) 24", T8 46-50W | 150 | L24T8 | L23T8 | E3409
1850 | LEDs | LED, (3) 24", T8 51-55W | 165 | L24T8 | L23T8 | E3410
1851 | LEDs | LED, (3) 24", T8 56-60W | 180 | L24T8 | L23T8 | E3411
1852 | LEDs | LED, (3) 24", T8 61-65W | 195 | L24T8 | L23T8 | E3412
1853 | LEDs | LED, (3) 24", T8 66-70W | 210 | L24T8 | L23T8 | E3413
1854 | LEDs | LED, (3) 24", T8 71-75W | 225 | L24T8 | L23T8 | E3414
1855 | LEDs | LED, (3) 24", T8 76-80W | 240 | L24T8 | L23T8 | E3415
1856 | LEDs | LED, (3) 24", T8 81-85W | 255 | L24T8 | L23T8 | E3416
1857 | LEDs | LED, (3) 24", T8 86-90W | 270 | L24T8 | L23T8 | E3417
1858 | LEDs | LED, (3) 24", T8 91-95W | 285 | L24T8 | L23T8 | E3418
1859 | LEDs | LED, (3) 24", T8 96-100W | 300 | L24T8 | L23T8 | E3419
1860 | LEDs | LED, (3) 24", T8 101-105W | 315 | L24T8 | L23T8 | E3420
1861 | LEDs | LED, (3) 24", T8 106-110W | 330 | L24T8 | L23T8 | E3421
1862 | LEDs | LED, (3) 24", T8 111-115W | 345 | L24T8 | L23T8 | E3422
1863 | LEDs | LED, (3) 24", T8 116-120W | 360 | L24T8 | L23T8 | E3423
1864 | LEDs | LED, (3) 24", T8 121-125W | 375 | L24T8 | L23T8 | E3424
1865 | LEDs | LED, (3) 24", T8 126-130W | 390 | L24T8 | L23T8 | E3425
1866 | LEDs | LED, (3) 24", T8 131-135W | 405 | L24T8 | L23T8 | E3426
1867 | LEDs | LED, (3) 24", T8 136-140W | 420 | L24T8 | L23T8 | E3427
1868 | LEDs | LED, (3) 24", T8 141-145W | 435 | L24T8 | L23T8 | E3428
1869 | LEDs | LED, (3) 24", T8 146-150W | 450 | L24T8 | L23T8 | E3429
1870 | LEDs | LED, (3) 24", T8 151-155W | 465 | L24T8 | L23T8 | E3430
1871 | LEDs | LED, (3) 24", T8 156-160W | 480 | L24T8 | L23T8 | E3431
1872 | LEDs | LED, (3) 24", T8 161-165W | 495 | L24T8 | L23T8 | E3432
1873 | LEDs | LED, (3) 24", T8 166-170W | 510 | L24T8 | L23T8 | E3433
1874 | LEDs | LED, (3) 24", T8 171-175W | 525 | L24T8 | L23T8 | E3434
1875 | LEDs | LED, (3) 24", T8 176-180W | 540 | L24T8 | L23T8 | E3435
1876 | LEDs | LED, (3) 24", T8 181-185W | 555 | L24T8 | L23T8 | E3436
1877 | LEDs | LED, (3) 24", T8 186-190W | 570 | L24T8 | L23T8 | E3437
1878 | LEDs | LED, (3) 24", T8 191-195W | 585 | L24T8 | L23T8 | E3438
1879 | LEDs | LED, (3) 24", T8 196-200W | 600 | L24T8 | L23T8 | E3439
1880 | LEDs | LED, (3) 24", T8 201-205W | 615 | L24T8 | L23T8 | E3440
1881 | LEDs | LED, (3) 24", T8 206-210W | 630 | L24T8 | L23T8 | E3441
1882 | LEDs | LED, (3) 24", T8 211-215W | 645 | L24T8 | L23T8 | E3442
1883 | LEDs | LED, (3) 24", T8 216-220W | 660 | L24T8 | L23T8 | E3443
1884 | LEDs | LED, (3) 24", T8 221-225W | 675 | L24T8 | L23T8 | E3444
1885 | LEDs | LED, (3) 24", T8 226-230W | 690 | L24T8 | L23T8 | E3445
1886 | LEDs | LED, (3) 24", T8 231-235W | 705 | L24T8 | L23T8 | E3446
1887 | LEDs | LED, (3) 24", T8 236-240W | 720 | L24T8 | L23T8 | E3447
1888 | LEDs | LED, (3) 24", T8 241-245W | 735 | L24T8 | L23T8 | E3448
1889 | LEDs | LED, (3) 24", T8 246-250W | 750 | L24T8 | L23T8 | E3449
1890 | LEDs | LED, (4) 24", T8 1-5W | 20 | L24T8 | L24T8 | E3450
1891 | LEDs | LED, (4) 24", T8 6-10W | 40 | L24T8 | L24T8 | E3451
1892 | LEDs | LED, (4) 24", T8 11-15W | 60 | L24T8 | L24T8 | E3452
1893 | LEDs | LED, (4) 24", T8 16-20W | 80 | L24T8 | L24T8 | E3453
1894 | LEDs | LED, (4) 24", T8 21-25W | 100 | L24T8 | L24T8 | E3454
1895 | LEDs | LED, (4) 24", T8 26-30W | 120 | L24T8 | L24T8 | E3455
1896 | LEDs | LED, (4) 24", T8 31-35W | 140 | L24T8 | L24T8 | E3456
1897 | LEDs | LED, (4) 24", T8 36-40W | 160 | L24T8 | L24T8 | E3457
1898 | LEDs | LED, (4) 24", T8 41-45W | 180 | L24T8 | L24T8 | E3458
1899 | LEDs | LED, (4) 24", T8 46-50W | 200 | L24T8 | L24T8 | E3459
1900 | LEDs | LED, (4) 24", T8 51-55W | 220 | L24T8 | L24T8 | E3460
1901 | LEDs | LED, (4) 24", T8 56-60W | 240 | L24T8 | L24T8 | E3461
1902 | LEDs | LED, (4) 24", T8 61-65W | 260 | L24T8 | L24T8 | E3462
1903 | LEDs | LED, (4) 24", T8 66-70W | 280 | L24T8 | L24T8 | E3463
1904 | LEDs | LED, (4) 24", T8 71-75W | 300 | L24T8 | L24T8 | E3464
1905 | LEDs | LED, (4) 24", T8 76-80W | 320 | L24T8 | L24T8 | E3465
1906 | LEDs | LED, (4) 24", T8 81-85W | 340 | L24T8 | L24T8 | E3466
1907 | LEDs | LED, (4) 24", T8 86-90W | 360 | L24T8 | L24T8 | E3467
1908 | LEDs | LED, (4) 24", T8 91-95W | 380 | L24T8 | L24T8 | E3468
1909 | LEDs | LED, (4) 24", T8 96-100W | 400 | L24T8 | L24T8 | E3469
1910 | LEDs | LED, (4) 24", T8 101-105W | 420 | L24T8 | L24T8 | E3470
1911 | LEDs | LED, (4) 24", T8 106-110W | 440 | L24T8 | L24T8 | E3471
1912 | LEDs | LED, (4) 24", T8 111-115W | 460 | L24T8 | L24T8 | E3472
1913 | LEDs | LED, (4) 24", T8 116-120W | 480 | L24T8 | L24T8 | E3473
1914 | LEDs | LED, (4) 24", T8 121-125W | 500 | L24T8 | L24T8 | E3474
1915 | LEDs | LED, (4) 24", T8 126-130W | 520 | L24T8 | L24T8 | E3475
1916 | LEDs | LED, (4) 24", T8 131-135W | 540 | L24T8 | L24T8 | E3476
1917 | LEDs | LED, (4) 24", T8 136-140W | 560 | L24T8 | L24T8 | E3477
1918 | LEDs | LED, (4) 24", T8 141-145W | 580 | L24T8 | L24T8 | E3478
1919 | LEDs | LED, (4) 24", T8 146-150W | 600 | L24T8 | L24T8 | E3479
1920 | LEDs | LED, (4) 24", T8 151-155W | 620 | L24T8 | L24T8 | E3480
1921 | LEDs | LED, (4) 24", T8 156-160W | 640 | L24T8 | L24T8 | E3481
1922 | LEDs | LED, (4) 24", T8 161-165W | 660 | L24T8 | L24T8 | E3482
1923 | LEDs | LED, (4) 24", T8 166-170W | 680 | L24T8 | L24T8 | E3483
1924 | LEDs | LED, (4) 24", T8 171-175W | 700 | L24T8 | L24T8 | E3484
1925 | LEDs | LED, (4) 24", T8 176-180W | 720 | L24T8 | L24T8 | E3485
1926 | LEDs | LED, (4) 24", T8 181-185W | 740 | L24T8 | L24T8 | E3486
1927 | LEDs | LED, (4) 24", T8 186-190W | 760 | L24T8 | L24T8 | E3487
1928 | LEDs | LED, (4) 24", T8 191-195W | 780 | L24T8 | L24T8 | E3488
1929 | LEDs | LED, (4) 24", T8 196-200W | 800 | L24T8 | L24T8 | E3489
1930 | LEDs | LED, (4) 24", T8 201-205W | 820 | L24T8 | L24T8 | E3490
1931 | LEDs | LED, (4) 24", T8 206-210W | 840 | L24T8 | L24T8 | E3491
1932 | LEDs | LED, (4) 24", T8 211-215W | 860 | L24T8 | L24T8 | E3492
1933 | LEDs | LED, (4) 24", T8 216-220W | 880 | L24T8 | L24T8 | E3493
1934 | LEDs | LED, (4) 24", T8 221-225W | 900 | L24T8 | L24T8 | E3494
1935 | LEDs | LED, (4) 24", T8 226-230W | 920 | L24T8 | L24T8 | E3495
1936 | LEDs | LED, (4) 24", T8 231-235W | 940 | L24T8 | L24T8 | E3496
1937 | LEDs | LED, (4) 24", T8 236-240W | 960 | L24T8 | L24T8 | E3497
1938 | LEDs | LED, (4) 24", T8 241-245W | 980 | L24T8 | L24T8 | E3498
1939 | LEDs | LED, (4) 24", T8 246-250W | 1000 | L24T8 | L24T8 | E3499
1940 | LEDs | LED, (1) 24", U-Tube T8 1-5W | 5 | LU24T8 | LU21T8 | E3500
1941 | LEDs | LED, (1) 24", U-Tube T8 6-10W | 10 | LU24T8 | LU21T8 | E3501
1942 | LEDs | LED, (1) 24", U-Tube T8 11-15W | 15 | LU24T8 | LU21T8 | E3502
1943 | LEDs | LED, (1) 24", U-Tube T8 16-20W | 20 | LU24T8 | LU21T8 | E3503
1944 | LEDs | LED, (1) 24", U-Tube T8 21-25W | 25 | LU24T8 | LU21T8 | E3504
1945 | LEDs | LED, (1) 24", U-Tube T8 26-30W | 30 | LU24T8 | LU21T8 | E3505
1946 | LEDs | LED, (1) 24", U-Tube T8 31-35W | 35 | LU24T8 | LU21T8 | E3506
1947 | LEDs | LED, (1) 24", U-Tube T8 36-40W | 40 | LU24T8 | LU21T8 | E3507
1948 | LEDs | LED, (1) 24", U-Tube T8 41-45W | 45 | LU24T8 | LU21T8 | E3508
1949 | LEDs | LED, (1) 24", U-Tube T8 46-50W | 50 | LU24T8 | LU21T8 | E3509
1950 | LEDs | LED, (1) 24", U-Tube T8 51-55W | 55 | LU24T8 | LU21T8 | E3510
1951 | LEDs | LED, (1) 24", U-Tube T8 56-60W | 60 | LU24T8 | LU21T8 | E3511
1952 | LEDs | LED, (1) 24", U-Tube T8 61-65W | 65 | LU24T8 | LU21T8 | E3512
1953 | LEDs | LED, (1) 24", U-Tube T8 66-70W | 70 | LU24T8 | LU21T8 | E3513
1954 | LEDs | LED, (1) 24", U-Tube T8 71-75W | 75 | LU24T8 | LU21T8 | E3514
1955 | LEDs | LED, (1) 24", U-Tube T8 76-80W | 80 | LU24T8 | LU21T8 | E3515
1956 | LEDs | LED, (1) 24", U-Tube T8 81-85W | 85 | LU24T8 | LU21T8 | E3516
1957 | LEDs | LED, (1) 24", U-Tube T8 86-90W | 90 | LU24T8 | LU21T8 | E3517
1958 | LEDs | LED, (1) 24", U-Tube T8 91-95W | 95 | LU24T8 | LU21T8 | E3518
1959 | LEDs | LED, (1) 24", U-Tube T8 96-100W | 100 | LU24T8 | LU21T8 | E3519
1960 | LEDs | LED, (1) 24", U-Tube T8 101-105W | 105 | LU24T8 | LU21T8 | E3520
1961 | LEDs | LED, (1) 24", U-Tube T8 106-110W | 110 | LU24T8 | LU21T8 | E3521
1962 | LEDs | LED, (1) 24", U-Tube T8 111-115W | 115 | LU24T8 | LU21T8 | E3522
1963 | LEDs | LED, (1) 24", U-Tube T8 116-120W | 120 | LU24T8 | LU21T8 | E3523
1964 | LEDs | LED, (1) 24", U-Tube T8 121-125W | 125 | LU24T8 | LU21T8 | E3524
1965 | LEDs | LED, (1) 24", U-Tube T8 126-130W | 130 | LU24T8 | LU21T8 | E3525
1966 | LEDs | LED, (1) 24", U-Tube T8 131-135W | 135 | LU24T8 | LU21T8 | E3526
1967 | LEDs | LED, (1) 24", U-Tube T8 136-140W | 140 | LU24T8 | LU21T8 | E3527
1968 | LEDs | LED, (1) 24", U-Tube T8 141-145W | 145 | LU24T8 | LU21T8 | E3528
1969 | LEDs | LED, (1) 24", U-Tube T8 146-150W | 150 | LU24T8 | LU21T8 | E3529
1970 | LEDs | LED, (1) 24", U-Tube T8 151-155W | 155 | LU24T8 | LU21T8 | E3530
1971 | LEDs | LED, (1) 24", U-Tube T8 156-160W | 160 | LU24T8 | LU21T8 | E3531
1972 | LEDs | LED, (1) 24", U-Tube T8 161-165W | 165 | LU24T8 | LU21T8 | E3532
1973 | LEDs | LED, (1) 24", U-Tube T8 166-170W | 170 | LU24T8 | LU21T8 | E3533
1974 | LEDs | LED, (1) 24", U-Tube T8 171-175W | 175 | LU24T8 | LU21T8 | E3534
1975 | LEDs | LED, (1) 24", U-Tube T8 176-180W | 180 | LU24T8 | LU21T8 | E3535
1976 | LEDs | LED, (1) 24", U-Tube T8 181-185W | 185 | LU24T8 | LU21T8 | E3536
1977 | LEDs | LED, (1) 24", U-Tube T8 186-190W | 190 | LU24T8 | LU21T8 | E3537
1978 | LEDs | LED, (1) 24", U-Tube T8 191-195W | 195 | LU24T8 | LU21T8 | E3538
1979 | LEDs | LED, (1) 24", U-Tube T8 196-200W | 200 | LU24T8 | LU21T8 | E3539
1980 | LEDs | LED, (1) 24", U-Tube T8 201-205W | 205 | LU24T8 | LU21T8 | E3540
1981 | LEDs | LED, (1) 24", U-Tube T8 206-210W | 210 | LU24T8 | LU21T8 | E3541
1982 | LEDs | LED, (1) 24", U-Tube T8 211-215W | 215 | LU24T8 | LU21T8 | E3542
1983 | LEDs | LED, (1) 24", U-Tube T8 216-220W | 220 | LU24T8 | LU21T8 | E3543
1984 | LEDs | LED, (1) 24", U-Tube T8 221-225W | 225 | LU24T8 | LU21T8 | E3544
1985 | LEDs | LED, (1) 24", U-Tube T8 226-230W | 230 | LU24T8 | LU21T8 | E3545
1986 | LEDs | LED, (1) 24", U-Tube T8 231-235W | 235 | LU24T8 | LU21T8 | E3546
1987 | LEDs | LED, (1) 24", U-Tube T8 236-240W | 240 | LU24T8 | LU21T8 | E3547
1988 | LEDs | LED, (1) 24", U-Tube T8 241-245W | 245 | LU24T8 | LU21T8 | E3548
1989 | LEDs | LED, (1) 24", U-Tube T8 246-250W | 250 | LU24T8 | LU21T8 | E3549
1990 | LEDs | LED, (2) 24", U-Tube T8 1-5W | 10 | LU24T8 | LU22T8 | E3550
1991 | LEDs | LED, (2) 24", U-Tube T8 6-10W | 20 | LU24T8 | LU22T8 | E3551
1992 | LEDs | LED, (2) 24", U-Tube T8 11-15W | 30 | LU24T8 | LU22T8 | E3552
1993 | LEDs | LED, (2) 24", U-Tube T8 16-20W | 40 | LU24T8 | LU22T8 | E3553
1994 | LEDs | LED, (2) 24", U-Tube T8 21-25W | 50 | LU24T8 | LU22T8 | E3554
1995 | LEDs | LED, (2) 24", U-Tube T8 26-30W | 60 | LU24T8 | LU22T8 | E3555
1996 | LEDs | LED, (2) 24", U-Tube T8 31-35W | 70 | LU24T8 | LU22T8 | E3556
1997 | LEDs | LED, (2) 24", U-Tube T8 36-40W | 80 | LU24T8 | LU22T8 | E3557
1998 | LEDs | LED, (2) 24", U-Tube T8 41-45W | 90 | LU24T8 | LU22T8 | E3558
1999 | LEDs | LED, (2) 24", U-Tube T8 46-50W | 100 | LU24T8 | LU22T8 | E3559
2000 | LEDs | LED, (2) 24", U-Tube T8 51-55W | 110 | LU24T8 | LU22T8 | E3560
2001 | LEDs | LED, (2) 24", U-Tube T8 56-60W | 120 | LU24T8 | LU22T8 | E3561
2002 | LEDs | LED, (2) 24", U-Tube T8 61-65W | 130 | LU24T8 | LU22T8 | E3562
2003 | LEDs | LED, (2) 24", U-Tube T8 66-70W | 140 | LU24T8 | LU22T8 | E3563
2004 | LEDs | LED, (2) 24", U-Tube T8 71-75W | 150 | LU24T8 | LU22T8 | E3564
2005 | LEDs | LED, (2) 24", U-Tube T8 76-80W | 160 | LU24T8 | LU22T8 | E3565
2006 | LEDs | LED, (2) 24", U-Tube T8 81-85W | 170 | LU24T8 | LU22T8 | E3566
2007 | LEDs | LED, (2) 24", U-Tube T8 86-90W | 180 | LU24T8 | LU22T8 | E3567
2008 | LEDs | LED, (2) 24", U-Tube T8 91-95W | 190 | LU24T8 | LU22T8 | E3568
2009 | LEDs | LED, (2) 24", U-Tube T8 96-100W | 200 | LU24T8 | LU22T8 | E3569
2010 | LEDs | LED, (2) 24", U-Tube T8 101-105W | 210 | LU24T8 | LU22T8 | E3570
2011 | LEDs | LED, (2) 24", U-Tube T8 106-110W | 220 | LU24T8 | LU22T8 | E3571
2012 | LEDs | LED, (2) 24", U-Tube T8 111-115W | 230 | LU24T8 | LU22T8 | E3572
2013 | LEDs | LED, (2) 24", U-Tube T8 116-120W | 240 | LU24T8 | LU22T8 | E3573
2014 | LEDs | LED, (2) 24", U-Tube T8 121-125W | 250 | LU24T8 | LU22T8 | E3574
2015 | LEDs | LED, (2) 24", U-Tube T8 126-130W | 260 | LU24T8 | LU22T8 | E3575
2016 | LEDs | LED, (2) 24", U-Tube T8 131-135W | 270 | LU24T8 | LU22T8 | E3576
2017 | LEDs | LED, (2) 24", U-Tube T8 136-140W | 280 | LU24T8 | LU22T8 | E3577
2018 | LEDs | LED, (2) 24", U-Tube T8 141-145W | 290 | LU24T8 | LU22T8 | E3578
2019 | LEDs | LED, (2) 24", U-Tube T8 146-150W | 300 | LU24T8 | LU22T8 | E3579
2020 | LEDs | LED, (2) 24", U-Tube T8 151-155W | 310 | LU24T8 | LU22T8 | E3580
2021 | LEDs | LED, (2) 24", U-Tube T8 156-160W | 320 | LU24T8 | LU22T8 | E3581
2022 | LEDs | LED, (2) 24", U-Tube T8 161-165W | 330 | LU24T8 | LU22T8 | E3582
2023 | LEDs | LED, (2) 24", U-Tube T8 166-170W | 340 | LU24T8 | LU22T8 | E3583
2024 | LEDs | LED, (2) 24", U-Tube T8 171-175W | 350 | LU24T8 | LU22T8 | E3584
2025 | LEDs | LED, (2) 24", U-Tube T8 176-180W | 360 | LU24T8 | LU22T8 | E3585
2026 | LEDs | LED, (2) 24", U-Tube T8 181-185W | 370 | LU24T8 | LU22T8 | E3586
2027 | LEDs | LED, (2) 24", U-Tube T8 186-190W | 380 | LU24T8 | LU22T8 | E3587
2028 | LEDs | LED, (2) 24", U-Tube T8 191-195W | 390 | LU24T8 | LU22T8 | E3588
2029 | LEDs | LED, (2) 24", U-Tube T8 196-200W | 400 | LU24T8 | LU22T8 | E3589
2030 | LEDs | LED, (2) 24", U-Tube T8 201-205W | 410 | LU24T8 | LU22T8 | E3590
2031 | LEDs | LED, (2) 24", U-Tube T8 206-210W | 420 | LU24T8 | LU22T8 | E3591
2032 | LEDs | LED, (2) 24", U-Tube T8 211-215W | 430 | LU24T8 | LU22T8 | E3592
2033 | LEDs | LED, (2) 24", U-Tube T8 216-220W | 440 | LU24T8 | LU22T8 | E3593
2034 | LEDs | LED, (2) 24", U-Tube T8 221-225W | 450 | LU24T8 | LU22T8 | E3594
2035 | LEDs | LED, (2) 24", U-Tube T8 226-230W | 460 | LU24T8 | LU22T8 | E3595
2036 | LEDs | LED, (2) 24", U-Tube T8 231-235W | 470 | LU24T8 | LU22T8 | E3596
2037 | LEDs | LED, (2) 24", U-Tube T8 236-240W | 480 | LU24T8 | LU22T8 | E3597
2038 | LEDs | LED, (2) 24", U-Tube T8 241-245W | 490 | LU24T8 | LU22T8 | E3598
2039 | LEDs | LED, (2) 24", U-Tube T8 246-250W | 500 | LU24T8 | LU22T8 | E3599
2040 | LEDs | LED, (1) 36", T8 1-5W | 5 | L36T8 | L31T8 | E3600
2041 | LEDs | LED, (1) 36", T8 6-10W | 10 | L36T8 | L31T8 | E3601
2042 | LEDs | LED, (1) 36", T8 11-15W | 15 | L36T8 | L31T8 | E3602
2043 | LEDs | LED, (1) 36", T8 16-20W | 20 | L36T8 | L31T8 | E3603
2044 | LEDs | LED, (1) 36", T8 21-25W | 25 | L36T8 | L31T8 | E3604
2045 | LEDs | LED, (1) 36", T8 26-30W | 30 | L36T8 | L31T8 | E3605
2046 | LEDs | LED, (1) 36", T8 31-35W | 35 | L36T8 | L31T8 | E3606
2047 | LEDs | LED, (1) 36", T8 36-40W | 40 | L36T8 | L31T8 | E3607
2048 | LEDs | LED, (1) 36", T8 41-45W | 45 | L36T8 | L31T8 | E3608
2049 | LEDs | LED, (1) 36", T8 46-50W | 50 | L36T8 | L31T8 | E3609
2050 | LEDs | LED, (1) 36", T8 51-55W | 55 | L36T8 | L31T8 | E3610
2051 | LEDs | LED, (1) 36", T8 56-60W | 60 | L36T8 | L31T8 | E3611
2052 | LEDs | LED, (1) 36", T8 61-65W | 65 | L36T8 | L31T8 | E3612
2053 | LEDs | LED, (1) 36", T8 66-70W | 70 | L36T8 | L31T8 | E3613
2054 | LEDs | LED, (1) 36", T8 71-75W | 75 | L36T8 | L31T8 | E3614
2055 | LEDs | LED, (1) 36", T8 76-80W | 80 | L36T8 | L31T8 | E3615
2056 | LEDs | LED, (1) 36", T8 81-85W | 85 | L36T8 | L31T8 | E3616
2057 | LEDs | LED, (1) 36", T8 86-90W | 90 | L36T8 | L31T8 | E3617
2058 | LEDs | LED, (1) 36", T8 91-95W | 95 | L36T8 | L31T8 | E3618
2059 | LEDs | LED, (1) 36", T8 96-100W | 100 | L36T8 | L31T8 | E3619
2060 | LEDs | LED, (1) 36", T8 101-105W | 105 | L36T8 | L31T8 | E3620
2061 | LEDs | LED, (1) 36", T8 106-110W | 110 | L36T8 | L31T8 | E3621
2062 | LEDs | LED, (1) 36", T8 111-115W | 115 | L36T8 | L31T8 | E3622
2063 | LEDs | LED, (1) 36", T8 116-120W | 120 | L36T8 | L31T8 | E3623
2064 | LEDs | LED, (1) 36", T8 121-125W | 125 | L36T8 | L31T8 | E3624
2065 | LEDs | LED, (1) 36", T8 126-130W | 130 | L36T8 | L31T8 | E3625
2066 | LEDs | LED, (1) 36", T8 131-135W | 135 | L36T8 | L31T8 | E3626
2067 | LEDs | LED, (1) 36", T8 136-140W | 140 | L36T8 | L31T8 | E3627
2068 | LEDs | LED, (1) 36", T8 141-145W | 145 | L36T8 | L31T8 | E3628
2069 | LEDs | LED, (1) 36", T8 146-150W | 150 | L36T8 | L31T8 | E3629
2070 | LEDs | LED, (1) 36", T8 151-155W | 155 | L36T8 | L31T8 | E3630
2071 | LEDs | LED, (1) 36", T8 156-160W | 160 | L36T8 | L31T8 | E3631
2072 | LEDs | LED, (1) 36", T8 161-165W | 165 | L36T8 | L31T8 | E3632
2073 | LEDs | LED, (1) 36", T8 166-170W | 170 | L36T8 | L31T8 | E3633
2074 | LEDs | LED, (1) 36", T8 171-175W | 175 | L36T8 | L31T8 | E3634
2075 | LEDs | LED, (1) 36", T8 176-180W | 180 | L36T8 | L31T8 | E3635
2076 | LEDs | LED, (1) 36", T8 181-185W | 185 | L36T8 | L31T8 | E3636
2077 | LEDs | LED, (1) 36", T8 186-190W | 190 | L36T8 | L31T8 | E3637
2078 | LEDs | LED, (1) 36", T8 191-195W | 195 | L36T8 | L31T8 | E3638
2079 | LEDs | LED, (1) 36", T8 196-200W | 200 | L36T8 | L31T8 | E3639
2080 | LEDs | LED, (1) 36", T8 201-205W | 205 | L36T8 | L31T8 | E3640
2081 | LEDs | LED, (1) 36", T8 206-210W | 210 | L36T8 | L31T8 | E3641
2082 | LEDs | LED, (1) 36", T8 211-215W | 215 | L36T8 | L31T8 | E3642
2083 | LEDs | LED, (1) 36", T8 216-220W | 220 | L36T8 | L31T8 | E3643
2084 | LEDs | LED, (1) 36", T8 221-225W | 225 | L36T8 | L31T8 | E3644
2085 | LEDs | LED, (1) 36", T8 226-230W | 230 | L36T8 | L31T8 | E3645
2086 | LEDs | LED, (1) 36", T8 231-235W | 235 | L36T8 | L31T8 | E3646
2087 | LEDs | LED, (1) 36", T8 236-240W | 240 | L36T8 | L31T8 | E3647
2088 | LEDs | LED, (1) 36", T8 241-245W | 245 | L36T8 | L31T8 | E3648
2089 | LEDs | LED, (1) 36", T8 246-250W | 250 | L36T8 | L31T8 | E3649
2090 | LEDs | LED, (2) 36", T8 1-5W | 10 | L36T8 | L32T8 | E3650
2091 | LEDs | LED, (2) 36", T8 6-10W | 20 | L36T8 | L32T8 | E3651
2092 | LEDs | LED, (2) 36", T8 11-15W | 30 | L36T8 | L32T8 | E3652
2093 | LEDs | LED, (2) 36", T8 16-20W | 40 | L36T8 | L32T8 | E3653
2094 | LEDs | LED, (2) 36", T8 21-25W | 50 | L36T8 | L32T8 | E3654
2095 | LEDs | LED, (2) 36", T8 26-30W | 60 | L36T8 | L32T8 | E3655
2096 | LEDs | LED, (2) 36", T8 31-35W | 70 | L36T8 | L32T8 | E3656
2097 | LEDs | LED, (2) 36", T8 36-40W | 80 | L36T8 | L32T8 | E3657
2098 | LEDs | LED, (2) 36", T8 41-45W | 90 | L36T8 | L32T8 | E3658
2099 | LEDs | LED, (2) 36", T8 46-50W | 100 | L36T8 | L32T8 | E3659
2100 | LEDs | LED, (2) 36", T8 51-55W | 110 | L36T8 | L32T8 | E3660
2101 | LEDs | LED, (2) 36", T8 56-60W | 120 | L36T8 | L32T8 | E3661
2102 | LEDs | LED, (2) 36", T8 61-65W | 130 | L36T8 | L32T8 | E3662
2103 | LEDs | LED, (2) 36", T8 66-70W | 140 | L36T8 | L32T8 | E3663
2104 | LEDs | LED, (2) 36", T8 71-75W | 150 | L36T8 | L32T8 | E3664
2105 | LEDs | LED, (2) 36", T8 76-80W | 160 | L36T8 | L32T8 | E3665
2106 | LEDs | LED, (2) 36", T8 81-85W | 170 | L36T8 | L32T8 | E3666
2107 | LEDs | LED, (2) 36", T8 86-90W | 180 | L36T8 | L32T8 | E3667
2108 | LEDs | LED, (2) 36", T8 91-95W | 190 | L36T8 | L32T8 | E3668
2109 | LEDs | LED, (2) 36", T8 96-100W | 200 | L36T8 | L32T8 | E3669
2110 | LEDs | LED, (2) 36", T8 101-105W | 210 | L36T8 | L32T8 | E3670
2111 | LEDs | LED, (2) 36", T8 106-110W | 220 | L36T8 | L32T8 | E3671
2112 | LEDs | LED, (2) 36", T8 111-115W | 230 | L36T8 | L32T8 | E3672
2113 | LEDs | LED, (2) 36", T8 116-120W | 240 | L36T8 | L32T8 | E3673
2114 | LEDs | LED, (2) 36", T8 121-125W | 250 | L36T8 | L32T8 | E3674
2115 | LEDs | LED, (2) 36", T8 126-130W | 260 | L36T8 | L32T8 | E3675
2116 | LEDs | LED, (2) 36", T8 131-135W | 270 | L36T8 | L32T8 | E3676
2117 | LEDs | LED, (2) 36", T8 136-140W | 280 | L36T8 | L32T8 | E3677
2118 | LEDs | LED, (2) 36", T8 141-145W | 290 | L36T8 | L32T8 | E3678
2119 | LEDs | LED, (2) 36", T8 146-150W | 300 | L36T8 | L32T8 | E3679
2120 | LEDs | LED, (2) 36", T8 151-155W | 310 | L36T8 | L32T8 | E3680
2121 | LEDs | LED, (2) 36", T8 156-160W | 320 | L36T8 | L32T8 | E3681
2122 | LEDs | LED, (2) 36", T8 161-165W | 330 | L36T8 | L32T8 | E3682
2123 | LEDs | LED, (2) 36", T8 166-170W | 340 | L36T8 | L32T8 | E3683
2124 | LEDs | LED, (2) 36", T8 171-175W | 350 | L36T8 | L32T8 | E3684
2125 | LEDs | LED, (2) 36", T8 176-180W | 360 | L36T8 | L32T8 | E3685
2126 | LEDs | LED, (2) 36", T8 181-185W | 370 | L36T8 | L32T8 | E3686
2127 | LEDs | LED, (2) 36", T8 186-190W | 380 | L36T8 | L32T8 | E3687
2128 | LEDs | LED, (2) 36", T8 191-195W | 390 | L36T8 | L32T8 | E3688
2129 | LEDs | LED, (2) 36", T8 196-200W | 400 | L36T8 | L32T8 | E3689
2130 | LEDs | LED, (2) 36", T8 201-205W | 410 | L36T8 | L32T8 | E3690
2131 | LEDs | LED, (2) 36", T8 206-210W | 420 | L36T8 | L32T8 | E3691
2132 | LEDs | LED, (2) 36", T8 211-215W | 430 | L36T8 | L32T8 | E3692
2133 | LEDs | LED, (2) 36", T8 216-220W | 440 | L36T8 | L32T8 | E3693
2134 | LEDs | LED, (2) 36", T8 221-225W | 450 | L36T8 | L32T8 | E3694
2135 | LEDs | LED, (2) 36", T8 226-230W | 460 | L36T8 | L32T8 | E3695
2136 | LEDs | LED, (2) 36", T8 231-235W | 470 | L36T8 | L32T8 | E3696
2137 | LEDs | LED, (2) 36", T8 236-240W | 480 | L36T8 | L32T8 | E3697
2138 | LEDs | LED, (2) 36", T8 241-245W | 490 | L36T8 | L32T8 | E3698
2139 | LEDs | LED, (2) 36", T8 246-250W | 500 | L36T8 | L32T8 | E3699
2140 | LEDs | LED, (3) 36", T8 1-5W | 15 | L36T8 | L33T8 | E3700
2141 | LEDs | LED, (3) 36", T8 6-10W | 30 | L36T8 | L33T8 | E3701
2142 | LEDs | LED, (3) 36", T8 11-15W | 45 | L36T8 | L33T8 | E3702
2143 | LEDs | LED, (3) 36", T8 16-20W | 60 | L36T8 | L33T8 | E3703
2144 | LEDs | LED, (3) 36", T8 21-25W | 75 | L36T8 | L33T8 | E3704
2145 | LEDs | LED, (3) 36", T8 26-30W | 90 | L36T8 | L33T8 | E3705
2146 | LEDs | LED, (3) 36", T8 31-35W | 105 | L36T8 | L33T8 | E3706
2147 | LEDs | LED, (3) 36", T8 36-40W | 120 | L36T8 | L33T8 | E3707
2148 | LEDs | LED, (3) 36", T8 41-45W | 135 | L36T8 | L33T8 | E3708
2149 | LEDs | LED, (3) 36", T8 46-50W | 150 | L36T8 | L33T8 | E3709
2150 | LEDs | LED, (3) 36", T8 51-55W | 165 | L36T8 | L33T8 | E3710
2151 | LEDs | LED, (3) 36", T8 56-60W | 180 | L36T8 | L33T8 | E3711
2152 | LEDs | LED, (3) 36", T8 61-65W | 195 | L36T8 | L33T8 | E3712
2153 | LEDs | LED, (3) 36", T8 66-70W | 210 | L36T8 | L33T8 | E3713
2154 | LEDs | LED, (3) 36", T8 71-75W | 225 | L36T8 | L33T8 | E3714
2155 | LEDs | LED, (3) 36", T8 76-80W | 240 | L36T8 | L33T8 | E3715
2156 | LEDs | LED, (3) 36", T8 81-85W | 255 | L36T8 | L33T8 | E3716
2157 | LEDs | LED, (3) 36", T8 86-90W | 270 | L36T8 | L33T8 | E3717
2158 | LEDs | LED, (3) 36", T8 91-95W | 285 | L36T8 | L33T8 | E3718
2159 | LEDs | LED, (3) 36", T8 96-100W | 300 | L36T8 | L33T8 | E3719
2160 | LEDs | LED, (3) 36", T8 101-105W | 315 | L36T8 | L33T8 | E3720
2161 | LEDs | LED, (3) 36", T8 106-110W | 330 | L36T8 | L33T8 | E3721
2162 | LEDs | LED, (3) 36", T8 111-115W | 345 | L36T8 | L33T8 | E3722
2163 | LEDs | LED, (3) 36", T8 116-120W | 360 | L36T8 | L33T8 | E3723
2164 | LEDs | LED, (3) 36", T8 121-125W | 375 | L36T8 | L33T8 | E3724
2165 | LEDs | LED, (3) 36", T8 126-130W | 390 | L36T8 | L33T8 | E3725
2166 | LEDs | LED, (3) 36", T8 131-135W | 405 | L36T8 | L33T8 | E3726
2167 | LEDs | LED, (3) 36", T8 136-140W | 420 | L36T8 | L33T8 | E3727
2168 | LEDs | LED, (3) 36", T8 141-145W | 435 | L36T8 | L33T8 | E3728
2169 | LEDs | LED, (3) 36", T8 146-150W | 450 | L36T8 | L33T8 | E3729
2170 | LEDs | LED, (3) 36", T8 151-155W | 465 | L36T8 | L33T8 | E3730
2171 | LEDs | LED, (3) 36", T8 156-160W | 480 | L36T8 | L33T8 | E3731
2172 | LEDs | LED, (3) 36", T8 161-165W | 495 | L36T8 | L33T8 | E3732
2173 | LEDs | LED, (3) 36", T8 166-170W | 510 | L36T8 | L33T8 | E3733
2174 | LEDs | LED, (3) 36", T8 171-175W | 525 | L36T8 | L33T8 | E3734
2175 | LEDs | LED, (3) 36", T8 176-180W | 540 | L36T8 | L33T8 | E3735
2176 | LEDs | LED, (3) 36", T8 181-185W | 555 | L36T8 | L33T8 | E3736
2177 | LEDs | LED, (3) 36", T8 186-190W | 570 | L36T8 | L33T8 | E3737
2178 | LEDs | LED, (3) 36", T8 191-195W | 585 | L36T8 | L33T8 | E3738
2179 | LEDs | LED, (3) 36", T8 196-200W | 600 | L36T8 | L33T8 | E3739
2180 | LEDs | LED, (3) 36", T8 201-205W | 615 | L36T8 | L33T8 | E3740
2181 | LEDs | LED, (3) 36", T8 206-210W | 630 | L36T8 | L33T8 | E3741
2182 | LEDs | LED, (3) 36", T8 211-215W | 645 | L36T8 | L33T8 | E3742
2183 | LEDs | LED, (3) 36", T8 216-220W | 660 | L36T8 | L33T8 | E3743
2184 | LEDs | LED, (3) 36", T8 221-225W | 675 | L36T8 | L33T8 | E3744
2185 | LEDs | LED, (3) 36", T8 226-230W | 690 | L36T8 | L33T8 | E3745
2186 | LEDs | LED, (3) 36", T8 231-235W | 705 | L36T8 | L33T8 | E3746
2187 | LEDs | LED, (3) 36", T8 236-240W | 720 | L36T8 | L33T8 | E3747
2188 | LEDs | LED, (3) 36", T8 241-245W | 735 | L36T8 | L33T8 | E3748
2189 | LEDs | LED, (3) 36", T8 246-250W | 750 | L36T8 | L33T8 | E3749
2190 | LEDs | LED, (4) 36", T8 1-5W | 20 | L36T8 | L34T8 | E3750
2191 | LEDs | LED, (4) 36", T8 6-10W | 40 | L36T8 | L34T8 | E3751
2192 | LEDs | LED, (4) 36", T8 11-15W | 60 | L36T8 | L34T8 | E3752
2193 | LEDs | LED, (4) 36", T8 16-20W | 80 | L36T8 | L34T8 | E3753
2194 | LEDs | LED, (4) 36", T8 21-25W | 100 | L36T8 | L34T8 | E3754
2195 | LEDs | LED, (4) 36", T8 26-30W | 120 | L36T8 | L34T8 | E3755
2196 | LEDs | LED, (4) 36", T8 31-35W | 140 | L36T8 | L34T8 | E3756
2197 | LEDs | LED, (4) 36", T8 36-40W | 160 | L36T8 | L34T8 | E3757
2198 | LEDs | LED, (4) 36", T8 41-45W | 180 | L36T8 | L34T8 | E3758
2199 | LEDs | LED, (4) 36", T8 46-50W | 200 | L36T8 | L34T8 | E3759
2200 | LEDs | LED, (4) 36", T8 51-55W | 220 | L36T8 | L34T8 | E3760
2201 | LEDs | LED, (4) 36", T8 56-60W | 240 | L36T8 | L34T8 | E3761
2202 | LEDs | LED, (4) 36", T8 61-65W | 260 | L36T8 | L34T8 | E3762
2203 | LEDs | LED, (4) 36", T8 66-70W | 280 | L36T8 | L34T8 | E3763
2204 | LEDs | LED, (4) 36", T8 71-75W | 300 | L36T8 | L34T8 | E3764
2205 | LEDs | LED, (4) 36", T8 76-80W | 320 | L36T8 | L34T8 | E3765
2206 | LEDs | LED, (4) 36", T8 81-85W | 340 | L36T8 | L34T8 | E3766
2207 | LEDs | LED, (4) 36", T8 86-90W | 360 | L36T8 | L34T8 | E3767
2208 | LEDs | LED, (4) 36", T8 91-95W | 380 | L36T8 | L34T8 | E3768
2209 | LEDs | LED, (4) 36", T8 96-100W | 400 | L36T8 | L34T8 | E3769
2210 | LEDs | LED, (4) 36", T8 101-105W | 420 | L36T8 | L34T8 | E3770
2211 | LEDs | LED, (4) 36", T8 106-110W | 440 | L36T8 | L34T8 | E3771
2212 | LEDs | LED, (4) 36", T8 111-115W | 460 | L36T8 | L34T8 | E3772
2213 | LEDs | LED, (4) 36", T8 116-120W | 480 | L36T8 | L34T8 | E3773
2214 | LEDs | LED, (4) 36", T8 121-125W | 500 | L36T8 | L34T8 | E3774
2215 | LEDs | LED, (4) 36", T8 126-130W | 520 | L36T8 | L34T8 | E3775
2216 | LEDs | LED, (4) 36", T8 131-135W | 540 | L36T8 | L34T8 | E3776
2217 | LEDs | LED, (4) 36", T8 136-140W | 560 | L36T8 | L34T8 | E3777
2218 | LEDs | LED, (4) 36", T8 141-145W | 580 | L36T8 | L34T8 | E3778
2219 | LEDs | LED, (4) 36", T8 146-150W | 600 | L36T8 | L34T8 | E3779
2220 | LEDs | LED, (4) 36", T8 151-155W | 620 | L36T8 | L34T8 | E3780
2221 | LEDs | LED, (4) 36", T8 156-160W | 640 | L36T8 | L34T8 | E3781
2222 | LEDs | LED, (4) 36", T8 161-165W | 660 | L36T8 | L34T8 | E3782
2223 | LEDs | LED, (4) 36", T8 166-170W | 680 | L36T8 | L34T8 | E3783
2224 | LEDs | LED, (4) 36", T8 171-175W | 700 | L36T8 | L34T8 | E3784
2225 | LEDs | LED, (4) 36", T8 176-180W | 720 | L36T8 | L34T8 | E3785
2226 | LEDs | LED, (4) 36", T8 181-185W | 740 | L36T8 | L34T8 | E3786
2227 | LEDs | LED, (4) 36", T8 186-190W | 760 | L36T8 | L34T8 | E3787
2228 | LEDs | LED, (4) 36", T8 191-195W | 780 | L36T8 | L34T8 | E3788
2229 | LEDs | LED, (4) 36", T8 196-200W | 800 | L36T8 | L34T8 | E3789
2230 | LEDs | LED, (4) 36", T8 201-205W | 820 | L36T8 | L34T8 | E3790
2231 | LEDs | LED, (4) 36", T8 206-210W | 840 | L36T8 | L34T8 | E3791
2232 | LEDs | LED, (4) 36", T8 211-215W | 860 | L36T8 | L34T8 | E3792
2233 | LEDs | LED, (4) 36", T8 216-220W | 880 | L36T8 | L34T8 | E3793
2234 | LEDs | LED, (4) 36", T8 221-225W | 900 | L36T8 | L34T8 | E3794
2235 | LEDs | LED, (4) 36", T8 226-230W | 920 | L36T8 | L34T8 | E3795
2236 | LEDs | LED, (4) 36", T8 231-235W | 940 | L36T8 | L34T8 | E3796
2237 | LEDs | LED, (4) 36", T8 236-240W | 960 | L36T8 | L34T8 | E3797
2238 | LEDs | LED, (4) 36", T8 241-245W | 980 | L36T8 | L34T8 | E3798
2239 | LEDs | LED, (4) 36", T8 246-250W | 1000 | L36T8 | L34T8 | E3799
2240 | LEDs | LED, (1) 48", T8 1-5W | 5 | L48T8 | L41T8 | E3800
2241 | LEDs | LED, (1) 48", T8 6-10W | 10 | L48T8 | L41T8 | E3801
2242 | LEDs | LED, (1) 48", T8 11-15W | 15 | L48T8 | L41T8 | E3802
2243 | LEDs | LED, (1) 48", T8 16-20W | 20 | L48T8 | L41T8 | E3803
2244 | LEDs | LED, (1) 48", T8 21-25W | 25 | L48T8 | L41T8 | E3804
2245 | LEDs | LED, (1) 48", T8 26-30W | 30 | L48T8 | L41T8 | E3805
2246 | LEDs | LED, (1) 48", T8 31-35W | 35 | L48T8 | L41T8 | E3806
2247 | LEDs | LED, (1) 48", T8 36-40W | 40 | L48T8 | L41T8 | E3807
2248 | LEDs | LED, (1) 48", T8 41-45W | 45 | L48T8 | L41T8 | E3808
2249 | LEDs | LED, (1) 48", T8 46-50W | 50 | L48T8 | L41T8 | E3809
2250 | LEDs | LED, (1) 48", T8 51-55W | 55 | L48T8 | L41T8 | E3810
2251 | LEDs | LED, (1) 48", T8 56-60W | 60 | L48T8 | L41T8 | E3811
2252 | LEDs | LED, (1) 48", T8 61-65W | 65 | L48T8 | L41T8 | E3812
2253 | LEDs | LED, (1) 48", T8 66-70W | 70 | L48T8 | L41T8 | E3813
2254 | LEDs | LED, (1) 48", T8 71-75W | 75 | L48T8 | L41T8 | E3814
2255 | LEDs | LED, (1) 48", T8 76-80W | 80 | L48T8 | L41T8 | E3815
2256 | LEDs | LED, (1) 48", T8 81-85W | 85 | L48T8 | L41T8 | E3816
2257 | LEDs | LED, (1) 48", T8 86-90W | 90 | L48T8 | L41T8 | E3817
2258 | LEDs | LED, (1) 48", T8 91-95W | 95 | L48T8 | L41T8 | E3818
2259 | LEDs | LED, (1) 48", T8 96-100W | 100 | L48T8 | L41T8 | E3819
2260 | LEDs | LED, (1) 48", T8 101-105W | 105 | L48T8 | L41T8 | E3820
2261 | LEDs | LED, (1) 48", T8 106-110W | 110 | L48T8 | L41T8 | E3821
2262 | LEDs | LED, (1) 48", T8 111-115W | 115 | L48T8 | L41T8 | E3822
2263 | LEDs | LED, (1) 48", T8 116-120W | 120 | L48T8 | L41T8 | E3823
2264 | LEDs | LED, (1) 48", T8 121-125W | 125 | L48T8 | L41T8 | E3824
2265 | LEDs | LED, (1) 48", T8 126-130W | 130 | L48T8 | L41T8 | E3825
2266 | LEDs | LED, (1) 48", T8 131-135W | 135 | L48T8 | L41T8 | E3826
2267 | LEDs | LED, (1) 48", T8 136-140W | 140 | L48T8 | L41T8 | E3827
2268 | LEDs | LED, (1) 48", T8 141-145W | 145 | L48T8 | L41T8 | E3828
2269 | LEDs | LED, (1) 48", T8 146-150W | 150 | L48T8 | L41T8 | E3829
2270 | LEDs | LED, (1) 48", T8 151-155W | 155 | L48T8 | L41T8 | E3830
2271 | LEDs | LED, (1) 48", T8 156-160W | 160 | L48T8 | L41T8 | E3831
2272 | LEDs | LED, (1) 48", T8 161-165W | 165 | L48T8 | L41T8 | E3832
2273 | LEDs | LED, (1) 48", T8 166-170W | 170 | L48T8 | L41T8 | E3833
2274 | LEDs | LED, (1) 48", T8 171-175W | 175 | L48T8 | L41T8 | E3834
2275 | LEDs | LED, (1) 48", T8 176-180W | 180 | L48T8 | L41T8 | E3835
2276 | LEDs | LED, (1) 48", T8 181-185W | 185 | L48T8 | L41T8 | E3836
2277 | LEDs | LED, (1) 48", T8 186-190W | 190 | L48T8 | L41T8 | E3837
2278 | LEDs | LED, (1) 48", T8 191-195W | 195 | L48T8 | L41T8 | E3838
2279 | LEDs | LED, (1) 48", T8 196-200W | 200 | L48T8 | L41T8 | E3839
2280 | LEDs | LED, (1) 48", T8 201-205W | 205 | L48T8 | L41T8 | E3840
2281 | LEDs | LED, (1) 48", T8 206-210W | 210 | L48T8 | L41T8 | E3841
2282 | LEDs | LED, (1) 48", T8 211-215W | 215 | L48T8 | L41T8 | E3842
2283 | LEDs | LED, (1) 48", T8 216-220W | 220 | L48T8 | L41T8 | E3843
2284 | LEDs | LED, (1) 48", T8 221-225W | 225 | L48T8 | L41T8 | E3844
2285 | LEDs | LED, (1) 48", T8 226-230W | 230 | L48T8 | L41T8 | E3845
2286 | LEDs | LED, (1) 48", T8 231-235W | 235 | L48T8 | L41T8 | E3846
2287 | LEDs | LED, (1) 48", T8 236-240W | 240 | L48T8 | L41T8 | E3847
2288 | LEDs | LED, (1) 48", T8 241-245W | 245 | L48T8 | L41T8 | E3848
2289 | LEDs | LED, (1) 48", T8 246-250W | 250 | L48T8 | L41T8 | E3849
2290 | LEDs | LED, (2) 48", T8 1-5W | 10 | L48T8 | L42T8 | E3850
2291 | LEDs | LED, (2) 48", T8 6-10W | 20 | L48T8 | L42T8 | E3851
2292 | LEDs | LED, (2) 48", T8 11-15W | 30 | L48T8 | L42T8 | E3852
2293 | LEDs | LED, (2) 48", T8 16-20W | 40 | L48T8 | L42T8 | E3853
2294 | LEDs | LED, (2) 48", T8 21-25W | 50 | L48T8 | L42T8 | E3854
2295 | LEDs | LED, (2) 48", T8 26-30W | 60 | L48T8 | L42T8 | E3855
2296 | LEDs | LED, (2) 48", T8 31-35W | 70 | L48T8 | L42T8 | E3856
2297 | LEDs | LED, (2) 48", T8 36-40W | 80 | L48T8 | L42T8 | E3857
2298 | LEDs | LED, (2) 48", T8 41-45W | 90 | L48T8 | L42T8 | E3858
2299 | LEDs | LED, (2) 48", T8 46-50W | 100 | L48T8 | L42T8 | E3859
2300 | LEDs | LED, (2) 48", T8 51-55W | 110 | L48T8 | L42T8 | E3860
2301 | LEDs | LED, (2) 48", T8 56-60W | 120 | L48T8 | L42T8 | E3861
2302 | LEDs | LED, (2) 48", T8 61-65W | 130 | L48T8 | L42T8 | E3862
2303 | LEDs | LED, (2) 48", T8 66-70W | 140 | L48T8 | L42T8 | E3863
2304 | LEDs | LED, (2) 48", T8 71-75W | 150 | L48T8 | L42T8 | E3864
2305 | LEDs | LED, (2) 48", T8 76-80W | 160 | L48T8 | L42T8 | E3865
2306 | LEDs | LED, (2) 48", T8 81-85W | 170 | L48T8 | L42T8 | E3866
2307 | LEDs | LED, (2) 48", T8 86-90W | 180 | L48T8 | L42T8 | E3867
2308 | LEDs | LED, (2) 48", T8 91-95W | 190 | L48T8 | L42T8 | E3868
2309 | LEDs | LED, (2) 48", T8 96-100W | 200 | L48T8 | L42T8 | E3869
2310 | LEDs | LED, (2) 48", T8 101-105W | 210 | L48T8 | L42T8 | E3870
2311 | LEDs | LED, (2) 48", T8 106-110W | 220 | L48T8 | L42T8 | E3871
2312 | LEDs | LED, (2) 48", T8 111-115W | 230 | L48T8 | L42T8 | E3872
2313 | LEDs | LED, (2) 48", T8 116-120W | 240 | L48T8 | L42T8 | E3873
2314 | LEDs | LED, (2) 48", T8 121-125W | 250 | L48T8 | L42T8 | E3874
2315 | LEDs | LED, (2) 48", T8 126-130W | 260 | L48T8 | L42T8 | E3875
2316 | LEDs | LED, (2) 48", T8 131-135W | 270 | L48T8 | L42T8 | E3876
2317 | LEDs | LED, (2) 48", T8 136-140W | 280 | L48T8 | L42T8 | E3877
2318 | LEDs | LED, (2) 48", T8 141-145W | 290 | L48T8 | L42T8 | E3878
2319 | LEDs | LED, (2) 48", T8 146-150W | 300 | L48T8 | L42T8 | E3879
2320 | LEDs | LED, (2) 48", T8 151-155W | 310 | L48T8 | L42T8 | E3880
2321 | LEDs | LED, (2) 48", T8 156-160W | 320 | L48T8 | L42T8 | E3881
2322 | LEDs | LED, (2) 48", T8 161-165W | 330 | L48T8 | L42T8 | E3882
2323 | LEDs | LED, (2) 48", T8 166-170W | 340 | L48T8 | L42T8 | E3883
2324 | LEDs | LED, (2) 48", T8 171-175W | 350 | L48T8 | L42T8 | E3884
2325 | LEDs | LED, (2) 48", T8 176-180W | 360 | L48T8 | L42T8 | E3885
2326 | LEDs | LED, (2) 48", T8 181-185W | 370 | L48T8 | L42T8 | E3886
2327 | LEDs | LED, (2) 48", T8 186-190W | 380 | L48T8 | L42T8 | E3887
2328 | LEDs | LED, (2) 48", T8 191-195W | 390 | L48T8 | L42T8 | E3888
2329 | LEDs | LED, (2) 48", T8 196-200W | 400 | L48T8 | L42T8 | E3889
2330 | LEDs | LED, (2) 48", T8 201-205W | 410 | L48T8 | L42T8 | E3890
2331 | LEDs | LED, (2) 48", T8 206-210W | 420 | L48T8 | L42T8 | E3891
2332 | LEDs | LED, (2) 48", T8 211-215W | 430 | L48T8 | L42T8 | E3892
2333 | LEDs | LED, (2) 48", T8 216-220W | 440 | L48T8 | L42T8 | E3893
2334 | LEDs | LED, (2) 48", T8 221-225W | 450 | L48T8 | L42T8 | E3894
2335 | LEDs | LED, (2) 48", T8 226-230W | 460 | L48T8 | L42T8 | E3895
2336 | LEDs | LED, (2) 48", T8 231-235W | 470 | L48T8 | L42T8 | E3896
2337 | LEDs | LED, (2) 48", T8 236-240W | 480 | L48T8 | L42T8 | E3897
2338 | LEDs | LED, (2) 48", T8 241-245W | 490 | L48T8 | L42T8 | E3898
2339 | LEDs | LED, (2) 48", T8 246-250W | 500 | L48T8 | L42T8 | E3899
2340 | LEDs | LED, (3) 48", T8 1-5W | 15 | L48T8 | L43T8 | E3900
2341 | LEDs | LED, (3) 48", T8 6-10W | 30 | L48T8 | L43T8 | E3901
2342 | LEDs | LED, (3) 48", T8 11-15W | 45 | L48T8 | L43T8 | E3902
2343 | LEDs | LED, (3) 48", T8 16-20W | 60 | L48T8 | L43T8 | E3903
2344 | LEDs | LED, (3) 48", T8 21-25W | 75 | L48T8 | L43T8 | E3904
2345 | LEDs | LED, (3) 48", T8 26-30W | 90 | L48T8 | L43T8 | E3905
2346 | LEDs | LED, (3) 48", T8 31-35W | 105 | L48T8 | L43T8 | E3906
2347 | LEDs | LED, (3) 48", T8 36-40W | 120 | L48T8 | L43T8 | E3907
2348 | LEDs | LED, (3) 48", T8 41-45W | 135 | L48T8 | L43T8 | E3908
2349 | LEDs | LED, (3) 48", T8 46-50W | 150 | L48T8 | L43T8 | E3909
2350 | LEDs | LED, (3) 48", T8 51-55W | 165 | L48T8 | L43T8 | E3910
2351 | LEDs | LED, (3) 48", T8 56-60W | 180 | L48T8 | L43T8 | E3911
2352 | LEDs | LED, (3) 48", T8 61-65W | 195 | L48T8 | L43T8 | E3912
2353 | LEDs | LED, (3) 48", T8 66-70W | 210 | L48T8 | L43T8 | E3913
2354 | LEDs | LED, (3) 48", T8 71-75W | 225 | L48T8 | L43T8 | E3914
2355 | LEDs | LED, (3) 48", T8 76-80W | 240 | L48T8 | L43T8 | E3915
2356 | LEDs | LED, (3) 48", T8 81-85W | 255 | L48T8 | L43T8 | E3916
2357 | LEDs | LED, (3) 48", T8 86-90W | 270 | L48T8 | L43T8 | E3917
2358 | LEDs | LED, (3) 48", T8 91-95W | 285 | L48T8 | L43T8 | E3918
2359 | LEDs | LED, (3) 48", T8 96-100W | 300 | L48T8 | L43T8 | E3919
2360 | LEDs | LED, (3) 48", T8 101-105W | 315 | L48T8 | L43T8 | E3920
2361 | LEDs | LED, (3) 48", T8 106-110W | 330 | L48T8 | L43T8 | E3921
2362 | LEDs | LED, (3) 48", T8 111-115W | 345 | L48T8 | L43T8 | E3922
2363 | LEDs | LED, (3) 48", T8 116-120W | 360 | L48T8 | L43T8 | E3923
2364 | LEDs | LED, (3) 48", T8 121-125W | 375 | L48T8 | L43T8 | E3924
2365 | LEDs | LED, (3) 48", T8 126-130W | 390 | L48T8 | L43T8 | E3925
2366 | LEDs | LED, (3) 48", T8 131-135W | 405 | L48T8 | L43T8 | E3926
2367 | LEDs | LED, (3) 48", T8 136-140W | 420 | L48T8 | L43T8 | E3927
2368 | LEDs | LED, (3) 48", T8 141-145W | 435 | L48T8 | L43T8 | E3928
2369 | LEDs | LED, (3) 48", T8 146-150W | 450 | L48T8 | L43T8 | E3929
2370 | LEDs | LED, (3) 48", T8 151-155W | 465 | L48T8 | L43T8 | E3930
2371 | LEDs | LED, (3) 48", T8 156-160W | 480 | L48T8 | L43T8 | E3931
2372 | LEDs | LED, (3) 48", T8 161-165W | 495 | L48T8 | L43T8 | E3932
2373 | LEDs | LED, (3) 48", T8 166-170W | 510 | L48T8 | L43T8 | E3933
2374 | LEDs | LED, (3) 48", T8 171-175W | 525 | L48T8 | L43T8 | E3934
2375 | LEDs | LED, (3) 48", T8 176-180W | 540 | L48T8 | L43T8 | E3935
2376 | LEDs | LED, (3) 48", T8 181-185W | 555 | L48T8 | L43T8 | E3936
2377 | LEDs | LED, (3) 48", T8 186-190W | 570 | L48T8 | L43T8 | E3937
2378 | LEDs | LED, (3) 48", T8 191-195W | 585 | L48T8 | L43T8 | E3938
2379 | LEDs | LED, (3) 48", T8 196-200W | 600 | L48T8 | L43T8 | E3939
2380 | LEDs | LED, (3) 48", T8 201-205W | 615 | L48T8 | L43T8 | E3940
2381 | LEDs | LED, (3) 48", T8 206-210W | 630 | L48T8 | L43T8 | E3941
2382 | LEDs | LED, (3) 48", T8 211-215W | 645 | L48T8 | L43T8 | E3942
2383 | LEDs | LED, (3) 48", T8 216-220W | 660 | L48T8 | L43T8 | E3943
2384 | LEDs | LED, (3) 48", T8 221-225W | 675 | L48T8 | L43T8 | E3944
2385 | LEDs | LED, (3) 48", T8 226-230W | 690 | L48T8 | L43T8 | E3945
2386 | LEDs | LED, (3) 48", T8 231-235W | 705 | L48T8 | L43T8 | E3946
2387 | LEDs | LED, (3) 48", T8 236-240W | 720 | L48T8 | L43T8 | E3947
2388 | LEDs | LED, (3) 48", T8 241-245W | 735 | L48T8 | L43T8 | E3948
2389 | LEDs | LED, (3) 48", T8 246-250W | 750 | L48T8 | L43T8 | E3949
2390 | LEDs | LED, (4) 48", T8 1-5W | 20 | L48T8 | L44T8 | E3950
2391 | LEDs | LED, (4) 48", T8 6-10W | 40 | L48T8 | L44T8 | E3951
2392 | LEDs | LED, (4) 48", T8 11-15W | 60 | L48T8 | L44T8 | E3952
2393 | LEDs | LED, (4) 48", T8 16-20W | 80 | L48T8 | L44T8 | E3953
2394 | LEDs | LED, (4) 48", T8 21-25W | 100 | L48T8 | L44T8 | E3954
2395 | LEDs | LED, (4) 48", T8 26-30W | 120 | L48T8 | L44T8 | E3955
2396 | LEDs | LED, (4) 48", T8 31-35W | 140 | L48T8 | L44T8 | E3956
2397 | LEDs | LED, (4) 48", T8 36-40W | 160 | L48T8 | L44T8 | E3957
2398 | LEDs | LED, (4) 48", T8 41-45W | 180 | L48T8 | L44T8 | E3958
2399 | LEDs | LED, (4) 48", T8 46-50W | 200 | L48T8 | L44T8 | E3959
2400 | LEDs | LED, (4) 48", T8 51-55W | 220 | L48T8 | L44T8 | E3960
2401 | LEDs | LED, (4) 48", T8 56-60W | 240 | L48T8 | L44T8 | E3961
2402 | LEDs | LED, (4) 48", T8 61-65W | 260 | L48T8 | L44T8 | E3962
2403 | LEDs | LED, (4) 48", T8 66-70W | 280 | L48T8 | L44T8 | E3963
2404 | LEDs | LED, (4) 48", T8 71-75W | 300 | L48T8 | L44T8 | E3964
2405 | LEDs | LED, (4) 48", T8 76-80W | 320 | L48T8 | L44T8 | E3965
2406 | LEDs | LED, (4) 48", T8 81-85W | 340 | L48T8 | L44T8 | E3966
2407 | LEDs | LED, (4) 48", T8 86-90W | 360 | L48T8 | L44T8 | E3967
2408 | LEDs | LED, (4) 48", T8 91-95W | 380 | L48T8 | L44T8 | E3968
2409 | LEDs | LED, (4) 48", T8 96-100W | 400 | L48T8 | L44T8 | E3969
2410 | LEDs | LED, (4) 48", T8 101-105W | 420 | L48T8 | L44T8 | E3970
2411 | LEDs | LED, (4) 48", T8 106-110W | 440 | L48T8 | L44T8 | E3971
2412 | LEDs | LED, (4) 48", T8 111-115W | 460 | L48T8 | L44T8 | E3972
2413 | LEDs | LED, (4) 48", T8 116-120W | 480 | L48T8 | L44T8 | E3973
2414 | LEDs | LED, (4) 48", T8 121-125W | 500 | L48T8 | L44T8 | E3974
2415 | LEDs | LED, (4) 48", T8 126-130W | 520 | L48T8 | L44T8 | E3975
2416 | LEDs | LED, (4) 48", T8 131-135W | 540 | L48T8 | L44T8 | E3976
2417 | LEDs | LED, (4) 48", T8 136-140W | 560 | L48T8 | L44T8 | E3977
2418 | LEDs | LED, (4) 48", T8 141-145W | 580 | L48T8 | L44T8 | E3978
2419 | LEDs | LED, (4) 48", T8 146-150W | 600 | L48T8 | L44T8 | E3979
2420 | LEDs | LED, (4) 48", T8 151-155W | 620 | L48T8 | L44T8 | E3980
2421 | LEDs | LED, (4) 48", T8 156-160W | 640 | L48T8 | L44T8 | E3981
2422 | LEDs | LED, (4) 48", T8 161-165W | 660 | L48T8 | L44T8 | E3982
2423 | LEDs | LED, (4) 48", T8 166-170W | 680 | L48T8 | L44T8 | E3983
2424 | LEDs | LED, (4) 48", T8 171-175W | 700 | L48T8 | L44T8 | E3984
2425 | LEDs | LED, (4) 48", T8 176-180W | 720 | L48T8 | L44T8 | E3985
2426 | LEDs | LED, (4) 48", T8 181-185W | 740 | L48T8 | L44T8 | E3986
2427 | LEDs | LED, (4) 48", T8 186-190W | 760 | L48T8 | L44T8 | E3987
2428 | LEDs | LED, (4) 48", T8 191-195W | 780 | L48T8 | L44T8 | E3988
2429 | LEDs | LED, (4) 48", T8 196-200W | 800 | L48T8 | L44T8 | E3989
2430 | LEDs | LED, (4) 48", T8 201-205W | 820 | L48T8 | L44T8 | E3990
2431 | LEDs | LED, (4) 48", T8 206-210W | 840 | L48T8 | L44T8 | E3991
2432 | LEDs | LED, (4) 48", T8 211-215W | 860 | L48T8 | L44T8 | E3992
2433 | LEDs | LED, (4) 48", T8 216-220W | 880 | L48T8 | L44T8 | E3993
2434 | LEDs | LED, (4) 48", T8 221-225W | 900 | L48T8 | L44T8 | E3994
2435 | LEDs | LED, (4) 48", T8 226-230W | 920 | L48T8 | L44T8 | E3995
2436 | LEDs | LED, (4) 48", T8 231-235W | 940 | L48T8 | L44T8 | E3996
2437 | LEDs | LED, (4) 48", T8 236-240W | 960 | L48T8 | L44T8 | E3997
2438 | LEDs | LED, (4) 48", T8 241-245W | 980 | L48T8 | L44T8 | E3998
2439 | LEDs | LED, (4) 48", T8 246-250W | 1000 | L48T8 | L44T8 | E3999
2440 | LEDs | LED, (6) 48", T8 1-5W | 30 | L48T8 | L46T8 | E4000
2441 | LEDs | LED, (6) 48", T8 6-10W | 60 | L48T8 | L46T8 | E4001
2442 | LEDs | LED, (6) 48", T8 11-15W | 90 | L48T8 | L46T8 | E4002
2443 | LEDs | LED, (6) 48", T8 16-20W | 120 | L48T8 | L46T8 | E4003
2444 | LEDs | LED, (6) 48", T8 21-25W | 150 | L48T8 | L46T8 | E4004
2445 | LEDs | LED, (6) 48", T8 26-30W | 180 | L48T8 | L46T8 | E4005
2446 | LEDs | LED, (6) 48", T8 31-35W | 210 | L48T8 | L46T8 | E4006
2447 | LEDs | LED, (6) 48", T8 36-40W | 240 | L48T8 | L46T8 | E4007
2448 | LEDs | LED, (6) 48", T8 41-45W | 270 | L48T8 | L46T8 | E4008
2449 | LEDs | LED, (6) 48", T8 46-50W | 300 | L48T8 | L46T8 | E4009
2450 | LEDs | LED, (6) 48", T8 51-55W | 330 | L48T8 | L46T8 | E4010
2451 | LEDs | LED, (6) 48", T8 56-60W | 360 | L48T8 | L46T8 | E4011
2452 | LEDs | LED, (6) 48", T8 61-65W | 390 | L48T8 | L46T8 | E4012
2453 | LEDs | LED, (6) 48", T8 66-70W | 420 | L48T8 | L46T8 | E4013
2454 | LEDs | LED, (6) 48", T8 71-75W | 450 | L48T8 | L46T8 | E4014
2455 | LEDs | LED, (6) 48", T8 76-80W | 480 | L48T8 | L46T8 | E4015
2456 | LEDs | LED, (6) 48", T8 81-85W | 510 | L48T8 | L46T8 | E4016
2457 | LEDs | LED, (6) 48", T8 86-90W | 540 | L48T8 | L46T8 | E4017
2458 | LEDs | LED, (6) 48", T8 91-95W | 570 | L48T8 | L46T8 | E4018
2459 | LEDs | LED, (6) 48", T8 96-100W | 600 | L48T8 | L46T8 | E4019
2460 | LEDs | LED, (6) 48", T8 101-105W | 630 | L48T8 | L46T8 | E4020
2461 | LEDs | LED, (6) 48", T8 106-110W | 660 | L48T8 | L46T8 | E4021
2462 | LEDs | LED, (6) 48", T8 111-115W | 690 | L48T8 | L46T8 | E4022
2463 | LEDs | LED, (6) 48", T8 116-120W | 720 | L48T8 | L46T8 | E4023
2464 | LEDs | LED, (6) 48", T8 121-125W | 750 | L48T8 | L46T8 | E4024
2465 | LEDs | LED, (6) 48", T8 126-130W | 780 | L48T8 | L46T8 | E4025
2466 | LEDs | LED, (6) 48", T8 131-135W | 810 | L48T8 | L46T8 | E4026
2467 | LEDs | LED, (6) 48", T8 136-140W | 840 | L48T8 | L46T8 | E4027
2468 | LEDs | LED, (6) 48", T8 141-145W | 870 | L48T8 | L46T8 | E4028
2469 | LEDs | LED, (6) 48", T8 146-150W | 900 | L48T8 | L46T8 | E4029
2470 | LEDs | LED, (6) 48", T8 151-155W | 930 | L48T8 | L46T8 | E4030
2471 | LEDs | LED, (6) 48", T8 156-160W | 960 | L48T8 | L46T8 | E4031
2472 | LEDs | LED, (6) 48", T8 161-165W | 990 | L48T8 | L46T8 | E4032
2473 | LEDs | LED, (6) 48", T8 166-170W | 1020 | L48T8 | L46T8 | E4033
2474 | LEDs | LED, (6) 48", T8 171-175W | 1050 | L48T8 | L46T8 | E4034
2475 | LEDs | LED, (6) 48", T8 176-180W | 1080 | L48T8 | L46T8 | E4035
2476 | LEDs | LED, (6) 48", T8 181-185W | 1110 | L48T8 | L46T8 | E4036
2477 | LEDs | LED, (6) 48", T8 186-190W | 1140 | L48T8 | L46T8 | E4037
2478 | LEDs | LED, (6) 48", T8 191-195W | 1170 | L48T8 | L46T8 | E4038
2479 | LEDs | LED, (6) 48", T8 196-200W | 1200 | L48T8 | L46T8 | E4039
2480 | LEDs | LED, (6) 48", T8 201-205W | 1230 | L48T8 | L46T8 | E4040
2481 | LEDs | LED, (6) 48", T8 206-210W | 1260 | L48T8 | L46T8 | E4041
2482 | LEDs | LED, (6) 48", T8 211-215W | 1290 | L48T8 | L46T8 | E4042
2483 | LEDs | LED, (6) 48", T8 216-220W | 1320 | L48T8 | L46T8 | E4043
2484 | LEDs | LED, (6) 48", T8 221-225W | 1350 | L48T8 | L46T8 | E4044
2485 | LEDs | LED, (6) 48", T8 226-230W | 1380 | L48T8 | L46T8 | E4045
2486 | LEDs | LED, (6) 48", T8 231-235W | 1410 | L48T8 | L46T8 | E4046
2487 | LEDs | LED, (6) 48", T8 236-240W | 1440 | L48T8 | L46T8 | E4047
2488 | LEDs | LED, (6) 48", T8 241-245W | 1470 | L48T8 | L46T8 | E4048
2489 | LEDs | LED, (6) 48", T8 246-250W | 1500 | L48T8 | L46T8 | E4049
2490 | LEDs | LED, (1) 72", T8 1-5W | 5 | L72T8 | L61T8 | E4050
2491 | LEDs | LED, (1) 72", T8 6-10W | 10 | L72T8 | L61T8 | E4051
2492 | LEDs | LED, (1) 72", T8 11-15W | 15 | L72T8 | L61T8 | E4052
2493 | LEDs | LED, (1) 72", T8 16-20W | 20 | L72T8 | L61T8 | E4053
2494 | LEDs | LED, (1) 72", T8 21-25W | 25 | L72T8 | L61T8 | E4054
2495 | LEDs | LED, (1) 72", T8 26-30W | 30 | L72T8 | L61T8 | E4055
2496 | LEDs | LED, (1) 72", T8 31-35W | 35 | L72T8 | L61T8 | E4056
2497 | LEDs | LED, (1) 72", T8 36-40W | 40 | L72T8 | L61T8 | E4057
2498 | LEDs | LED, (1) 72", T8 41-45W | 45 | L72T8 | L61T8 | E4058
2499 | LEDs | LED, (1) 72", T8 46-50W | 50 | L72T8 | L61T8 | E4059
2500 | LEDs | LED, (1) 72", T8 51-55W | 55 | L72T8 | L61T8 | E4060
2501 | LEDs | LED, (1) 72", T8 56-60W | 60 | L72T8 | L61T8 | E4061
2502 | LEDs | LED, (1) 72", T8 61-65W | 65 | L72T8 | L61T8 | E4062
2503 | LEDs | LED, (1) 72", T8 66-70W | 70 | L72T8 | L61T8 | E4063
2504 | LEDs | LED, (1) 72", T8 71-75W | 75 | L72T8 | L61T8 | E4064
2505 | LEDs | LED, (1) 72", T8 76-80W | 80 | L72T8 | L61T8 | E4065
2506 | LEDs | LED, (1) 72", T8 81-85W | 85 | L72T8 | L61T8 | E4066
2507 | LEDs | LED, (1) 72", T8 86-90W | 90 | L72T8 | L61T8 | E4067
2508 | LEDs | LED, (1) 72", T8 91-95W | 95 | L72T8 | L61T8 | E4068
2509 | LEDs | LED, (1) 72", T8 96-100W | 100 | L72T8 | L61T8 | E4069
2510 | LEDs | LED, (1) 72", T8 101-105W | 105 | L72T8 | L61T8 | E4070
2511 | LEDs | LED, (1) 72", T8 106-110W | 110 | L72T8 | L61T8 | E4071
2512 | LEDs | LED, (1) 72", T8 111-115W | 115 | L72T8 | L61T8 | E4072
2513 | LEDs | LED, (1) 72", T8 116-120W | 120 | L72T8 | L61T8 | E4073
2514 | LEDs | LED, (1) 72", T8 121-125W | 125 | L72T8 | L61T8 | E4074
2515 | LEDs | LED, (1) 72", T8 126-130W | 130 | L72T8 | L61T8 | E4075
2516 | LEDs | LED, (1) 72", T8 131-135W | 135 | L72T8 | L61T8 | E4076
2517 | LEDs | LED, (1) 72", T8 136-140W | 140 | L72T8 | L61T8 | E4077
2518 | LEDs | LED, (1) 72", T8 141-145W | 145 | L72T8 | L61T8 | E4078
2519 | LEDs | LED, (1) 72", T8 146-150W | 150 | L72T8 | L61T8 | E4079
2520 | LEDs | LED, (1) 72", T8 151-155W | 155 | L72T8 | L61T8 | E4080
2521 | LEDs | LED, (1) 72", T8 156-160W | 160 | L72T8 | L61T8 | E4081
2522 | LEDs | LED, (1) 72", T8 161-165W | 165 | L72T8 | L61T8 | E4082
2523 | LEDs | LED, (1) 72", T8 166-170W | 170 | L72T8 | L61T8 | E4083
2524 | LEDs | LED, (1) 72", T8 171-175W | 175 | L72T8 | L61T8 | E4084
2525 | LEDs | LED, (1) 72", T8 176-180W | 180 | L72T8 | L61T8 | E4085
2526 | LEDs | LED, (1) 72", T8 181-185W | 185 | L72T8 | L61T8 | E4086
2527 | LEDs | LED, (1) 72", T8 186-190W | 190 | L72T8 | L61T8 | E4087
2528 | LEDs | LED, (1) 72", T8 191-195W | 195 | L72T8 | L61T8 | E4088
2529 | LEDs | LED, (1) 72", T8 196-200W | 200 | L72T8 | L61T8 | E4089
2530 | LEDs | LED, (1) 72", T8 201-205W | 205 | L72T8 | L61T8 | E4090
2531 | LEDs | LED, (1) 72", T8 206-210W | 210 | L72T8 | L61T8 | E4091
2532 | LEDs | LED, (1) 72", T8 211-215W | 215 | L72T8 | L61T8 | E4092
2533 | LEDs | LED, (1) 72", T8 216-220W | 220 | L72T8 | L61T8 | E4093
2534 | LEDs | LED, (1) 72", T8 221-225W | 225 | L72T8 | L61T8 | E4094
2535 | LEDs | LED, (1) 72", T8 226-230W | 230 | L72T8 | L61T8 | E4095
2536 | LEDs | LED, (1) 72", T8 231-235W | 235 | L72T8 | L61T8 | E4096
2537 | LEDs | LED, (1) 72", T8 236-240W | 240 | L72T8 | L61T8 | E4097
2538 | LEDs | LED, (1) 72", T8 241-245W | 245 | L72T8 | L61T8 | E4098
2539 | LEDs | LED, (1) 72", T8 246-250W | 250 | L72T8 | L61T8 | E4099
2540 | LEDs | LED, (2) 72", T8 1-5W | 10 | L72T8 | L62T8 | E4100
2541 | LEDs | LED, (2) 72", T8 6-10W | 20 | L72T8 | L62T8 | E4101
2542 | LEDs | LED, (2) 72", T8 11-15W | 30 | L72T8 | L62T8 | E4102
2543 | LEDs | LED, (2) 72", T8 16-20W | 40 | L72T8 | L62T8 | E4103
2544 | LEDs | LED, (2) 72", T8 21-25W | 50 | L72T8 | L62T8 | E4104
2545 | LEDs | LED, (2) 72", T8 26-30W | 60 | L72T8 | L62T8 | E4105
2546 | LEDs | LED, (2) 72", T8 31-35W | 70 | L72T8 | L62T8 | E4106
2547 | LEDs | LED, (2) 72", T8 36-40W | 80 | L72T8 | L62T8 | E4107
2548 | LEDs | LED, (2) 72", T8 41-45W | 90 | L72T8 | L62T8 | E4108
2549 | LEDs | LED, (2) 72", T8 46-50W | 100 | L72T8 | L62T8 | E4109
2550 | LEDs | LED, (2) 72", T8 51-55W | 110 | L72T8 | L62T8 | E4110
2551 | LEDs | LED, (2) 72", T8 56-60W | 120 | L72T8 | L62T8 | E4111
2552 | LEDs | LED, (2) 72", T8 61-65W | 130 | L72T8 | L62T8 | E4112
2553 | LEDs | LED, (2) 72", T8 66-70W | 140 | L72T8 | L62T8 | E4113
2554 | LEDs | LED, (2) 72", T8 71-75W | 150 | L72T8 | L62T8 | E4114
2555 | LEDs | LED, (2) 72", T8 76-80W | 160 | L72T8 | L62T8 | E4115
2556 | LEDs | LED, (2) 72", T8 81-85W | 170 | L72T8 | L62T8 | E4116
2557 | LEDs | LED, (2) 72", T8 86-90W | 180 | L72T8 | L62T8 | E4117
2558 | LEDs | LED, (2) 72", T8 91-95W | 190 | L72T8 | L62T8 | E4118
2559 | LEDs | LED, (2) 72", T8 96-100W | 200 | L72T8 | L62T8 | E4119
2560 | LEDs | LED, (2) 72", T8 101-105W | 210 | L72T8 | L62T8 | E4120
2561 | LEDs | LED, (2) 72", T8 106-110W | 220 | L72T8 | L62T8 | E4121
2562 | LEDs | LED, (2) 72", T8 111-115W | 230 | L72T8 | L62T8 | E4122
2563 | LEDs | LED, (2) 72", T8 116-120W | 240 | L72T8 | L62T8 | E4123
2564 | LEDs | LED, (2) 72", T8 121-125W | 250 | L72T8 | L62T8 | E4124
2565 | LEDs | LED, (2) 72", T8 126-130W | 260 | L72T8 | L62T8 | E4125
2566 | LEDs | LED, (2) 72", T8 131-135W | 270 | L72T8 | L62T8 | E4126
2567 | LEDs | LED, (2) 72", T8 136-140W | 280 | L72T8 | L62T8 | E4127
2568 | LEDs | LED, (2) 72", T8 141-145W | 290 | L72T8 | L62T8 | E4128
2569 | LEDs | LED, (2) 72", T8 146-150W | 300 | L72T8 | L62T8 | E4129
2570 | LEDs | LED, (2) 72", T8 151-155W | 310 | L72T8 | L62T8 | E4130
2571 | LEDs | LED, (2) 72", T8 156-160W | 320 | L72T8 | L62T8 | E4131
2572 | LEDs | LED, (2) 72", T8 161-165W | 330 | L72T8 | L62T8 | E4132
2573 | LEDs | LED, (2) 72", T8 166-170W | 340 | L72T8 | L62T8 | E4133
2574 | LEDs | LED, (2) 72", T8 171-175W | 350 | L72T8 | L62T8 | E4134
2575 | LEDs | LED, (2) 72", T8 176-180W | 360 | L72T8 | L62T8 | E4135
2576 | LEDs | LED, (2) 72", T8 181-185W | 370 | L72T8 | L62T8 | E4136
2577 | LEDs | LED, (2) 72", T8 186-190W | 380 | L72T8 | L62T8 | E4137
2578 | LEDs | LED, (2) 72", T8 191-195W | 390 | L72T8 | L62T8 | E4138
2579 | LEDs | LED, (2) 72", T8 196-200W | 400 | L72T8 | L62T8 | E4139
2580 | LEDs | LED, (2) 72", T8 201-205W | 410 | L72T8 | L62T8 | E4140
2581 | LEDs | LED, (2) 72", T8 206-210W | 420 | L72T8 | L62T8 | E4141
2582 | LEDs | LED, (2) 72", T8 211-215W | 430 | L72T8 | L62T8 | E4142
2583 | LEDs | LED, (2) 72", T8 216-220W | 440 | L72T8 | L62T8 | E4143
2584 | LEDs | LED, (2) 72", T8 221-225W | 450 | L72T8 | L62T8 | E4144
2585 | LEDs | LED, (2) 72", T8 226-230W | 460 | L72T8 | L62T8 | E4145
2586 | LEDs | LED, (2) 72", T8 231-235W | 470 | L72T8 | L62T8 | E4146
2587 | LEDs | LED, (2) 72", T8 236-240W | 480 | L72T8 | L62T8 | E4147
2588 | LEDs | LED, (2) 72", T8 241-245W | 490 | L72T8 | L62T8 | E4148
2589 | LEDs | LED, (2) 72", T8 246-250W | 500 | L72T8 | L62T8 | E4149
2590 | LEDs | LED, (3) 72", T8 1-5W | 15 | L72T8 | L63T8 | E4150
2591 | LEDs | LED, (3) 72", T8 6-10W | 30 | L72T8 | L63T8 | E4151
2592 | LEDs | LED, (3) 72", T8 11-15W | 45 | L72T8 | L63T8 | E4152
2593 | LEDs | LED, (3) 72", T8 16-20W | 60 | L72T8 | L63T8 | E4153
2594 | LEDs | LED, (3) 72", T8 21-25W | 75 | L72T8 | L63T8 | E4154
2595 | LEDs | LED, (3) 72", T8 26-30W | 90 | L72T8 | L63T8 | E4155
2596 | LEDs | LED, (3) 72", T8 31-35W | 105 | L72T8 | L63T8 | E4156
2597 | LEDs | LED, (3) 72", T8 36-40W | 120 | L72T8 | L63T8 | E4157
2598 | LEDs | LED, (3) 72", T8 41-45W | 135 | L72T8 | L63T8 | E4158
2599 | LEDs | LED, (3) 72", T8 46-50W | 150 | L72T8 | L63T8 | E4159
2600 | LEDs | LED, (3) 72", T8 51-55W | 165 | L72T8 | L63T8 | E4160
2601 | LEDs | LED, (3) 72", T8 56-60W | 180 | L72T8 | L63T8 | E4161
2602 | LEDs | LED, (3) 72", T8 61-65W | 195 | L72T8 | L63T8 | E4162
2603 | LEDs | LED, (3) 72", T8 66-70W | 210 | L72T8 | L63T8 | E4163
2604 | LEDs | LED, (3) 72", T8 71-75W | 225 | L72T8 | L63T8 | E4164
2605 | LEDs | LED, (3) 72", T8 76-80W | 240 | L72T8 | L63T8 | E4165
2606 | LEDs | LED, (3) 72", T8 81-85W | 255 | L72T8 | L63T8 | E4166
2607 | LEDs | LED, (3) 72", T8 86-90W | 270 | L72T8 | L63T8 | E4167
2608 | LEDs | LED, (3) 72", T8 91-95W | 285 | L72T8 | L63T8 | E4168
2609 | LEDs | LED, (3) 72", T8 96-100W | 300 | L72T8 | L63T8 | E4169
2610 | LEDs | LED, (3) 72", T8 101-105W | 315 | L72T8 | L63T8 | E4170
2611 | LEDs | LED, (3) 72", T8 106-110W | 330 | L72T8 | L63T8 | E4171
2612 | LEDs | LED, (3) 72", T8 111-115W | 345 | L72T8 | L63T8 | E4172
2613 | LEDs | LED, (3) 72", T8 116-120W | 360 | L72T8 | L63T8 | E4173
2614 | LEDs | LED, (3) 72", T8 121-125W | 375 | L72T8 | L63T8 | E4174
2615 | LEDs | LED, (3) 72", T8 126-130W | 390 | L72T8 | L63T8 | E4175
2616 | LEDs | LED, (3) 72", T8 131-135W | 405 | L72T8 | L63T8 | E4176
2617 | LEDs | LED, (3) 72", T8 136-140W | 420 | L72T8 | L63T8 | E4177
2618 | LEDs | LED, (3) 72", T8 141-145W | 435 | L72T8 | L63T8 | E4178
2619 | LEDs | LED, (3) 72", T8 146-150W | 450 | L72T8 | L63T8 | E4179
2620 | LEDs | LED, (3) 72", T8 151-155W | 465 | L72T8 | L63T8 | E4180
2621 | LEDs | LED, (3) 72", T8 156-160W | 480 | L72T8 | L63T8 | E4181
2622 | LEDs | LED, (3) 72", T8 161-165W | 495 | L72T8 | L63T8 | E4182
2623 | LEDs | LED, (3) 72", T8 166-170W | 510 | L72T8 | L63T8 | E4183
2624 | LEDs | LED, (3) 72", T8 171-175W | 525 | L72T8 | L63T8 | E4184
2625 | LEDs | LED, (3) 72", T8 176-180W | 540 | L72T8 | L63T8 | E4185
2626 | LEDs | LED, (3) 72", T8 181-185W | 555 | L72T8 | L63T8 | E4186
2627 | LEDs | LED, (3) 72", T8 186-190W | 570 | L72T8 | L63T8 | E4187
2628 | LEDs | LED, (3) 72", T8 191-195W | 585 | L72T8 | L63T8 | E4188
2629 | LEDs | LED, (3) 72", T8 196-200W | 600 | L72T8 | L63T8 | E4189
2630 | LEDs | LED, (3) 72", T8 201-205W | 615 | L72T8 | L63T8 | E4190
2631 | LEDs | LED, (3) 72", T8 206-210W | 630 | L72T8 | L63T8 | E4191
2632 | LEDs | LED, (3) 72", T8 211-215W | 645 | L72T8 | L63T8 | E4192
2633 | LEDs | LED, (3) 72", T8 216-220W | 660 | L72T8 | L63T8 | E4193
2634 | LEDs | LED, (3) 72", T8 221-225W | 675 | L72T8 | L63T8 | E4194
2635 | LEDs | LED, (3) 72", T8 226-230W | 690 | L72T8 | L63T8 | E4195
2636 | LEDs | LED, (3) 72", T8 231-235W | 705 | L72T8 | L63T8 | E4196
2637 | LEDs | LED, (3) 72", T8 236-240W | 720 | L72T8 | L63T8 | E4197
2638 | LEDs | LED, (3) 72", T8 241-245W | 735 | L72T8 | L63T8 | E4198
2639 | LEDs | LED, (3) 72", T8 246-250W | 750 | L72T8 | L63T8 | E4199
2640 | LEDs | LED, (4) 72", T8 1-5W | 20 | L72T8 | L64T8 | E4200
2641 | LEDs | LED, (4) 72", T8 6-10W | 40 | L72T8 | L64T8 | E4201
2642 | LEDs | LED, (4) 72", T8 11-15W | 60 | L72T8 | L64T8 | E4202
2643 | LEDs | LED, (4) 72", T8 16-20W | 80 | L72T8 | L64T8 | E4203
2644 | LEDs | LED, (4) 72", T8 21-25W | 100 | L72T8 | L64T8 | E4204
2645 | LEDs | LED, (4) 72", T8 26-30W | 120 | L72T8 | L64T8 | E4205
2646 | LEDs | LED, (4) 72", T8 31-35W | 140 | L72T8 | L64T8 | E4206
2647 | LEDs | LED, (4) 72", T8 36-40W | 160 | L72T8 | L64T8 | E4207
2648 | LEDs | LED, (4) 72", T8 41-45W | 180 | L72T8 | L64T8 | E4208
2649 | LEDs | LED, (4) 72", T8 46-50W | 200 | L72T8 | L64T8 | E4209
2650 | LEDs | LED, (4) 72", T8 51-55W | 220 | L72T8 | L64T8 | E4210
2651 | LEDs | LED, (4) 72", T8 56-60W | 240 | L72T8 | L64T8 | E4211
2652 | LEDs | LED, (4) 72", T8 61-65W | 260 | L72T8 | L64T8 | E4212
2653 | LEDs | LED, (4) 72", T8 66-70W | 280 | L72T8 | L64T8 | E4213
2654 | LEDs | LED, (4) 72", T8 71-75W | 300 | L72T8 | L64T8 | E4214
2655 | LEDs | LED, (4) 72", T8 76-80W | 320 | L72T8 | L64T8 | E4215
2656 | LEDs | LED, (4) 72", T8 81-85W | 340 | L72T8 | L64T8 | E4216
2657 | LEDs | LED, (4) 72", T8 86-90W | 360 | L72T8 | L64T8 | E4217
2658 | LEDs | LED, (4) 72", T8 91-95W | 380 | L72T8 | L64T8 | E4218
2659 | LEDs | LED, (4) 72", T8 96-100W | 400 | L72T8 | L64T8 | E4219
2660 | LEDs | LED, (4) 72", T8 101-105W | 420 | L72T8 | L64T8 | E4220
2661 | LEDs | LED, (4) 72", T8 106-110W | 440 | L72T8 | L64T8 | E4221
2662 | LEDs | LED, (4) 72", T8 111-115W | 460 | L72T8 | L64T8 | E4222
2663 | LEDs | LED, (4) 72", T8 116-120W | 480 | L72T8 | L64T8 | E4223
2664 | LEDs | LED, (4) 72", T8 121-125W | 500 | L72T8 | L64T8 | E4224
2665 | LEDs | LED, (4) 72", T8 126-130W | 520 | L72T8 | L64T8 | E4225
2666 | LEDs | LED, (4) 72", T8 131-135W | 540 | L72T8 | L64T8 | E4226
2667 | LEDs | LED, (4) 72", T8 136-140W | 560 | L72T8 | L64T8 | E4227
2668 | LEDs | LED, (4) 72", T8 141-145W | 580 | L72T8 | L64T8 | E4228
2669 | LEDs | LED, (4) 72", T8 146-150W | 600 | L72T8 | L64T8 | E4229
2670 | LEDs | LED, (4) 72", T8 151-155W | 620 | L72T8 | L64T8 | E4230
2671 | LEDs | LED, (4) 72", T8 156-160W | 640 | L72T8 | L64T8 | E4231
2672 | LEDs | LED, (4) 72", T8 161-165W | 660 | L72T8 | L64T8 | E4232
2673 | LEDs | LED, (4) 72", T8 166-170W | 680 | L72T8 | L64T8 | E4233
2674 | LEDs | LED, (4) 72", T8 171-175W | 700 | L72T8 | L64T8 | E4234
2675 | LEDs | LED, (4) 72", T8 176-180W | 720 | L72T8 | L64T8 | E4235
2676 | LEDs | LED, (4) 72", T8 181-185W | 740 | L72T8 | L64T8 | E4236
2677 | LEDs | LED, (4) 72", T8 186-190W | 760 | L72T8 | L64T8 | E4237
2678 | LEDs | LED, (4) 72", T8 191-195W | 780 | L72T8 | L64T8 | E4238
2679 | LEDs | LED, (4) 72", T8 196-200W | 800 | L72T8 | L64T8 | E4239
2680 | LEDs | LED, (4) 72", T8 201-205W | 820 | L72T8 | L64T8 | E4240
2681 | LEDs | LED, (4) 72", T8 206-210W | 840 | L72T8 | L64T8 | E4241
2682 | LEDs | LED, (4) 72", T8 211-215W | 860 | L72T8 | L64T8 | E4242
2683 | LEDs | LED, (4) 72", T8 216-220W | 880 | L72T8 | L64T8 | E4243
2684 | LEDs | LED, (4) 72", T8 221-225W | 900 | L72T8 | L64T8 | E4244
2685 | LEDs | LED, (4) 72", T8 226-230W | 920 | L72T8 | L64T8 | E4245
2686 | LEDs | LED, (4) 72", T8 231-235W | 940 | L72T8 | L64T8 | E4246
2687 | LEDs | LED, (4) 72", T8 236-240W | 960 | L72T8 | L64T8 | E4247
2688 | LEDs | LED, (4) 72", T8 241-245W | 980 | L72T8 | L64T8 | E4248
2689 | LEDs | LED, (4) 72", T8 246-250W | 1000 | L72T8 | L64T8 | E4249
2690 | LEDs | LED, (1) 96", T8 1-5W | 5 | L96T8 | L81T8 | E4250
2691 | LEDs | LED, (1) 96", T8 6-10W | 10 | L96T8 | L81T8 | E4251
2692 | LEDs | LED, (1) 96", T8 11-15W | 15 | L96T8 | L81T8 | E4252
2693 | LEDs | LED, (1) 96", T8 16-20W | 20 | L96T8 | L81T8 | E4253
2694 | LEDs | LED, (1) 96", T8 21-25W | 25 | L96T8 | L81T8 | E4254
2695 | LEDs | LED, (1) 96", T8 26-30W | 30 | L96T8 | L81T8 | E4255
2696 | LEDs | LED, (1) 96", T8 31-35W | 35 | L96T8 | L81T8 | E4256
2697 | LEDs | LED, (1) 96", T8 36-40W | 40 | L96T8 | L81T8 | E4257
2698 | LEDs | LED, (1) 96", T8 41-45W | 45 | L96T8 | L81T8 | E4258
2699 | LEDs | LED, (1) 96", T8 46-50W | 50 | L96T8 | L81T8 | E4259
2700 | LEDs | LED, (1) 96", T8 51-55W | 55 | L96T8 | L81T8 | E4260
2701 | LEDs | LED, (1) 96", T8 56-60W | 60 | L96T8 | L81T8 | E4261
2702 | LEDs | LED, (1) 96", T8 61-65W | 65 | L96T8 | L81T8 | E4262
2703 | LEDs | LED, (1) 96", T8 66-70W | 70 | L96T8 | L81T8 | E4263
2704 | LEDs | LED, (1) 96", T8 71-75W | 75 | L96T8 | L81T8 | E4264
2705 | LEDs | LED, (1) 96", T8 76-80W | 80 | L96T8 | L81T8 | E4265
2706 | LEDs | LED, (1) 96", T8 81-85W | 85 | L96T8 | L81T8 | E4266
2707 | LEDs | LED, (1) 96", T8 86-90W | 90 | L96T8 | L81T8 | E4267
2708 | LEDs | LED, (1) 96", T8 91-95W | 95 | L96T8 | L81T8 | E4268
2709 | LEDs | LED, (1) 96", T8 96-100W | 100 | L96T8 | L81T8 | E4269
2710 | LEDs | LED, (1) 96", T8 101-105W | 105 | L96T8 | L81T8 | E4270
2711 | LEDs | LED, (1) 96", T8 106-110W | 110 | L96T8 | L81T8 | E4271
2712 | LEDs | LED, (1) 96", T8 111-115W | 115 | L96T8 | L81T8 | E4272
2713 | LEDs | LED, (1) 96", T8 116-120W | 120 | L96T8 | L81T8 | E4273
2714 | LEDs | LED, (1) 96", T8 121-125W | 125 | L96T8 | L81T8 | E4274
2715 | LEDs | LED, (1) 96", T8 126-130W | 130 | L96T8 | L81T8 | E4275
2716 | LEDs | LED, (1) 96", T8 131-135W | 135 | L96T8 | L81T8 | E4276
2717 | LEDs | LED, (1) 96", T8 136-140W | 140 | L96T8 | L81T8 | E4277
2718 | LEDs | LED, (1) 96", T8 141-145W | 145 | L96T8 | L81T8 | E4278
2719 | LEDs | LED, (1) 96", T8 146-150W | 150 | L96T8 | L81T8 | E4279
2720 | LEDs | LED, (1) 96", T8 151-155W | 155 | L96T8 | L81T8 | E4280
2721 | LEDs | LED, (1) 96", T8 156-160W | 160 | L96T8 | L81T8 | E4281
2722 | LEDs | LED, (1) 96", T8 161-165W | 165 | L96T8 | L81T8 | E4282
2723 | LEDs | LED, (1) 96", T8 166-170W | 170 | L96T8 | L81T8 | E4283
2724 | LEDs | LED, (1) 96", T8 171-175W | 175 | L96T8 | L81T8 | E4284
2725 | LEDs | LED, (1) 96", T8 176-180W | 180 | L96T8 | L81T8 | E4285
2726 | LEDs | LED, (1) 96", T8 181-185W | 185 | L96T8 | L81T8 | E4286
2727 | LEDs | LED, (1) 96", T8 186-190W | 190 | L96T8 | L81T8 | E4287
2728 | LEDs | LED, (1) 96", T8 191-195W | 195 | L96T8 | L81T8 | E4288
2729 | LEDs | LED, (1) 96", T8 196-200W | 200 | L96T8 | L81T8 | E4289
2730 | LEDs | LED, (1) 96", T8 201-205W | 205 | L96T8 | L81T8 | E4290
2731 | LEDs | LED, (1) 96", T8 206-210W | 210 | L96T8 | L81T8 | E4291
2732 | LEDs | LED, (1) 96", T8 211-215W | 215 | L96T8 | L81T8 | E4292
2733 | LEDs | LED, (1) 96", T8 216-220W | 220 | L96T8 | L81T8 | E4293
2734 | LEDs | LED, (1) 96", T8 221-225W | 225 | L96T8 | L81T8 | E4294
2735 | LEDs | LED, (1) 96", T8 226-230W | 230 | L96T8 | L81T8 | E4295
2736 | LEDs | LED, (1) 96", T8 231-235W | 235 | L96T8 | L81T8 | E4296
2737 | LEDs | LED, (1) 96", T8 236-240W | 240 | L96T8 | L81T8 | E4297
2738 | LEDs | LED, (1) 96", T8 241-245W | 245 | L96T8 | L81T8 | E4298
2739 | LEDs | LED, (1) 96", T8 246-250W | 250 | L96T8 | L81T8 | E4299
2740 | LEDs | LED, (2) 96", T8 1-5W | 10 | L96T8 | L82T8 | E4300
2741 | LEDs | LED, (2) 96", T8 6-10W | 20 | L96T8 | L82T8 | E4301
2742 | LEDs | LED, (2) 96", T8 11-15W | 30 | L96T8 | L82T8 | E4302
2743 | LEDs | LED, (2) 96", T8 16-20W | 40 | L96T8 | L82T8 | E4303
2744 | LEDs | LED, (2) 96", T8 21-25W | 50 | L96T8 | L82T8 | E4304
2745 | LEDs | LED, (2) 96", T8 26-30W | 60 | L96T8 | L82T8 | E4305
2746 | LEDs | LED, (2) 96", T8 31-35W | 70 | L96T8 | L82T8 | E4306
2747 | LEDs | LED, (2) 96", T8 36-40W | 80 | L96T8 | L82T8 | E4307
2748 | LEDs | LED, (2) 96", T8 41-45W | 90 | L96T8 | L82T8 | E4308
2749 | LEDs | LED, (2) 96", T8 46-50W | 100 | L96T8 | L82T8 | E4309
2750 | LEDs | LED, (2) 96", T8 51-55W | 110 | L96T8 | L82T8 | E4310
2751 | LEDs | LED, (2) 96", T8 56-60W | 120 | L96T8 | L82T8 | E4311
2752 | LEDs | LED, (2) 96", T8 61-65W | 130 | L96T8 | L82T8 | E4312
2753 | LEDs | LED, (2) 96", T8 66-70W | 140 | L96T8 | L82T8 | E4313
2754 | LEDs | LED, (2) 96", T8 71-75W | 150 | L96T8 | L82T8 | E4314
2755 | LEDs | LED, (2) 96", T8 76-80W | 160 | L96T8 | L82T8 | E4315
2756 | LEDs | LED, (2) 96", T8 81-85W | 170 | L96T8 | L82T8 | E4316
2757 | LEDs | LED, (2) 96", T8 86-90W | 180 | L96T8 | L82T8 | E4317
2758 | LEDs | LED, (2) 96", T8 91-95W | 190 | L96T8 | L82T8 | E4318
2759 | LEDs | LED, (2) 96", T8 96-100W | 200 | L96T8 | L82T8 | E4319
2760 | LEDs | LED, (2) 96", T8 101-105W | 210 | L96T8 | L82T8 | E4320
2761 | LEDs | LED, (2) 96", T8 106-110W | 220 | L96T8 | L82T8 | E4321
2762 | LEDs | LED, (2) 96", T8 111-115W | 230 | L96T8 | L82T8 | E4322
2763 | LEDs | LED, (2) 96", T8 116-120W | 240 | L96T8 | L82T8 | E4323
2764 | LEDs | LED, (2) 96", T8 121-125W | 250 | L96T8 | L82T8 | E4324
2765 | LEDs | LED, (2) 96", T8 126-130W | 260 | L96T8 | L82T8 | E4325
2766 | LEDs | LED, (2) 96", T8 131-135W | 270 | L96T8 | L82T8 | E4326
2767 | LEDs | LED, (2) 96", T8 136-140W | 280 | L96T8 | L82T8 | E4327
2768 | LEDs | LED, (2) 96", T8 141-145W | 290 | L96T8 | L82T8 | E4328
2769 | LEDs | LED, (2) 96", T8 146-150W | 300 | L96T8 | L82T8 | E4329
2770 | LEDs | LED, (2) 96", T8 151-155W | 310 | L96T8 | L82T8 | E4330
2771 | LEDs | LED, (2) 96", T8 156-160W | 320 | L96T8 | L82T8 | E4331
2772 | LEDs | LED, (2) 96", T8 161-165W | 330 | L96T8 | L82T8 | E4332
2773 | LEDs | LED, (2) 96", T8 166-170W | 340 | L96T8 | L82T8 | E4333
2774 | LEDs | LED, (2) 96", T8 171-175W | 350 | L96T8 | L82T8 | E4334
2775 | LEDs | LED, (2) 96", T8 176-180W | 360 | L96T8 | L82T8 | E4335
2776 | LEDs | LED, (2) 96", T8 181-185W | 370 | L96T8 | L82T8 | E4336
2777 | LEDs | LED, (2) 96", T8 186-190W | 380 | L96T8 | L82T8 | E4337
2778 | LEDs | LED, (2) 96", T8 191-195W | 390 | L96T8 | L82T8 | E4338
2779 | LEDs | LED, (2) 96", T8 196-200W | 400 | L96T8 | L82T8 | E4339
2780 | LEDs | LED, (2) 96", T8 201-205W | 410 | L96T8 | L82T8 | E4340
2781 | LEDs | LED, (2) 96", T8 206-210W | 420 | L96T8 | L82T8 | E4341
2782 | LEDs | LED, (2) 96", T8 211-215W | 430 | L96T8 | L82T8 | E4342
2783 | LEDs | LED, (2) 96", T8 216-220W | 440 | L96T8 | L82T8 | E4343
2784 | LEDs | LED, (2) 96", T8 221-225W | 450 | L96T8 | L82T8 | E4344
2785 | LEDs | LED, (2) 96", T8 226-230W | 460 | L96T8 | L82T8 | E4345
2786 | LEDs | LED, (2) 96", T8 231-235W | 470 | L96T8 | L82T8 | E4346
2787 | LEDs | LED, (2) 96", T8 236-240W | 480 | L96T8 | L82T8 | E4347
2788 | LEDs | LED, (2) 96", T8 241-245W | 490 | L96T8 | L82T8 | E4348
2789 | LEDs | LED, (2) 96", T8 246-250W | 500 | L96T8 | L82T8 | E4349
2790 | LEDs | LED, (3) 96", T8 1-5W | 15 | L96T8 | L83T8 | E4350
2791 | LEDs | LED, (3) 96", T8 6-10W | 30 | L96T8 | L83T8 | E4351
2792 | LEDs | LED, (3) 96", T8 11-15W | 45 | L96T8 | L83T8 | E4352
2793 | LEDs | LED, (3) 96", T8 16-20W | 60 | L96T8 | L83T8 | E4353
2794 | LEDs | LED, (3) 96", T8 21-25W | 75 | L96T8 | L83T8 | E4354
2795 | LEDs | LED, (3) 96", T8 26-30W | 90 | L96T8 | L83T8 | E4355
2796 | LEDs | LED, (3) 96", T8 31-35W | 105 | L96T8 | L83T8 | E4356
2797 | LEDs | LED, (3) 96", T8 36-40W | 120 | L96T8 | L83T8 | E4357
2798 | LEDs | LED, (3) 96", T8 41-45W | 135 | L96T8 | L83T8 | E4358
2799 | LEDs | LED, (3) 96", T8 46-50W | 150 | L96T8 | L83T8 | E4359
2800 | LEDs | LED, (3) 96", T8 51-55W | 165 | L96T8 | L83T8 | E4360
2801 | LEDs | LED, (3) 96", T8 56-60W | 180 | L96T8 | L83T8 | E4361
2802 | LEDs | LED, (3) 96", T8 61-65W | 195 | L96T8 | L83T8 | E4362
2803 | LEDs | LED, (3) 96", T8 66-70W | 210 | L96T8 | L83T8 | E4363
2804 | LEDs | LED, (3) 96", T8 71-75W | 225 | L96T8 | L83T8 | E4364
2805 | LEDs | LED, (3) 96", T8 76-80W | 240 | L96T8 | L83T8 | E4365
2806 | LEDs | LED, (3) 96", T8 81-85W | 255 | L96T8 | L83T8 | E4366
2807 | LEDs | LED, (3) 96", T8 86-90W | 270 | L96T8 | L83T8 | E4367
2808 | LEDs | LED, (3) 96", T8 91-95W | 285 | L96T8 | L83T8 | E4368
2809 | LEDs | LED, (3) 96", T8 96-100W | 300 | L96T8 | L83T8 | E4369
2810 | LEDs | LED, (3) 96", T8 101-105W | 315 | L96T8 | L83T8 | E4370
2811 | LEDs | LED, (3) 96", T8 106-110W | 330 | L96T8 | L83T8 | E4371
2812 | LEDs | LED, (3) 96", T8 111-115W | 345 | L96T8 | L83T8 | E4372
2813 | LEDs | LED, (3) 96", T8 116-120W | 360 | L96T8 | L83T8 | E4373
2814 | LEDs | LED, (3) 96", T8 121-125W | 375 | L96T8 | L83T8 | E4374
2815 | LEDs | LED, (3) 96", T8 126-130W | 390 | L96T8 | L83T8 | E4375
2816 | LEDs | LED, (3) 96", T8 131-135W | 405 | L96T8 | L83T8 | E4376
2817 | LEDs | LED, (3) 96", T8 136-140W | 420 | L96T8 | L83T8 | E4377
2818 | LEDs | LED, (3) 96", T8 141-145W | 435 | L96T8 | L83T8 | E4378
2819 | LEDs | LED, (3) 96", T8 146-150W | 450 | L96T8 | L83T8 | E4379
2820 | LEDs | LED, (3) 96", T8 151-155W | 465 | L96T8 | L83T8 | E4380
2821 | LEDs | LED, (3) 96", T8 156-160W | 480 | L96T8 | L83T8 | E4381
2822 | LEDs | LED, (3) 96", T8 161-165W | 495 | L96T8 | L83T8 | E4382
2823 | LEDs | LED, (3) 96", T8 166-170W | 510 | L96T8 | L83T8 | E4383
2824 | LEDs | LED, (3) 96", T8 171-175W | 525 | L96T8 | L83T8 | E4384
2825 | LEDs | LED, (3) 96", T8 176-180W | 540 | L96T8 | L83T8 | E4385
2826 | LEDs | LED, (3) 96", T8 181-185W | 555 | L96T8 | L83T8 | E4386
2827 | LEDs | LED, (3) 96", T8 186-190W | 570 | L96T8 | L83T8 | E4387
2828 | LEDs | LED, (3) 96", T8 191-195W | 585 | L96T8 | L83T8 | E4388
2829 | LEDs | LED, (3) 96", T8 196-200W | 600 | L96T8 | L83T8 | E4389
2830 | LEDs | LED, (3) 96", T8 201-205W | 615 | L96T8 | L83T8 | E4390
2831 | LEDs | LED, (3) 96", T8 206-210W | 630 | L96T8 | L83T8 | E4391
2832 | LEDs | LED, (3) 96", T8 211-215W | 645 | L96T8 | L83T8 | E4392
2833 | LEDs | LED, (3) 96", T8 216-220W | 660 | L96T8 | L83T8 | E4393
2834 | LEDs | LED, (3) 96", T8 221-225W | 675 | L96T8 | L83T8 | E4394
2835 | LEDs | LED, (3) 96", T8 226-230W | 690 | L96T8 | L83T8 | E4395
2836 | LEDs | LED, (3) 96", T8 231-235W | 705 | L96T8 | L83T8 | E4396
2837 | LEDs | LED, (3) 96", T8 236-240W | 720 | L96T8 | L83T8 | E4397
2838 | LEDs | LED, (3) 96", T8 241-245W | 735 | L96T8 | L83T8 | E4398
2839 | LEDs | LED, (3) 96", T8 246-250W | 750 | L96T8 | L83T8 | E4399
2840 | LEDs | LED, (4) 96", T8 1-5W | 20 | L96T8 | L84T8 | E4400
2841 | LEDs | LED, (4) 96", T8 6-10W | 40 | L96T8 | L84T8 | E4401
2842 | LEDs | LED, (4) 96", T8 11-15W | 60 | L96T8 | L84T8 | E4402
2843 | LEDs | LED, (4) 96", T8 16-20W | 80 | L96T8 | L84T8 | E4403
2844 | LEDs | LED, (4) 96", T8 21-25W | 100 | L96T8 | L84T8 | E4404
2845 | LEDs | LED, (4) 96", T8 26-30W | 120 | L96T8 | L84T8 | E4405
2846 | LEDs | LED, (4) 96", T8 31-35W | 140 | L96T8 | L84T8 | E4406
2847 | LEDs | LED, (4) 96", T8 36-40W | 160 | L96T8 | L84T8 | E4407
2848 | LEDs | LED, (4) 96", T8 41-45W | 180 | L96T8 | L84T8 | E4408
2849 | LEDs | LED, (4) 96", T8 46-50W | 200 | L96T8 | L84T8 | E4409
2850 | LEDs | LED, (4) 96", T8 51-55W | 220 | L96T8 | L84T8 | E4410
2851 | LEDs | LED, (4) 96", T8 56-60W | 240 | L96T8 | L84T8 | E4411
2852 | LEDs | LED, (4) 96", T8 61-65W | 260 | L96T8 | L84T8 | E4412
2853 | LEDs | LED, (4) 96", T8 66-70W | 280 | L96T8 | L84T8 | E4413
2854 | LEDs | LED, (4) 96", T8 71-75W | 300 | L96T8 | L84T8 | E4414
2855 | LEDs | LED, (4) 96", T8 76-80W | 320 | L96T8 | L84T8 | E4415
2856 | LEDs | LED, (4) 96", T8 81-85W | 340 | L96T8 | L84T8 | E4416
2857 | LEDs | LED, (4) 96", T8 86-90W | 360 | L96T8 | L84T8 | E4417
2858 | LEDs | LED, (4) 96", T8 91-95W | 380 | L96T8 | L84T8 | E4418
2859 | LEDs | LED, (4) 96", T8 96-100W | 400 | L96T8 | L84T8 | E4419
2860 | LEDs | LED, (4) 96", T8 101-105W | 420 | L96T8 | L84T8 | E4420
2861 | LEDs | LED, (4) 96", T8 106-110W | 440 | L96T8 | L84T8 | E4421
2862 | LEDs | LED, (4) 96", T8 111-115W | 460 | L96T8 | L84T8 | E4422
2863 | LEDs | LED, (4) 96", T8 116-120W | 480 | L96T8 | L84T8 | E4423
2864 | LEDs | LED, (4) 96", T8 121-125W | 500 | L96T8 | L84T8 | E4424
2865 | LEDs | LED, (4) 96", T8 126-130W | 520 | L96T8 | L84T8 | E4425
2866 | LEDs | LED, (4) 96", T8 131-135W | 540 | L96T8 | L84T8 | E4426
2867 | LEDs | LED, (4) 96", T8 136-140W | 560 | L96T8 | L84T8 | E4427
2868 | LEDs | LED, (4) 96", T8 141-145W | 580 | L96T8 | L84T8 | E4428
2869 | LEDs | LED, (4) 96", T8 146-150W | 600 | L96T8 | L84T8 | E4429
2870 | LEDs | LED, (4) 96", T8 151-155W | 620 | L96T8 | L84T8 | E4430
2871 | LEDs | LED, (4) 96", T8 156-160W | 640 | L96T8 | L84T8 | E4431
2872 | LEDs | LED, (4) 96", T8 161-165W | 660 | L96T8 | L84T8 | E4432
2873 | LEDs | LED, (4) 96", T8 166-170W | 680 | L96T8 | L84T8 | E4433
2874 | LEDs | LED, (4) 96", T8 171-175W | 700 | L96T8 | L84T8 | E4434
2875 | LEDs | LED, (4) 96", T8 176-180W | 720 | L96T8 | L84T8 | E4435
2876 | LEDs | LED, (4) 96", T8 181-185W | 740 | L96T8 | L84T8 | E4436
2877 | LEDs | LED, (4) 96", T8 186-190W | 760 | L96T8 | L84T8 | E4437
2878 | LEDs | LED, (4) 96", T8 191-195W | 780 | L96T8 | L84T8 | E4438
2879 | LEDs | LED, (4) 96", T8 196-200W | 800 | L96T8 | L84T8 | E4439
2880 | LEDs | LED, (4) 96", T8 201-205W | 820 | L96T8 | L84T8 | E4440
2881 | LEDs | LED, (4) 96", T8 206-210W | 840 | L96T8 | L84T8 | E4441
2882 | LEDs | LED, (4) 96", T8 211-215W | 860 | L96T8 | L84T8 | E4442
2883 | LEDs | LED, (4) 96", T8 216-220W | 880 | L96T8 | L84T8 | E4443
2884 | LEDs | LED, (4) 96", T8 221-225W | 900 | L96T8 | L84T8 | E4444
2885 | LEDs | LED, (4) 96", T8 226-230W | 920 | L96T8 | L84T8 | E4445
2886 | LEDs | LED, (4) 96", T8 231-235W | 940 | L96T8 | L84T8 | E4446
2887 | LEDs | LED, (4) 96", T8 236-240W | 960 | L96T8 | L84T8 | E4447
2888 | LEDs | LED, (4) 96", T8 241-245W | 980 | L96T8 | L84T8 | E4448
2889 | LEDs | LED, (4) 96", T8 246-250W | 1000 | L96T8 | L84T8 | E4449
2890 | LEDs | LED, (4) 48", Tandem T8 1-5W | 20 | LT48T8 | LT44T8 | E4450
2891 | LEDs | LED, (4) 48", Tandem T8 6-10W | 40 | LT48T8 | LT44T8 | E4451
2892 | LEDs | LED, (4) 48", Tandem T8 11-15W | 60 | LT48T8 | LT44T8 | E4452
2893 | LEDs | LED, (4) 48", Tandem T8 16-20W | 80 | LT48T8 | LT44T8 | E4453
2894 | LEDs | LED, (4) 48", Tandem T8 21-25W | 100 | LT48T8 | LT44T8 | E4454
2895 | LEDs | LED, (4) 48", Tandem T8 26-30W | 120 | LT48T8 | LT44T8 | E4455
2896 | LEDs | LED, (4) 48", Tandem T8 31-35W | 140 | LT48T8 | LT44T8 | E4456
2897 | LEDs | LED, (4) 48", Tandem T8 36-40W | 160 | LT48T8 | LT44T8 | E4457
2898 | LEDs | LED, (4) 48", Tandem T8 41-45W | 180 | LT48T8 | LT44T8 | E4458
2899 | LEDs | LED, (4) 48", Tandem T8 46-50W | 200 | LT48T8 | LT44T8 | E4459
2900 | LEDs | LED, (4) 48", Tandem T8 51-55W | 220 | LT48T8 | LT44T8 | E4460
2901 | LEDs | LED, (4) 48", Tandem T8 56-60W | 240 | LT48T8 | LT44T8 | E4461
2902 | LEDs | LED, (4) 48", Tandem T8 61-65W | 260 | LT48T8 | LT44T8 | E4462
2903 | LEDs | LED, (4) 48", Tandem T8 66-70W | 280 | LT48T8 | LT44T8 | E4463
2904 | LEDs | LED, (4) 48", Tandem T8 71-75W | 300 | LT48T8 | LT44T8 | E4464
2905 | LEDs | LED, (4) 48", Tandem T8 76-80W | 320 | LT48T8 | LT44T8 | E4465
2906 | LEDs | LED, (4) 48", Tandem T8 81-85W | 340 | LT48T8 | LT44T8 | E4466
2907 | LEDs | LED, (4) 48", Tandem T8 86-90W | 360 | LT48T8 | LT44T8 | E4467
2908 | LEDs | LED, (4) 48", Tandem T8 91-95W | 380 | LT48T8 | LT44T8 | E4468
2909 | LEDs | LED, (4) 48", Tandem T8 96-100W | 400 | LT48T8 | LT44T8 | E4469
2910 | LEDs | LED, (4) 48", Tandem T8 101-105W | 420 | LT48T8 | LT44T8 | E4470
2911 | LEDs | LED, (4) 48", Tandem T8 106-110W | 440 | LT48T8 | LT44T8 | E4471
2912 | LEDs | LED, (4) 48", Tandem T8 111-115W | 460 | LT48T8 | LT44T8 | E4472
2913 | LEDs | LED, (4) 48", Tandem T8 116-120W | 480 | LT48T8 | LT44T8 | E4473
2914 | LEDs | LED, (4) 48", Tandem T8 121-125W | 500 | LT48T8 | LT44T8 | E4474
2915 | LEDs | LED, (4) 48", Tandem T8 126-130W | 520 | LT48T8 | LT44T8 | E4475
2916 | LEDs | LED, (4) 48", Tandem T8 131-135W | 540 | LT48T8 | LT44T8 | E4476
2917 | LEDs | LED, (4) 48", Tandem T8 136-140W | 560 | LT48T8 | LT44T8 | E4477
2918 | LEDs | LED, (4) 48", Tandem T8 141-145W | 580 | LT48T8 | LT44T8 | E4478
2919 | LEDs | LED, (4) 48", Tandem T8 146-150W | 600 | LT48T8 | LT44T8 | E4479
2920 | LEDs | LED, (4) 48", Tandem T8 151-155W | 620 | LT48T8 | LT44T8 | E4480
2921 | LEDs | LED, (4) 48", Tandem T8 156-160W | 640 | LT48T8 | LT44T8 | E4481
2922 | LEDs | LED, (4) 48", Tandem T8 161-165W | 660 | LT48T8 | LT44T8 | E4482
2923 | LEDs | LED, (4) 48", Tandem T8 166-170W | 680 | LT48T8 | LT44T8 | E4483
2924 | LEDs | LED, (4) 48", Tandem T8 171-175W | 700 | LT48T8 | LT44T8 | E4484
2925 | LEDs | LED, (4) 48", Tandem T8 176-180W | 720 | LT48T8 | LT44T8 | E4485
2926 | LEDs | LED, (4) 48", Tandem T8 181-185W | 740 | LT48T8 | LT44T8 | E4486
2927 | LEDs | LED, (4) 48", Tandem T8 186-190W | 760 | LT48T8 | LT44T8 | E4487
2928 | LEDs | LED, (4) 48", Tandem T8 191-195W | 780 | LT48T8 | LT44T8 | E4488
2929 | LEDs | LED, (4) 48", Tandem T8 196-200W | 800 | LT48T8 | LT44T8 | E4489
2930 | LEDs | LED, (4) 48", Tandem T8 201-205W | 820 | LT48T8 | LT44T8 | E4490
2931 | LEDs | LED, (4) 48", Tandem T8 206-210W | 840 | LT48T8 | LT44T8 | E4491
2932 | LEDs | LED, (4) 48", Tandem T8 211-215W | 860 | LT48T8 | LT44T8 | E4492
2933 | LEDs | LED, (4) 48", Tandem T8 216-220W | 880 | LT48T8 | LT44T8 | E4493
2934 | LEDs | LED, (4) 48", Tandem T8 221-225W | 900 | LT48T8 | LT44T8 | E4494
2935 | LEDs | LED, (4) 48", Tandem T8 226-230W | 920 | LT48T8 | LT44T8 | E4495
2936 | LEDs | LED, (4) 48", Tandem T8 231-235W | 940 | LT48T8 | LT44T8 | E4496
2937 | LEDs | LED, (4) 48", Tandem T8 236-240W | 960 | LT48T8 | LT44T8 | E4497
2938 | LEDs | LED, (4) 48", Tandem T8 241-245W | 980 | LT48T8 | LT44T8 | E4498
2939 | LEDs | LED, (4) 48", Tandem T8 246-250W | 1000 | LT48T8 | LT44T8 | E4499
2940 | LEDs | LED HID, 1-5W | 5 | LH5 | LH5 | E4500
2941 | LEDs | LED HID, 6-10W | 10 | LH10 | LH10 | E4501
2942 | LEDs | LED HID, 11-15W | 15 | LH15 | LH15 | E4502
2943 | LEDs | LED HID, 16-20W | 20 | LH20 | LH20 | E4503
2944 | LEDs | LED HID, 21-25W | 25 | LH25 | LH25 | E4504
2945 | LEDs | LED HID, 26-30W | 30 | LH30 | LH30 | E4505
2946 | LEDs | LED HID, 31-35W | 35 | LH35 | LH35 | E4506
2947 | LEDs | LED HID, 36-40W | 40 | LH40 | LH40 | E4507
2948 | LEDs | LED HID, 41-45W | 45 | LH45 | LH45 | E4508
2949 | LEDs | LED HID, 46-50W | 50 | LH50 | LH50 | E4509
2950 | LEDs | LED HID, 51-55W | 55 | LH55 | LH55 | E4510
2951 | LEDs | LED HID, 56-60W | 60 | LH60 | LH60 | E4511
2952 | LEDs | LED HID, 61-65W | 65 | LH65 | LH65 | E4512
2953 | LEDs | LED HID, 66-70W | 70 | LH70 | LH70 | E4513
2954 | LEDs | LED HID, 71-75W | 75 | LH75 | LH75 | E4514
2955 | LEDs | LED HID, 76-80W | 80 | LH80 | LH80 | E4515
2956 | LEDs | LED HID, 81-85W | 85 | LH85 | LH85 | E4516
2957 | LEDs | LED HID, 86-90W | 90 | LH90 | LH90 | E4517
2958 | LEDs | LED HID, 91-95W | 95 | LH95 | LH95 | E4518
2959 | LEDs | LED HID, 96-100W | 100 | LH100 | LH100 | E4519
2960 | LEDs | LED HID, 101-105W | 105 | LH105 | LH105 | E4520
2961 | LEDs | LED HID, 106-110W | 110 | LH110 | LH110 | E4521
2962 | LEDs | LED HID, 111-115W | 115 | LH115 | LH115 | E4522
2963 | LEDs | LED HID, 116-120W | 120 | LH120 | LH120 | E4523
2964 | LEDs | LED HID, 121-125W | 125 | LH125 | LH125 | E4524
2965 | LEDs | LED HID, 126-130W | 130 | LH130 | LH130 | E4525
2966 | LEDs | LED HID, 131-135W | 135 | LH135 | LH135 | E4526
2967 | LEDs | LED HID, 136-140W | 140 | LH140 | LH140 | E4527
2968 | LEDs | LED HID, 141-145W | 145 | LH145 | LH145 | E4528
2969 | LEDs | LED HID, 146-150W | 150 | LH150 | LH150 | E4529
2970 | LEDs | LED HID, 151-155W | 155 | LH155 | LH155 | E4530
2971 | LEDs | LED HID, 156-160W | 160 | LH160 | LH160 | E4531
2972 | LEDs | LED HID, 161-165W | 165 | LH165 | LH165 | E4532
2973 | LEDs | LED HID, 166-170W | 170 | LH170 | LH170 | E4533
2974 | LEDs | LED HID, 171-175W | 175 | LH175 | LH175 | E4534
2975 | LEDs | LED HID, 176-180W | 180 | LH180 | LH180 | E4535
2976 | LEDs | LED HID, 181-185W | 185 | LH185 | LH185 | E4536
2977 | LEDs | LED HID, 186-190W | 190 | LH190 | LH190 | E4537
2978 | LEDs | LED HID, 191-195W | 195 | LH195 | LH195 | E4538
2979 | LEDs | LED HID, 196-200W | 200 | LH200 | LH200 | E4539
2980 | LEDs | LED HID, 201-205W | 205 | LH205 | LH205 | E4540
2981 | LEDs | LED HID, 206-210W | 210 | LH210 | LH210 | E4541
2982 | LEDs | LED HID, 211-215W | 215 | LH215 | LH215 | E4542
2983 | LEDs | LED HID, 216-220W | 220 | LH220 | LH220 | E4543
2984 | LEDs | LED HID, 221-225W | 225 | LH225 | LH225 | E4544
2985 | LEDs | LED HID, 226-230W | 230 | LH230 | LH230 | E4545
2986 | LEDs | LED HID, 231-235W | 235 | LH235 | LH235 | E4546
2987 | LEDs | LED HID, 236-240W | 240 | LH240 | LH240 | E4547
2988 | LEDs | LED HID, 241-245W | 245 | LH245 | LH245 | E4548
2989 | LEDs | LED HID, 246-250W | 250 | LH250 | LH250 | E4549
2990 | LEDs | LED Exit, 1-5W | 5 | LE5 | LE5 | E4550
2991 | LEDs | LED Exit, 6-10W | 10 | LE10 | LE10 | E4551
2992 | LEDs | LED Exit, 11-15W | 15 | LE15 | LE15 | E4552
2993 | LEDs | LED Exit, 16-20W | 20 | LE20 | LE20 | E4553
2994 | LEDs | LED Exit, 21-25W | 25 | LE25 | LE25 | E4554
2995 | LEDs | LED 2-pin (1), 1-5W | 5 | L2P5 | L2P5/1 | E4555
2996 | LEDs | LED 2-pin (1), 6-10W | 10 | L2P10 | L2P10/1 | E4556
2997 | LEDs | LED 2-pin (1), 11-15W | 15 | L2P15 | L2P15/1 | E4557
2998 | LEDs | LED 2-pin (1), 16-20W | 20 | L2P20 | L2P20/1 | E4558
2999 | LEDs | LED 2-pin (1), 21-25W | 25 | L2P25 | L2P25/1 | E4559
3000 | LEDs | LED 2-pin (1), 26-30W | 30 | L2P30 | L2P30/1 | E4560
3001 | LEDs | LED 2-pin (1), 31-35W | 35 | L2P35 | L2P35/1 | E4561
3002 | LEDs | LED 2-pin (1), 36-40W | 40 | L2P40 | L2P40/1 | E4562
3003 | LEDs | LED 2-pin (1), 41-45W | 45 | L2P45 | L2P45/1 | E4563
3004 | LEDs | LED 2-pin (1), 46-50W | 50 | L2P50 | L2P50/1 | E4564
3005 | LEDs | LED 2-pin (1), 51-55W | 55 | L2P55 | L2P55/1 | E4565
3006 | LEDs | LED 2-pin (1), 56-60W | 60 | L2P60 | L2P60/1 | E4566
3007 | LEDs | LED 2-pin (1), 61-65W | 65 | L2P65 | L2P65/1 | E4567
3008 | LEDs | LED 2-pin (1), 66-70W | 70 | L2P70 | L2P70/1 | E4568
3009 | LEDs | LED 2-pin (1), 71-75W | 75 | L2P75 | L2P75/1 | E4569
3010 | LEDs | LED 2-pin (1), 76-80W | 80 | L2P80 | L2P80/1 | E4570
3011 | LEDs | LED 2-pin (1), 81-85W | 85 | L2P85 | L2P85/1 | E4571
3012 | LEDs | LED 2-pin (1), 86-90W | 90 | L2P90 | L2P90/1 | E4572
3013 | LEDs | LED 2-pin (1), 91-95W | 95 | L2P95 | L2P95/1 | E4573
3014 | LEDs | LED 2-pin (1), 96-100W | 100 | L2P100 | L2P100/1 | E4574
3015 | LEDs | LED 2-pin (1), 101-105W | 105 | L2P105 | L2P105/1 | E4575
3016 | LEDs | LED 2-pin (1), 106-110W | 110 | L2P110 | L2P110/1 | E4576
3017 | LEDs | LED 2-pin (1), 111-115W | 115 | L2P115 | L2P115/1 | E4577
3018 | LEDs | LED 2-pin (1), 116-120W | 120 | L2P120 | L2P120/1 | E4578
3019 | LEDs | LED 2-pin (1), 121-125W | 125 | L2P125 | L2P125/1 | E4579
3020 | LEDs | LED 2-pin (1), 126-130W | 130 | L2P130 | L2P130/1 | E4580
3021 | LEDs | LED 2-pin (1), 131-135W | 135 | L2P135 | L2P135/1 | E4581
3022 | LEDs | LED 2-pin (1), 136-140W | 140 | L2P140 | L2P140/1 | E4582
3023 | LEDs | LED 2-pin (1), 141-145W | 145 | L2P145 | L2P145/1 | E4583
3024 | LEDs | LED 2-pin (1), 146-150W | 150 | L2P150 | L2P150/1 | E4584
3025 | LEDs | LED 2-pin (1), 151-155W | 155 | L2P155 | L2P155/1 | E4585
3026 | LEDs | LED 2-pin (1), 156-160W | 160 | L2P160 | L2P160/1 | E4586
3027 | LEDs | LED 2-pin (1), 161-165W | 165 | L2P165 | L2P165/1 | E4587
3028 | LEDs | LED 2-pin (1), 166-170W | 170 | L2P170 | L2P170/1 | E4588
3029 | LEDs | LED 2-pin (1), 171-175W | 175 | L2P175 | L2P175/1 | E4589
3030 | LEDs | LED 2-pin (1), 176-180W | 180 | L2P180 | L2P180/1 | E4590
3031 | LEDs | LED 2-pin (1), 181-185W | 185 | L2P185 | L2P185/1 | E4591
3032 | LEDs | LED 2-pin (1), 186-190W | 190 | L2P190 | L2P190/1 | E4592
3033 | LEDs | LED 2-pin (1), 191-195W | 195 | L2P195 | L2P195/1 | E4593
3034 | LEDs | LED 2-pin (1), 196-200W | 200 | L2P200 | L2P200/1 | E4594
3035 | LEDs | LED 2-pin (1), 201-205W | 205 | L2P205 | L2P205/1 | E4595
3036 | LEDs | LED 2-pin (1), 206-210W | 210 | L2P210 | L2P210/1 | E4596
3037 | LEDs | LED 2-pin (1), 211-215W | 215 | L2P215 | L2P215/1 | E4597
3038 | LEDs | LED 2-pin (1), 216-220W | 220 | L2P220 | L2P220/1 | E4598
3039 | LEDs | LED 2-pin (1), 221-225W | 225 | L2P225 | L2P225/1 | E4599
3040 | LEDs | LED 2-pin (1), 226-230W | 230 | L2P230 | L2P230/1 | E4600
3041 | LEDs | LED 2-pin (1), 231-235W | 235 | L2P235 | L2P235/1 | E4601
3042 | LEDs | LED 2-pin (1), 236-240W | 240 | L2P240 | L2P240/1 | E4602
3043 | LEDs | LED 2-pin (1), 241-245W | 245 | L2P245 | L2P245/1 | E4603
3044 | LEDs | LED 2-pin (1), 246-250W | 250 | L2P250 | L2P250/1 | E4604
3045 | LEDs | LED 2-pin (2), 1-5W | 10 | L2P5 | L2P5/2 | E4605
3046 | LEDs | LED 2-pin (2), 6-10W | 20 | L2P10 | L2P10/2 | E4606
3047 | LEDs | LED 2-pin (2), 11-15W | 30 | L2P15 | L2P15/2 | E4607
3048 | LEDs | LED 2-pin (2), 16-20W | 40 | L2P20 | L2P20/2 | E4608
3049 | LEDs | LED 2-pin (2), 21-25W | 50 | L2P25 | L2P25/2 | E4609
3050 | LEDs | LED 2-pin (2), 26-30W | 60 | L2P30 | L2P30/2 | E4610
3051 | LEDs | LED 2-pin (2), 31-35W | 70 | L2P35 | L2P35/2 | E4611
3052 | LEDs | LED 2-pin (2), 36-40W | 80 | L2P40 | L2P40/2 | E4612
3053 | LEDs | LED 2-pin (2), 41-45W | 90 | L2P45 | L2P45/2 | E4613
3054 | LEDs | LED 2-pin (2), 46-50W | 100 | L2P50 | L2P50/2 | E4614
3055 | LEDs | LED 2-pin (2), 51-55W | 110 | L2P55 | L2P55/2 | E4615
3056 | LEDs | LED 2-pin (2), 56-60W | 120 | L2P60 | L2P60/2 | E4616
3057 | LEDs | LED 2-pin (2), 61-65W | 130 | L2P65 | L2P65/2 | E4617
3058 | LEDs | LED 2-pin (2), 66-70W | 140 | L2P70 | L2P70/2 | E4618
3059 | LEDs | LED 2-pin (2), 71-75W | 150 | L2P75 | L2P75/2 | E4619
3060 | LEDs | LED 2-pin (2), 76-80W | 160 | L2P80 | L2P80/2 | E4620
3061 | LEDs | LED 2-pin (2), 81-85W | 170 | L2P85 | L2P85/2 | E4621
3062 | LEDs | LED 2-pin (2), 86-90W | 180 | L2P90 | L2P90/2 | E4622
3063 | LEDs | LED 2-pin (2), 91-95W | 190 | L2P95 | L2P95/2 | E4623
3064 | LEDs | LED 2-pin (2), 96-100W | 200 | L2P100 | L2P100/2 | E4624
3065 | LEDs | LED 2-pin (2), 101-105W | 210 | L2P105 | L2P105/2 | E4625
3066 | LEDs | LED 2-pin (2), 106-110W | 220 | L2P110 | L2P110/2 | E4626
3067 | LEDs | LED 2-pin (2), 111-115W | 230 | L2P115 | L2P115/2 | E4627
3068 | LEDs | LED 2-pin (2), 116-120W | 240 | L2P120 | L2P120/2 | E4628
3069 | LEDs | LED 2-pin (2), 121-125W | 250 | L2P125 | L2P125/2 | E4629
3070 | LEDs | LED 2-pin (2), 126-130W | 260 | L2P130 | L2P130/2 | E4630
3071 | LEDs | LED 2-pin (2), 131-135W | 270 | L2P135 | L2P135/2 | E4631
3072 | LEDs | LED 2-pin (2), 136-140W | 280 | L2P140 | L2P140/2 | E4632
3073 | LEDs | LED 2-pin (2), 141-145W | 290 | L2P145 | L2P145/2 | E4633
3074 | LEDs | LED 2-pin (2), 146-150W | 300 | L2P150 | L2P150/2 | E4634
3075 | LEDs | LED 2-pin (2), 151-155W | 310 | L2P155 | L2P155/2 | E4635
3076 | LEDs | LED 2-pin (2), 156-160W | 320 | L2P160 | L2P160/2 | E4636
3077 | LEDs | LED 2-pin (2), 161-165W | 330 | L2P165 | L2P165/2 | E4637
3078 | LEDs | LED 2-pin (2), 166-170W | 340 | L2P170 | L2P170/2 | E4638
3079 | LEDs | LED 2-pin (2), 171-175W | 350 | L2P175 | L2P175/2 | E4639
3080 | LEDs | LED 2-pin (2), 176-180W | 360 | L2P180 | L2P180/2 | E4640
3081 | LEDs | LED 2-pin (2), 181-185W | 370 | L2P185 | L2P185/2 | E4641
3082 | LEDs | LED 2-pin (2), 186-190W | 380 | L2P190 | L2P190/2 | E4642
3083 | LEDs | LED 2-pin (2), 191-195W | 390 | L2P195 | L2P195/2 | E4643
3084 | LEDs | LED 2-pin (2), 196-200W | 400 | L2P200 | L2P200/2 | E4644
3085 | LEDs | LED 2-pin (2), 201-205W | 410 | L2P205 | L2P205/2 | E4645
3086 | LEDs | LED 2-pin (2), 206-210W | 420 | L2P210 | L2P210/2 | E4646
3087 | LEDs | LED 2-pin (2), 211-215W | 430 | L2P215 | L2P215/2 | E4647
3088 | LEDs | LED 2-pin (2), 216-220W | 440 | L2P220 | L2P220/2 | E4648
3089 | LEDs | LED 2-pin (2), 221-225W | 450 | L2P225 | L2P225/2 | E4649
3090 | LEDs | LED 2-pin (2), 226-230W | 460 | L2P230 | L2P230/2 | E4650
3091 | LEDs | LED 2-pin (2), 231-235W | 470 | L2P235 | L2P235/2 | E4651
3092 | LEDs | LED 2-pin (2), 236-240W | 480 | L2P240 | L2P240/2 | E4652
3093 | LEDs | LED 2-pin (2), 241-245W | 490 | L2P245 | L2P245/2 | E4653
3094 | LEDs | LED 2-pin (2), 246-250W | 500 | L2P250 | L2P250/2 | E4654
3095 | LEDs | LED 4-pin (1), 1-5W | 5 | L4P5 | L4P5/1 | E4655
3096 | LEDs | LED 4-pin (1), 6-10W | 10 | L4P10 | L4P10/1 | E4656
3097 | LEDs | LED 4-pin (1), 11-15W | 15 | L4P15 | L4P15/1 | E4657
3098 | LEDs | LED 4-pin (1), 16-20W | 20 | L4P20 | L4P20/1 | E4658
3099 | LEDs | LED 4-pin (1), 21-25W | 25 | L4P25 | L4P25/1 | E4659
3100 | LEDs | LED 4-pin (1), 26-30W | 30 | L4P30 | L4P30/1 | E4660
3101 | LEDs | LED 4-pin (1), 31-35W | 35 | L4P35 | L4P35/1 | E4661
3102 | LEDs | LED 4-pin (1), 36-40W | 40 | L4P40 | L4P40/1 | E4662
3103 | LEDs | LED 4-pin (1), 41-45W | 45 | L4P45 | L4P45/1 | E4663
3104 | LEDs | LED 4-pin (1), 46-50W | 50 | L4P50 | L4P50/1 | E4664
3105 | LEDs | LED 4-pin (1), 51-55W | 55 | L4P55 | L4P55/1 | E4665
3106 | LEDs | LED 4-pin (1), 56-60W | 60 | L4P60 | L4P60/1 | E4666
3107 | LEDs | LED 4-pin (1), 61-65W | 65 | L4P65 | L4P65/1 | E4667
3108 | LEDs | LED 4-pin (1), 66-70W | 70 | L4P70 | L4P70/1 | E4668
3109 | LEDs | LED 4-pin (1), 71-75W | 75 | L4P75 | L4P75/1 | E4669
3110 | LEDs | LED 4-pin (1), 76-80W | 80 | L4P80 | L4P80/1 | E4670
3111 | LEDs | LED 4-pin (1), 81-85W | 85 | L4P85 | L4P85/1 | E4671
3112 | LEDs | LED 4-pin (1), 86-90W | 90 | L4P90 | L4P90/1 | E4672
3113 | LEDs | LED 4-pin (1), 91-95W | 95 | L4P95 | L4P95/1 | E4673
3114 | LEDs | LED 4-pin (1), 96-100W | 100 | L4P100 | L4P100/1 | E4674
3115 | LEDs | LED 4-pin (1), 101-105W | 105 | L4P105 | L4P105/1 | E4675
3116 | LEDs | LED 4-pin (1), 106-110W | 110 | L4P110 | L4P110/1 | E4676
3117 | LEDs | LED 4-pin (1), 111-115W | 115 | L4P115 | L4P115/1 | E4677
3118 | LEDs | LED 4-pin (1), 116-120W | 120 | L4P120 | L4P120/1 | E4678
3119 | LEDs | LED 4-pin (1), 121-125W | 125 | L4P125 | L4P125/1 | E4679
3120 | LEDs | LED 4-pin (1), 126-130W | 130 | L4P130 | L4P130/1 | E4680
3121 | LEDs | LED 4-pin (1), 131-135W | 135 | L4P135 | L4P135/1 | E4681
3122 | LEDs | LED 4-pin (1), 136-140W | 140 | L4P140 | L4P140/1 | E4682
3123 | LEDs | LED 4-pin (1), 141-145W | 145 | L4P145 | L4P145/1 | E4683
3124 | LEDs | LED 4-pin (1), 146-150W | 150 | L4P150 | L4P150/1 | E4684
3125 | LEDs | LED 4-pin (1), 151-155W | 155 | L4P155 | L4P155/1 | E4685
3126 | LEDs | LED 4-pin (1), 156-160W | 160 | L4P160 | L4P160/1 | E4686
3127 | LEDs | LED 4-pin (1), 161-165W | 165 | L4P165 | L4P165/1 | E4687
3128 | LEDs | LED 4-pin (1), 166-170W | 170 | L4P170 | L4P170/1 | E4688
3129 | LEDs | LED 4-pin (1), 171-175W | 175 | L4P175 | L4P175/1 | E4689
3130 | LEDs | LED 4-pin (1), 176-180W | 180 | L4P180 | L4P180/1 | E4690
3131 | LEDs | LED 4-pin (1), 181-185W | 185 | L4P185 | L4P185/1 | E4691
3132 | LEDs | LED 4-pin (1), 186-190W | 190 | L4P190 | L4P190/1 | E4692
3133 | LEDs | LED 4-pin (1), 191-195W | 195 | L4P195 | L4P195/1 | E4693
3134 | LEDs | LED 4-pin (1), 196-200W | 200 | L4P200 | L4P200/1 | E4694
3135 | LEDs | LED 4-pin (1), 201-205W | 205 | L4P205 | L4P205/1 | E4695
3136 | LEDs | LED 4-pin (1), 206-210W | 210 | L4P210 | L4P210/1 | E4696
3137 | LEDs | LED 4-pin (1), 211-215W | 215 | L4P215 | L4P215/1 | E4697
3138 | LEDs | LED 4-pin (1), 216-220W | 220 | L4P220 | L4P220/1 | E4698
3139 | LEDs | LED 4-pin (1), 221-225W | 225 | L4P225 | L4P225/1 | E4699
3140 | LEDs | LED 4-pin (1), 226-230W | 230 | L4P230 | L4P230/1 | E4700
3141 | LEDs | LED 4-pin (1), 231-235W | 235 | L4P235 | L4P235/1 | E4701
3142 | LEDs | LED 4-pin (1), 236-240W | 240 | L4P240 | L4P240/1 | E4702
3143 | LEDs | LED 4-pin (1), 241-245W | 245 | L4P245 | L4P245/1 | E4703
3144 | LEDs | LED 4-pin (1), 246-250W | 250 | L4P250 | L4P250/1 | E4704
3145 | LEDs | LED 4-pin (2), 1-5W | 10 | L4P5 | L4P5/2 | E4705
3146 | LEDs | LED 4-pin (2), 6-10W | 20 | L4P10 | L4P10/2 | E4706
3147 | LEDs | LED 4-pin (2), 11-15W | 30 | L4P15 | L4P15/2 | E4707
3148 | LEDs | LED 4-pin (2), 16-20W | 40 | L4P20 | L4P20/2 | E4708
3149 | LEDs | LED 4-pin (2), 21-25W | 50 | L4P25 | L4P25/2 | E4709
3150 | LEDs | LED 4-pin (2), 26-30W | 60 | L4P30 | L4P30/2 | E4710
3151 | LEDs | LED 4-pin (2), 31-35W | 70 | L4P35 | L4P35/2 | E4711
3152 | LEDs | LED 4-pin (2), 36-40W | 80 | L4P40 | L4P40/2 | E4712
3153 | LEDs | LED 4-pin (2), 41-45W | 90 | L4P45 | L4P45/2 | E4713
3154 | LEDs | LED 4-pin (2), 46-50W | 100 | L4P50 | L4P50/2 | E4714
3155 | LEDs | LED 4-pin (2), 51-55W | 110 | L4P55 | L4P55/2 | E4715
3156 | LEDs | LED 4-pin (2), 56-60W | 120 | L4P60 | L4P60/2 | E4716
3157 | LEDs | LED 4-pin (2), 61-65W | 130 | L4P65 | L4P65/2 | E4717
3158 | LEDs | LED 4-pin (2), 66-70W | 140 | L4P70 | L4P70/2 | E4718
3159 | LEDs | LED 4-pin (2), 71-75W | 150 | L4P75 | L4P75/2 | E4719
3160 | LEDs | LED 4-pin (2), 76-80W | 160 | L4P80 | L4P80/2 | E4720
3161 | LEDs | LED 4-pin (2), 81-85W | 170 | L4P85 | L4P85/2 | E4721
3162 | LEDs | LED 4-pin (2), 86-90W | 180 | L4P90 | L4P90/2 | E4722
3163 | LEDs | LED 4-pin (2), 91-95W | 190 | L4P95 | L4P95/2 | E4723
3164 | LEDs | LED 4-pin (2), 96-100W | 200 | L4P100 | L4P100/2 | E4724
3165 | LEDs | LED 4-pin (2), 101-105W | 210 | L4P105 | L4P105/2 | E4725
3166 | LEDs | LED 4-pin (2), 106-110W | 220 | L4P110 | L4P110/2 | E4726
3167 | LEDs | LED 4-pin (2), 111-115W | 230 | L4P115 | L4P115/2 | E4727
3168 | LEDs | LED 4-pin (2), 116-120W | 240 | L4P120 | L4P120/2 | E4728
3169 | LEDs | LED 4-pin (2), 121-125W | 250 | L4P125 | L4P125/2 | E4729
3170 | LEDs | LED 4-pin (2), 126-130W | 260 | L4P130 | L4P130/2 | E4730
3171 | LEDs | LED 4-pin (2), 131-135W | 270 | L4P135 | L4P135/2 | E4731
3172 | LEDs | LED 4-pin (2), 136-140W | 280 | L4P140 | L4P140/2 | E4732
3173 | LEDs | LED 4-pin (2), 141-145W | 290 | L4P145 | L4P145/2 | E4733
3174 | LEDs | LED 4-pin (2), 146-150W | 300 | L4P150 | L4P150/2 | E4734
3175 | LEDs | LED 4-pin (2), 151-155W | 310 | L4P155 | L4P155/2 | E4735
3176 | LEDs | LED 4-pin (2), 156-160W | 320 | L4P160 | L4P160/2 | E4736
3177 | LEDs | LED 4-pin (2), 161-165W | 330 | L4P165 | L4P165/2 | E4737
3178 | LEDs | LED 4-pin (2), 166-170W | 340 | L4P170 | L4P170/2 | E4738
3179 | LEDs | LED 4-pin (2), 171-175W | 350 | L4P175 | L4P175/2 | E4739
3180 | LEDs | LED 4-pin (2), 176-180W | 360 | L4P180 | L4P180/2 | E4740
3181 | LEDs | LED 4-pin (2), 181-185W | 370 | L4P185 | L4P185/2 | E4741
3182 | LEDs | LED 4-pin (2), 186-190W | 380 | L4P190 | L4P190/2 | E4742
3183 | LEDs | LED 4-pin (2), 191-195W | 390 | L4P195 | L4P195/2 | E4743
3184 | LEDs | LED 4-pin (2), 196-200W | 400 | L4P200 | L4P200/2 | E4744
3185 | LEDs | LED 4-pin (2), 201-205W | 410 | L4P205 | L4P205/2 | E4745
3186 | LEDs | LED 4-pin (2), 206-210W | 420 | L4P210 | L4P210/2 | E4746
3187 | LEDs | LED 4-pin (2), 211-215W | 430 | L4P215 | L4P215/2 | E4747
3188 | LEDs | LED 4-pin (2), 216-220W | 440 | L4P220 | L4P220/2 | E4748
3189 | LEDs | LED 4-pin (2), 221-225W | 450 | L4P225 | L4P225/2 | E4749
3190 | LEDs | LED 4-pin (2), 226-230W | 460 | L4P230 | L4P230/2 | E4750
3191 | LEDs | LED 4-pin (2), 231-235W | 470 | L4P235 | L4P235/2 | E4751
3192 | LEDs | LED 4-pin (2), 236-240W | 480 | L4P240 | L4P240/2 | E4752
3193 | LEDs | LED 4-pin (2), 241-245W | 490 | L4P245 | L4P245/2 | E4753
3194 | LEDs | LED 4-pin (2), 246-250W | 500 | L4P250 | L4P250/2 | E4754
3195 | LEDs | LED Spiral (1), 1-5W | 5 | LS5 | LS5/1 | E4755
3196 | LEDs | LED Spiral (1), 6-10W | 10 | LS10 | LS10/1 | E4756
3197 | LEDs | LED Spiral (1), 11-15W | 15 | LS15 | LS15/1 | E4757
3198 | LEDs | LED Spiral (1), 16-20W | 20 | LS20 | LS20/1 | E4758
3199 | LEDs | LED Spiral (1), 21-25W | 25 | LS25 | LS25/1 | E4759
3200 | LEDs | LED Spiral (1), 26-30W | 30 | LS30 | LS30/1 | E4760
3201 | LEDs | LED Spiral (1), 31-35W | 35 | LS35 | LS35/1 | E4761
3202 | LEDs | LED Spiral (1), 36-40W | 40 | LS40 | LS40/1 | E4762
3203 | LEDs | LED Spiral (1), 41-45W | 45 | LS45 | LS45/1 | E4763
3204 | LEDs | LED Spiral (1), 46-50W | 50 | LS50 | LS50/1 | E4764
3205 | LEDs | LED Spiral (1), 51-55W | 55 | LS55 | LS55/1 | E4765
3206 | LEDs | LED Spiral (1), 56-60W | 60 | LS60 | LS60/1 | E4766
3207 | LEDs | LED Spiral (1), 61-65W | 65 | LS65 | LS65/1 | E4767
3208 | LEDs | LED Spiral (1), 66-70W | 70 | LS70 | LS70/1 | E4768
3209 | LEDs | LED Spiral (1), 71-75W | 75 | LS75 | LS75/1 | E4769
3210 | LEDs | LED Spiral (1), 76-80W | 80 | LS80 | LS80/1 | E4770
3211 | LEDs | LED Spiral (1), 81-85W | 85 | LS85 | LS85/1 | E4771
3212 | LEDs | LED Spiral (1), 86-90W | 90 | LS90 | LS90/1 | E4772
3213 | LEDs | LED Spiral (1), 91-95W | 95 | LS95 | LS95/1 | E4773
3214 | LEDs | LED Spiral (1), 96-100W | 100 | LS100 | LS100/1 | E4774
3215 | LEDs | LED Spiral (1), 101-105W | 105 | LS105 | LS105/1 | E4775
3216 | LEDs | LED Spiral (1), 106-110W | 110 | LS110 | LS110/1 | E4776
3217 | LEDs | LED Spiral (1), 111-115W | 115 | LS115 | LS115/1 | E4777
3218 | LEDs | LED Spiral (1), 116-120W | 120 | LS120 | LS120/1 | E4778
3219 | LEDs | LED Spiral (1), 121-125W | 125 | LS125 | LS125/1 | E4779
3220 | LEDs | LED Spiral (1), 126-130W | 130 | LS130 | LS130/1 | E4780
3221 | LEDs | LED Spiral (1), 131-135W | 135 | LS135 | LS135/1 | E4781
3222 | LEDs | LED Spiral (1), 136-140W | 140 | LS140 | LS140/1 | E4782
3223 | LEDs | LED Spiral (1), 141-145W | 145 | LS145 | LS145/1 | E4783
3224 | LEDs | LED Spiral (1), 146-150W | 150 | LS150 | LS150/1 | E4784
3225 | LEDs | LED Spiral (1), 151-155W | 155 | LS155 | LS155/1 | E4785
3226 | LEDs | LED Spiral (1), 156-160W | 160 | LS160 | LS160/1 | E4786
3227 | LEDs | LED Spiral (1), 161-165W | 165 | LS165 | LS165/1 | E4787
3228 | LEDs | LED Spiral (1), 166-170W | 170 | LS170 | LS170/1 | E4788
3229 | LEDs | LED Spiral (1), 171-175W | 175 | LS175 | LS175/1 | E4789
3230 | LEDs | LED Spiral (1), 176-180W | 180 | LS180 | LS180/1 | E4790
3231 | LEDs | LED Spiral (1), 181-185W | 185 | LS185 | LS185/1 | E4791
3232 | LEDs | LED Spiral (1), 186-190W | 190 | LS190 | LS190/1 | E4792
3233 | LEDs | LED Spiral (1), 191-195W | 195 | LS195 | LS195/1 | E4793
3234 | LEDs | LED Spiral (1), 196-200W | 200 | LS200 | LS200/1 | E4794
3235 | LEDs | LED Spiral (1), 201-205W | 205 | LS205 | LS205/1 | E4795
3236 | LEDs | LED Spiral (1), 206-210W | 210 | LS210 | LS210/1 | E4796
3237 | LEDs | LED Spiral (1), 211-215W | 215 | LS215 | LS215/1 | E4797
3238 | LEDs | LED Spiral (1), 216-220W | 220 | LS220 | LS220/1 | E4798
3239 | LEDs | LED Spiral (1), 221-225W | 225 | LS225 | LS225/1 | E4799
3240 | LEDs | LED Spiral (1), 226-230W | 230 | LS230 | LS230/1 | E4800
3241 | LEDs | LED Spiral (1), 231-235W | 235 | LS235 | LS235/1 | E4801
3242 | LEDs | LED Spiral (1), 236-240W | 240 | LS240 | LS240/1 | E4802
3243 | LEDs | LED Spiral (1), 241-245W | 245 | LS245 | LS245/1 | E4803
3244 | LEDs | LED Spiral (1), 246-250W | 250 | LS250 | LS250/1 | E4804
3245 | LEDs | LED Flat Panel, 1-5W | 5 | LFP5 | LFP5/1 | E4805
3246 | LEDs | LED Flat Panel, 6-10W | 10 | LFP10 | LFP10/1 | E4806
3247 | LEDs | LED Flat Panel, 11-15W | 15 | LFP15 | LFP15/1 | E4807
3248 | LEDs | LED Flat Panel, 16-20W | 20 | LFP20 | LFP20/1 | E4808
3249 | LEDs | LED Flat Panel, 21-25W | 25 | LFP25 | LFP25/1 | E4809
3250 | LEDs | LED Flat Panel, 26-30W | 30 | LFP30 | LFP30/1 | E4810
3251 | LEDs | LED Flat Panel, 31-35W | 35 | LFP35 | LFP35/1 | E4811
3252 | LEDs | LED Flat Panel, 36-40W | 40 | LFP40 | LFP40/1 | E4812
3253 | LEDs | LED Flat Panel, 41-45W | 45 | LFP45 | LFP45/1 | E4813
3254 | LEDs | LED Flat Panel, 46-50W | 50 | LFP50 | LFP50/1 | E4814
3255 | LEDs | LED Flat Panel, 51-55W | 55 | LFP55 | LFP55/1 | E4815
3256 | LEDs | LED Flat Panel, 56-60W | 60 | LFP60 | LFP60/1 | E4816
3257 | LEDs | LED Flat Panel, 61-65W | 65 | LFP65 | LFP65/1 | E4817
3258 | LEDs | LED Flat Panel, 66-70W | 70 | LFP70 | LFP70/1 | E4818
3259 | LEDs | LED Flat Panel, 71-75W | 75 | LFP75 | LFP75/1 | E4819
3260 | LEDs | LED Flat Panel, 76-80W | 80 | LFP80 | LFP80/1 | E4820
3261 | LEDs | LED Flat Panel, 81-85W | 85 | LFP85 | LFP85/1 | E4821
3262 | LEDs | LED Flat Panel, 86-90W | 90 | LFP90 | LFP90/1 | E4822
3263 | LEDs | LED Flat Panel, 91-95W | 95 | LFP95 | LFP95/1 | E4823
3264 | LEDs | LED Flat Panel, 96-100W | 100 | LFP100 | LFP100/1 | E4824
3265 | LEDs | LED Flat Panel, 101-105W | 105 | LFP105 | LFP105/1 | E4825
3266 | LEDs | LED Flat Panel, 106-110W | 110 | LFP110 | LFP110/1 | E4826
3267 | LEDs | LED Flat Panel, 111-115W | 115 | LFP115 | LFP115/1 | E4827
3268 | LEDs | LED Flat Panel, 116-120W | 120 | LFP120 | LFP120/1 | E4828
3269 | LEDs | LED Flat Panel, 121-125W | 125 | LFP125 | LFP125/1 | E4829
3270 | LEDs | LED Flat Panel, 126-130W | 130 | LFP130 | LFP130/1 | E4830
3271 | LEDs | LED Flat Panel, 131-135W | 135 | LFP135 | LFP135/1 | E4831
3272 | LEDs | LED Flat Panel, 136-140W | 140 | LFP140 | LFP140/1 | E4832
3273 | LEDs | LED Flat Panel, 141-145W | 145 | LFP145 | LFP145/1 | E4833
3274 | LEDs | LED Flat Panel, 146-150W | 150 | LFP150 | LFP150/1 | E4834
3275 | LEDs | LED Flat Panel, 151-155W | 155 | LFP155 | LFP155/1 | E4835
3276 | LEDs | LED Flat Panel, 156-160W | 160 | LFP160 | LFP160/1 | E4836
3277 | LEDs | LED Flat Panel, 161-165W | 165 | LFP165 | LFP165/1 | E4837
3278 | LEDs | LED Flat Panel, 166-170W | 170 | LFP170 | LFP170/1 | E4838
3279 | LEDs | LED Flat Panel, 171-175W | 175 | LFP175 | LFP175/1 | E4839
3280 | LEDs | LED Flat Panel, 176-180W | 180 | LFP180 | LFP180/1 | E4840
3281 | LEDs | LED Flat Panel, 181-185W | 185 | LFP185 | LFP185/1 | E4841
3282 | LEDs | LED Flat Panel, 186-190W | 190 | LFP190 | LFP190/1 | E4842
3283 | LEDs | LED Flat Panel, 191-195W | 195 | LFP195 | LFP195/1 | E4843
3284 | LEDs | LED Flat Panel, 196-200W | 200 | LFP200 | LFP200/1 | E4844
3285 | LEDs | LED Flat Panel, 201-205W | 205 | LFP205 | LFP205/1 | E4845
3286 | LEDs | LED Flat Panel, 206-210W | 210 | LFP210 | LFP210/1 | E4846
3287 | LEDs | LED Flat Panel, 211-215W | 215 | LFP215 | LFP215/1 | E4847
3288 | LEDs | LED Flat Panel, 216-220W | 220 | LFP220 | LFP220/1 | E4848
3289 | LEDs | LED Flat Panel, 221-225W | 225 | LFP225 | LFP225/1 | E4849
3290 | LEDs | LED Flat Panel, 226-230W | 230 | LFP230 | LFP230/1 | E4850
3291 | LEDs | LED Flat Panel, 231-235W | 235 | LFP235 | LFP235/1 | E4851
3292 | LEDs | LED Flat Panel, 236-240W | 240 | LFP240 | LFP240/1 | E4852
3293 | LEDs | LED Flat Panel, 241-245W | 245 | LFP245 | LFP245/1 | E4853
3294 | LEDs | LED Flat Panel, 246-250W | 250 | LFP250 | LFP250/1 | E4854

## Lighting
[40 empty] | HIDE | HIDE | HIDE | HIDE | HIDE | HIDE | HIDE | HIDE | HIDE | HIDE | HIDE | HIDE | HIDE | HIDE | HIDE | HIDE | HIDE | HIDE | HIDE | HIDE | HIDE | HIDE | HIDE | HIDE | HIDE | HIDE | HIDE | HIDE | HIDE | HIDE | HIDE | HIDE | HIDE | HIDE | HIDE | HIDE | HIDE | HIDE | HIDE | HIDE | HIDE | HIDE | HIDE | HIDE | HIDE | HIDE | HIDE | HIDE | HIDE | HIDE | HIDE
Lighting | [70 empty] | Lighting Project Cost | Lighting Uncapped Incentive ($) | Lighting Final Incentive ($) | Lighting Savings (kWh) | Lighting Summer Demand (kW) | Lighting Winter Demand (kW) | Lighting Equipment Cost | Lighting Fossil Fuel Penalty (Therms) | Lighting Lifetime GHG Savings (MTCO2e) | Lighting Quantity | Controls Project Cost | Controls Uncapped Incentive ($) | Controls Final Incentive ($) | Controls Savings (kWh) | Controls Summer Demand (kW) | Controls Winter Demand (kW) | Controls Equipment Cost | Controls Fossil Fuel Penalty (Therms) | Controls Lifetime GHG Savings (MTCO2e) | Controls Quantity | DIY Project Cost | DIY Uncapped Incentive ($) | DIY Final Incentive ($) | DIY Savings (kWh) | DIY Summer Demand (kW) | DIY Winter Demand (kW) | DIY Equipment Cost | DIY Fossil Fuel Penalty (Therms) | DIY Lifetime GHG Savings (MTCO2e) | DIY Quantity | TLED Project Cost | TLED Uncapped Incentive ($) | TLED Final Incentive ($) | TLED Savings (kWh) | TLED Summer Demand (kW) | TLED Winter Demand (kW) | TLED Equipment Cost | TLED Fossil Fuel Penalty (Therms) | TLED Lifetime GHG Savings (MTCO2e) | TLED Quantity
This measure documents savings associated with the installation of new lighting fixtures and lamps | [70 empty] | 0 | 0 | 0 | 0 | 0 | 0 | 0 | 0 | 0 | 0 | 0 | 0 | 0 | 0 | 0 | 0 | 0 | 0 | 0 | 0 | 0 | 0 | 0 | 0 | 0 | 0 | 0 | 0 | 0 | 0 | 0 | 0 | 0 | 0 | 0 | 0 | 0 | 0 | 0 | 0
Row |  | Location | Ceiling Height (feet) | Interior or Exterior Lighting? | Exterior ECM (Select the drop down ONLY if you select exterior) | Facility Type | Space Type ( If Space Type not applicable select Facility Type "ALL" for more space type options) | HVAC Type | Existing Fixture Quantity | Existing Fixture Type | Fixture/Base Type | Color Temperature (optional) | Existing Lamp Description | Existing Wattage per Unit | Existing Total Wattage | Proposed Controls (Only If Installing Controls) | Ref Id from Lighting Fixtures tab | Replacement Unit Quantity | Manufacturer Name from DLC or ES List for Display | Model Number from DLC or ES List for Display | Post Install Description | Color Temp | Equipment Certification | Unit Efficient Wattage | Total Efficient Wattage | Hours of Operation | Lifetime GHG Savings (MTCO2e) | Total Line Item Cost | Energy Savings (kWh) | Summer kW | Winter kW | Fossil Fuel Penalty (MMBTU) | Total Cost Savings/ year | Unit Installed Cost (Inputted Value) | Unit Incentive Paid | Total Incentive Paid | Total Net Cost to Customer | $/kWh | Notes |  | Dropdown Lookup | CONCAT Facility + Space | Summer CF | Winter CF | ISR | Lifetime Savings Adj | WHF Building Type Mapping | HVAC Equipment Type | WHFe | WHFd Cool | WHFd Heat | Unit Equipment Cost | Unit Installation Cost | Measure Name text | CONCAT Index | Measure Life | Therms | Lifetime GHG Savings (MTCO2e) | DIY Quantity | Lighting Quantity | Controls Quantity | TLED Quantity | DIY? | Lighting Incentive Category | DIY Check | Lighting Check | Controls Check | TLED Check | Uncapped Incentive ($) | Final Incentive ($)
Example |  | First Floor | 12 | Interior |  | Education | Corridor/Hallways | Baseboard Electric with No AC | 20 | 2' T12 Fixture | Industrial | 2700K | FLUORESCENT, (2) 24", T12 40W U-TUBE, STD LAMP, Mag-STD | 50 | 1632 | NETWORK | Example | 40 | RAB | EZPAN2X4-30YN/D10 | DIY - LED (1) 4' T5 Tube (Relamp) | 4100 | DLC | 32.5 | 1300 | 3009 | 0.65093 | 2400 | 1000 | 1 | 1 | 0 | 0 | 50 | 60 | 2400 | 1200 | 2.4 |  |  | LED | Education Corridor/Hallways | 0.78 | 0.75 | 1 | 1 | School | NoAC/ ElecRes |  |  |  | 50 | 50 | LED Four-Foot Linear Replacement Lamps |  | 4 | 0 | 0.65093 | 40 | 0 | 0 | 0 | DIY | DIY | 1 | 0 | 0 | 0 | 800 | 2400
1 | [55 empty] | 15
2 | [55 empty] | 15
3 | [55 empty] | 15
4 | [55 empty] | 15
5 | [55 empty] | 15
6 | [55 empty] | 15
7 | [55 empty] | 15
8 | [55 empty] | 15
9 | [55 empty] | 15
10 | [55 empty] | 15
11 | [55 empty] | 15
12 | [55 empty] | 15
13 | [55 empty] | 15
14 | [55 empty] | 15
15 | [55 empty] | 15
16 | [55 empty] | 15
17 | [55 empty] | 15
18 | [55 empty] | 15
19 | [55 empty] | 15
20 | [55 empty] | 15
21 | [55 empty] | 15
22 | [55 empty] | 15
23 | [55 empty] | 15
24 | [55 empty] | 15
25 | [55 empty] | 15
26 | [55 empty] | 15
27 | [55 empty] | 15
28 | [55 empty] | 15
29 | [55 empty] | 15
30 | [55 empty] | 15
31 | [55 empty] | 15
32 | [55 empty] | 15
33 | [55 empty] | 15
34 | [55 empty] | 15
35 | [55 empty] | 15
36 | [55 empty] | 15
37 | [55 empty] | 15
38 | [55 empty] | 15
39 | [55 empty] | 15
40 | [55 empty] | 15
41 | [55 empty] | 15
42 | [55 empty] | 15
43 | [55 empty] | 15
44 | [55 empty] | 15
45 | [55 empty] | 15
46 | [55 empty] | 15
47 | [55 empty] | 15
48 | [55 empty] | 15
49 | [55 empty] | 15
50 | [55 empty] | 15
51 | [55 empty] | 15
52 | [55 empty] | 15
53 | [55 empty] | 15
54 | [55 empty] | 15
55 | [55 empty] | 15
56 | [55 empty] | 15
57 | [55 empty] | 15
58 | [55 empty] | 15
59 | [55 empty] | 15
60 | [55 empty] | 15
61 | [55 empty] | 15
62 | [55 empty] | 15
63 | [55 empty] | 15
64 | [55 empty] | 15
65 | [55 empty] | 15
66 | [55 empty] | 15
67 | [55 empty] | 15
68 | [55 empty] | 15
69 | [55 empty] | 15
70 | [55 empty] | 15
71 | [55 empty] | 15
72 | [55 empty] | 15
73 | [55 empty] | 15
74 | [55 empty] | 15
75 | [55 empty] | 15
76 | [55 empty] | 15
77 | [55 empty] | 15
78 | [55 empty] | 15
79 | [55 empty] | 15
80 | [55 empty] | 15
81 | [55 empty] | 15
82 | [55 empty] | 15
83 | [55 empty] | 15
84 | [55 empty] | 15
85 | [55 empty] | 15
86 | [55 empty] | 15
87 | [55 empty] | 15
88 | [55 empty] | 15
89 | [55 empty] | 15
90 | [55 empty] | 15
91 | [55 empty] | 15
92 | [55 empty] | 15
93 | [55 empty] | 15
94 | [55 empty] | 15
95 | [55 empty] | 15
96 | [55 empty] | 15
97 | [55 empty] | 15
98 | [55 empty] | 15
99 | [55 empty] | 15
100 | [55 empty] | 15
101 | [55 empty] | 15
102 | [55 empty] | 15
103 | [55 empty] | 15
104 | [55 empty] | 15
105 | [55 empty] | 15
106 | [55 empty] | 15
107 | [55 empty] | 15
108 | [55 empty] | 15
109 | [55 empty] | 15
110 | [55 empty] | 15
111 | [55 empty] | 15
112 | [55 empty] | 15
113 | [55 empty] | 15
114 | [55 empty] | 15
115 | [55 empty] | 15
116 | [55 empty] | 15
117 | [55 empty] | 15
118 | [55 empty] | 15
119 | [55 empty] | 15
120 | [55 empty] | 15
121 | [55 empty] | 15
122 | [55 empty] | 15
123 | [55 empty] | 15
124 | [55 empty] | 15
125 | [55 empty] | 15
126 | [55 empty] | 15
127 | [55 empty] | 15
128 | [55 empty] | 15
129 | [55 empty] | 15
130 | [55 empty] | 15
131 | [55 empty] | 15
132 | [55 empty] | 15
133 | [55 empty] | 15
134 | [55 empty] | 15
135 | [55 empty] | 15
136 | [55 empty] | 15
137 | [55 empty] | 15
138 | [55 empty] | 15
139 | [55 empty] | 15
140 | [55 empty] | 15
141 | [55 empty] | 15
142 | [55 empty] | 15
143 | [55 empty] | 15
144 | [55 empty] | 15
145 | [55 empty] | 15
146 | [55 empty] | 15
147 | [55 empty] | 15
148 | [55 empty] | 15
149 | [55 empty] | 15
150 | [55 empty] | 15
151 | [55 empty] | 15
152 | [55 empty] | 15
153 | [55 empty] | 15
154 | [55 empty] | 15
155 | [55 empty] | 15
156 | [55 empty] | 15
157 | [55 empty] | 15
158 | [55 empty] | 15
159 | [55 empty] | 15
160 | [55 empty] | 15
161 | [55 empty] | 15
162 | [55 empty] | 15
163 | [55 empty] | 15
164 | [55 empty] | 15
165 | [55 empty] | 15
166 | [55 empty] | 15
167 | [55 empty] | 15
168 | [55 empty] | 15
169 | [55 empty] | 15
170 | [55 empty] | 15
171 | [55 empty] | 15
172 | [55 empty] | 15
173 | [55 empty] | 15
174 | [55 empty] | 15
175 | [55 empty] | 15
176 | [55 empty] | 15
177 | [55 empty] | 15
178 | [55 empty] | 15
179 | [55 empty] | 15
180 | [55 empty] | 15
181 | [55 empty] | 15
182 | [55 empty] | 15
183 | [55 empty] | 15
184 | [55 empty] | 15
185 | [55 empty] | 15
186 | [55 empty] | 15
187 | [55 empty] | 15
188 | [55 empty] | 15
189 | [55 empty] | 15
190 | [55 empty] | 15
191 | [55 empty] | 15
192 | [55 empty] | 15
193 | [55 empty] | 15
194 | [55 empty] | 15
195 | [55 empty] | 15
196 | [55 empty] | 15
197 | [55 empty] | 15
198 | [55 empty] | 15
199 | [55 empty] | 15
200 | [55 empty] | 15
201 | [55 empty] | 15
202 | [55 empty] | 15
203 | [55 empty] | 15
204 | [55 empty] | 15
205 | [55 empty] | 15
206 | [55 empty] | 15
207 | [55 empty] | 15
208 | [55 empty] | 15
209 | [55 empty] | 15
210 | [55 empty] | 15
211 | [55 empty] | 15
212 | [55 empty] | 15
213 | [55 empty] | 15
214 | [55 empty] | 15
215 | [55 empty] | 15
216 | [55 empty] | 15
217 | [55 empty] | 15
218 | [55 empty] | 15
219 | [55 empty] | 15
220 | [55 empty] | 15
221 | [55 empty] | 15
222 | [55 empty] | 15
223 | [55 empty] | 15
224 | [55 empty] | 15
225 | [55 empty] | 15
226 | [55 empty] | 15
227 | [55 empty] | 15
228 | [55 empty] | 15
229 | [55 empty] | 15
230 | [55 empty] | 15
231 | [55 empty] | 15
232 | [55 empty] | 15
233 | [55 empty] | 15
234 | [55 empty] | 15
235 | [55 empty] | 15
236 | [55 empty] | 15
237 | [55 empty] | 15
238 | [55 empty] | 15
239 | [55 empty] | 15
240 | [55 empty] | 15
241 | [55 empty] | 15
242 | [55 empty] | 15
243 | [55 empty] | 15
244 | [55 empty] | 15
245 | [55 empty] | 15
246 | [55 empty] | 15
247 | [55 empty] | 15
248 | [55 empty] | 15
249 | [55 empty] | 15
250 | [55 empty] | 15
[28 empty] | Total Equipment Cost | Energy Savings (kWh) | Winter kW |  | Incentive | $/kWh | Unit Incentive
Overhead Lighting
Row | Install Work Order | Location | Ceiling Height (feet) | Interior or Exterior Lighting? | Exterior ECM (Select the drop down ONLY if you select exterior) | Facility Type | Space Type ( If Space Type not applicable select Facility Type "ALL" for more space type options) | HVAC Type | Existing Fixture Quantity | Existing Fixture Type | Fixture/Base Type | Color Temperature (optional) | Existing Lamp Description | Existing Wattage per Unit | Existing Total Wattage | Proposed Controls (Only If Installing Controls) | Ref Id from Reference tab | Replacement Unit Quantity(If installing lamps, count each lamp in a fixture as 1 unit) | Manufacturer Name from DLC or ES List for Display | Model Number from DLC or ES List for Display | Post Install Description | Color Temp | Equipment Certification | Unit Efficient Wattage | Total Efficient Wattage | Hours |  | Total Installed Cost | kWh Saved per Year | Summer Demand Savings PJM | Winter Demand Savings PJM | Total Cost Savings/ year | Unit Installed Cost (Inputted Value) | Unit Incentive Paid | Total Incentive Paid | Total Net Cost to Customer |  |  | Fossil Fuel Penalty (MMBTU)
Example | A | First Floor | 12 | Interior |  | Education | Office (General) | Baseboard Electric with No AC | 20 | 2' T12 Fixture | Industrial | 2700K | FLUORESCENT, (2) 24", T12 40W U-TUBE, STD LAMP, Mag-STD | 50 | 1632 | NETWORK | Example | 40 | RAB | EZPAN2X4-30YN/D10 |  | 0 | 0 | 0 | 1300 |  |  | 1200 | 1002.2814 | 0.32254 | 0.024435 | 110.251 | 0 |  | 0 | 1200 |  |  | 0
1 |  | Exterior Near Library |  | Exterior | FloodSpot | All | Outside/Outdoor Area | Unconditioned | 2 | Plug-In CFLs | 4 Pin | 5000K | Compact Fluorescent, (1) 32W lamp (4-Pin Vertical) |  | 68 |  | 9 | 2 | Euri Lighting | EOL-WL60BK-1100esw | 4FT Integrated Fixture LED 2x4 Troffer 27-30W | 5000K | DLC | 0 | 24 |  |  | 320 | 158.576 | 0.044 | 0.044 | 17.4434 |  | 39.644 | 79.288 | 240.712
2 |  | Exterior Near Library 1 |  | Exterior | FloodSpot | All | Outside/Outdoor Area | Unconditioned | 2 | Plug-In CFLs | 4 Pin | 4000K | Compact Fluorescent, quad, (2) 26W lamp, (4-Pin Vertical) |  | 100 |  | 7 | 2 | MaxLite | RCF8T18WCS | 4FT Integrated Fixture LED 2x4 Troffer 27-30W | 5000K | DLC | 0 | 36 |  |  | 300 | 230.656 | 0.00704 | 0.03712 | 25.3722 |  | 57.664 | 115.328 | 184.672
3 |  | Parking Lot |  | Exterior | PoleArm | All | Outside/Outdoor Area | Unconditioned | 6 | HID Fixtures | Pole Lighting | 5000K | METAL HALIDE, (1) 400W LAMP |  | 2748 |  | 14 | 6 | Mester LED Limited | MAL08140W[27,48]VDDK[D,B,W,SG][Blank,P0,P3,P4][Blank,M][SQ,SP,WM,YK,SQA]T4[Blank,A-Z,a-z,0-9] | LED Downlight LED Downlight 1-13W | 5000K | Energy Star | 0 | 540 |  |  | 3870 | 7957.632 | 2.208 | 2.208 | 875.3395 |  | 663.136 | 3978.816 | -108.816
4 | A | Entrance | 12 | Interior |  | All | Corridor/Hallways | Non Electric Heating With AC | 2 | Plug-In CFLs | 4 Pin | 5000K | Compact Fluorescent, spiral, (1) 23W lamp | 131 | 46 |  | 6 | 2 | MaxLite | RCF6T10WCS | 4FT Integrated Fixture LED 2x4 Troffer 27-30W | 5000K | DLC | 0 | 20 |  |  | 280 | 159.2136 | 0.029292 | 0.016892 | 17.5135 | 245 | 39.8034 | 79.6068 | 200.3932 |  |  | 0
5 | A | Entrance (Continued) | 12 | Interior |  | Other | Corridor/Hallways | Non Electric Heating With AC | 3 | Plug-In CFLs | 4 Pin | 5000K | Compact Fluorescent, spiral, (1) 23W lamp | 131 | 69 |  | 7 | 3 | MaxLite | RCF8T18WCS | HID Wall Pack LED Wall Pack 31-60W | 5000K | DLC | 0 | 54 |  |  | 450 | 91.854 | 0.016899 | 0.0097455 | 10.1039 | 450 | 15.309 | 45.927 | 404.073 |  |  | 0
6 |  | Towards Front Parking Lot |  | Exterior | FloodSpot | All | Outside/Outdoor Area | Unconditioned | 3 | HID Fixtures | Wall Pack | 5000K | METAL HALIDE, (1) 100W LAMP |  | 384 |  | 3 | 3 | WISDOM OPTOELECTRONICS TECHNOLOGY CO.,LIMITED | WSD-HWP45W27-50K-[D,W,B,S]-[Blank,P] | HID Wall Pack LED Wall Pack 31-60W | 5000K | DLC | 0 | 135 |  |  | 1350 | 897.396 | 0.249 | 0.249 | 98.7136 |  | 149.566 | 448.698 | 901.302
7 |  | Side wall Near Grass |  | Exterior | FloodSpot | All | Outside/Outdoor Area | Unconditioned | 1 | HID Fixtures | Flood | 5000K | METAL HALIDE, (1) 250W LAMP |  | 295 |  | 15 | 1 | Mester LED Limited | MFD1190W27VDDK[B,D,W][P,Blank][YK,SP]B77[Blank,X] | 4FT Integrated Fixture LED 2x4 Troffer 27-30W | 4000K | DLC | 0 | 90 |  |  | 495 | 738.82 | 0.205 | 0.205 | 81.2702 |  | 369.41 | 369.41 | 125.59
8 |  | Playground Area |  | Exterior | FloodSpot | All | Outside/Outdoor Area | Unconditioned | 3 | HID Fixtures | Wall Pack | 5000K | METAL HALIDE, (1) 100W LAMP |  | 384 |  | 3 | 3 | WISDOM OPTOELECTRONICS TECHNOLOGY CO.,LIMITED | WSD-HWP45W27-50K-[D,W,B,S]-[Blank,P] | HID Wall Pack LED Wall Pack 31-60W | 5000K | DLC | 0 | 135 |  |  | 1350 | 897.396 | 0.249 | 0.249 | 98.7136 |  | 149.566 | 448.698 | 901.302
9 |  | Playground Area and Towards Gym |  | Exterior | FloodSpot | All | Outside/Outdoor Area | Unconditioned | 3 | HID Fixtures | Wall Pack | 5000K | METAL HALIDE, (1) 100W LAMP |  | 384 |  | 3 | 3 | WISDOM OPTOELECTRONICS TECHNOLOGY CO.,LIMITED | WSD-HWP45W27-50K-[D,W,B,S]-[Blank,P] | HID Wall Pack LED Wall Pack 31-60W | 5000K | DLC | 0 | 135 |  |  | 1350 | 897.396 | 0.249 | 0.249 | 98.7136 |  | 149.566 | 448.698 | 901.302
10 |  | Side Exterior |  | Exterior | FloodSpot | All | Outside/Outdoor Area | Unconditioned | 6 | HID Fixtures | Wall Pack | 5000K | METAL HALIDE, (1) 100W LAMP |  | 768 |  | 4 | 6 | WISDOM OPTOELECTRONICS TECHNOLOGY CO.,LIMITED | WSD-WP015W27-50K-[D,W,B,S]-[Blank,P] | LED Downlight LED Downlight 1-13W | 5000K | Energy Star | 0 | 90 |  |  | 1500 | 2443.512 | 0.678 | 0.678 | 268.7863 |  | 203.626 | 1221.756 | 278.244
Lighting Controls
This measure documents savings associated with the adding controls to new or existing fixtures
Row | Sensor Location |  | Lighting Location | SVGd Location | Ceiling Height (feet) | Interior or Exterior Lighting? | Connect the Occupancy Sensors to Which Lighting? | Installation Type | Sensor | kW Connected | Facility Type | Space Type | HVAC Type | Total Number of Fixtures Controlled by these Sensors (Fixture Qty) | Total Number of Sensors | Type of Sensor Proposed? |  |  | Hours | Energy Savings (kWh) | Summer kW | Winter kW | Fossil Fuel Penalty (MMBTU) | Unit Sensor Cost | Unit Installation Cost | Total Installed Cost | Unit Incentive Paid | Total Incentive Paid | $/kWh | Lifetime GHG Savings (MTCO2e) | [9 empty] | SVGd | CF Summer | CF Winter | WHFd cool | WHFd heat | SVGe | WHFe | BLC | Measure Name Text | SVGe Existing | SVGd Existing | Measure Life | Therms | Lifetime GHG Savings (MTCO2e) | [6 empty] | Lighting Quantity | Controls Quantity |  |  |  | Lighting Incentive Category | Lighting Check | Controls Check | Uncapped Incentive ($) | Final Incentive ($)
Example | First Floor |  | First Floor | Assembly | 12 | Interior | DIY - LED (1) 4' T5 Tube (Relamp) | Retrofit – Space with no pre-existing controls | NETWORK | 1.3 | Education | Corridor/Hallways | Baseboard Electric with No AC | 40 | 1 | Networked Lighting Controls |  |  | 3009 | 810.504 | 1 | 1 | -1.0235 | 66 | 10 | 76 | 60.8 | 60.8 | 0.075015 | 0.46798 | [9 empty] | 0.28 | 0.78 | 0.75 |  |  | 0.28 | 0.74 | 0 |  | 0 | 0 | 10 | -10.2355 | 0.46798 | [6 empty] | 0 | 1 |  |  |  | NETWORK | 0 | 1 | 648.4032 | 60.8
1
2
3
4
5
6
7
8
9
10
11
12
13
14
15
16
17
18
19
20
21
22
23
24
25
26
27
28
29
30
31
32
33
34
35
36
37
38
39
40
41
42
43
44
45
46
47
48
49
50
51
52
53
54
55
56
57
58
59
60
61
62
63
64
65
66
67
68
69
70
71
72
73
74
75
76
77
78
79
80
81
82
83
84
85
86
87
88
89
90
91
92
93
94
95
96
97
98
99
100
101
102
103
104
105
106
107
108
109
110
111
112
113
114
115
116
117
118
119
120
121
122
123
124
125
126
127
128
129
130
131
132
133
134
135
136
137
138
139
140
141
142
143
144
145
146
147
148
149
150
151
152
153
154
155
156
157
158
159
160
161
162
163
164
165
166
167
168
169
170
171
172
173
174
175
176
177
178
179
180
181
182
183
184
185
186
187
188
189
190
191
192
193
194
195
196
197
198
199
200
201
202
203
204
205
206
207
208
209
210
211
212
213
214
215
216
217
218
219
220
221
222
223
224
225
226
227
228
229
230
231
232
233
234
235
236
237
238
239
240
241
242
243
244
245
246
247
248
249
250
[59 empty] | 0 | 0 | 0
0

## HVAC
Thermostat | VFD | HVAC Tune Up | Economizer | Chiller Tune-Up | [69 empty] | Project Cost | Savings (kWh) | Summer Demand (kW) | Winter Demand (kW) | Uncapped Incentive ($) | Final Incentive ($) | MMBTU | Therms | Thermo Cost | Thermo Uncapped | Thermo Final | Lifetime GHG Savings (MTCO2e)
Mini Split | ARC/DCV | Switch Reluctance Motor | Duct Sealing | Unitary HVAC | [68 empty] | Totals | 0 | 0 | 0 | 0 | 0 | 0 | 0 | 0 | 0 | 0 | 0 | 0
Chiller | VRF | Occupancy Sensor | Heat Pump Water Heater | Bathroom Exhaust Fan
Unitary HVAC Systems | [73 empty] | Project Cost | Savings (kWh) | Summer Demand (kW) | Winter Demand (kW) | Uncapped Incentive ($) | Final Incentive ($) | Therms | Lifetime GHG Savings (MTCO2e)
This measure documents savings associated with the installation of new heating, ventilating, and air conditioning systems exceeding baseline efficiency criteria in place of an existing system or a new standard efficiency system of the same capacity. | [72 empty] | Totals | 0 | 0 | 0 | 0 | 0 | 0 | 0 | 0
Index | Floor # | Location | Make | Model | Facility Type | Baseline Condition | Equipment Type | Subcategory | Existing Heating System Type | Equipment Size Classification | Unit Cool Capacity (Tons) | Unit Heat Capacity (Tons) | Units | SEER2/SEER Replacement Equipment | IEER Replacement Equipment | EER2/EER Replacement Equipment | HSPF2/HSPF Replacement Equipment | COP Replacement Equipment | SEER2/SEER Existing Equipment | IEER Existing Equipment | EER2/EER Existing Equipment | HSPF2/HSPF Existing Equipment | COP Existing Equipment | SEER2 Baseline Equipment | IEER Baseline Equipment | EER2 Baseline Equipment | HSPF2 Baseline Equipment | COP Baseline Equipment | Quantity | Per Unit Equipment Cost* | Per Unit Installation Cost | Total Line Item Cost | Energy Savings (kWh) | Summer kW | Winter kW | Unit Incentive | Incentive | $/kWh | Lifetime GHG Savings (MTCO2e) | EFLHcool | EFLHheat | Concat | Baseline IEER | Baseline SEER2 | Baseline EER2 | Baseline EER2_PT | Baseline HSPF2 | Baseline COP | Baseline COP_PT | Baseline Adjustment | SEER to SEER2 | SEER2 Final | EER to EER2 | EER2 Final | HSPF to HSPF2 | HSPF2 Final | ER SEER to SEER2 | ER SEER2 Final | ER EER to EER2 | ER EER2 Final | ER HSPF to HSPF2 | ER HSPF2 Final | kWh_cool | kWh_heat | ETDF_Summer Peak | ETDF_Winter Peak | kWh_cool, time of sale baseline | kWh_heat time of sale, baseline | Measure Life | RUL | EUL-RUL | Lifetime kWh Savings |  | Line Item Cost | Savings (kWh) | Summer Demand (kW) | Winter Demand (kW) | Uncapped Incentive ($) | Final Incentive ($) | Therms Savings | Lifetime GHG Savings (MTCO2e)
Example | First | Kitchen | Stanley | Cook | Education - Community College | Time of Sale | Air Conditioners, Air Cooled | Split system | Other | ≥65,000 Btu/h and <135,000 Btu/h | 6 | 6 | SEER2/EER2/HSPF2/IEER/COP |  | 16 | [9 empty] | 14.6 |  |  |  | 2 | 1000 | 500 | 3000 | 557.507 | 0.23755 | 0 | 1200 | 2400 | $4.30 | 0.45362 | 646 | 697 | Air Conditioners, Air CooledSplit system≥65,000 Btu/h and <135,000 Btu/h | 14.8 | 0 | 10.64 | 9.025 | 0 | 0 |  | 0.2 |  | 0 |  | 0 |  | 0 |  | 0 |  | 0 |  | 0 | 278.7534 | 0 | 0.0008522 | 0.0009643 | 278.7534 | 0 | 5 | 5 | 0 | 2787.5342 |  | 3000 | 557.507 | 0.23755 | 0 | 1393.7675 | 2400 | 0 | 0.45362
1 | [63 empty] | 0 |  |  |  | 0 | [11 empty] | 0
2 | [63 empty] | 0 |  |  |  | 0 | [11 empty] | 0
3 | [63 empty] | 0 |  |  |  | 0 | [11 empty] | 0
4 | [63 empty] | 0 |  |  |  | 0 | [11 empty] | 0
5 | [63 empty] | 0 |  |  |  | 0 | [11 empty] | 0
6 | [63 empty] | 0 |  |  |  | 0 | [11 empty] | 0
7 | [63 empty] | 0 |  |  |  | 0 | [11 empty] | 0
8 | [63 empty] | 0 |  |  |  | 0 | [11 empty] | 0
9 | [63 empty] | 0 |  |  |  | 0 | [11 empty] | 0
10 | [63 empty] | 0 |  |  |  | 0 | [11 empty] | 0
[73 empty] | Totals | 0 | 0 | 0 | 0 | 0 | 0 | 0 | 0
ENERGY STAR Smart Thermostat
This measure involves the replacement of a manually operated or conventional programmable thermostat with a “smart” thermostat . This measure only applies to thermostats that control central A/C, heat pump, furnace, or rooftop units (RTUs) with capacity up to 300,000 BTU/h) that serve normally conditioned spaces, not semi-conditioned spaces or spaces with large frequently open doors (e.g., loading docks and car repair shops).
Index | Floor # | Location | Make | Model | Facility Type | Existing Heat Type | Unit Cool Capacity (Tons) | Unit Heat Capacity Electric Unit (Tons) | Unit Heat Capacity Gas Unit (BTU/h) | SEER/IEER | HSPF/COP | AFUE | Quantity | Per Unit Equipment Cost* | Per Unit Installation Cost | Total Line Item Cost | Energy Savings (kWh) | Summer kW | Winter kW | Unit Incentive | Incentive | $/kWh | Lifetime GHG Savings (MTCO2e) | [16 empty] | CCAP (kBTU) | HCAPelec (kBTU) | HCAPfuel (MMBTU) | EFLHcool | EFLHheat | COP to HSPF | Electric Saving% | Fuel Saving% | kWh_cool | kWh_heat | MMBTU | ETDF_Summer Peak | ETDF_Winter Peak | Measure Life | [20 empty] | Line Item Cost | Savings (kWh) | Summer Demand (kW) | Winter Demand (kW) | Uncapped Incentive ($) | Final Incentive ($) | Therms Savings | Lifetime GHG Savings (MTCO2e)
Example | First | Kitchen | Stanley | Cook | Education - Primary School | Electric Heat | 5 | 5 |  | 15 | 8 |  | 1 | 500 | 500 | 1000 | 309.79 | 0.056156 | 0.31357 | 1000 | 1000 | $3.23 | 0.3781 | [16 empty] | 60 | 60 | 0 | 265 | 653 | 8 | 0.052 | 0 | 55.12 | 254.67 | 0 | 0.0010188 | 0.0012313 | 7.5 | [20 empty] | 1000 | 309.79 | 0.056156 | 0.31357 | 1000 | 1000 | 0 | 0.3781
1 | [49 empty] | 0
2 | [49 empty] | 0
3 | [49 empty] | 0
4 | [49 empty] | 0
5 | [49 empty] | 0
6 | [49 empty] | 0
7 | [49 empty] | 0
8 | [49 empty] | 0
9 | [49 empty] | 0
10 | [49 empty] | 0
[73 empty] | Totals | 0 | 0 | 0 | 0 | 0 | 0 | 0 | 0
Ductless Mini-Split Heat Pump
This measure relates to the installation of new high efficiency ductless “mini-split” heat pump(s) (DMSHP) in a small commercial space. The efficient condition is the installation of a high efficiency ductless unit; typically, one that meets or exceeds the following ENERGY STAR efficiency criteria for a ductless mini-split heat pump: 15.2 SEER2, 11.7 EER2, 7.8 HSPF2.
Index | Floor # | Location | Make | Model | Facility Type | Unit Cool Capacity (Tons) | Unit Heat Capacity (Tons) | Units | SEER2/SEER Replacement Equipment | HSPF2/HSPF Replacement Equipment | EER2/EER Replacement Equipment | Quantity | Per Unit Equipment Cost* | Per Unit Installation Cost | Total Line Item Cost | Energy Savings (kWh) | Summer kW | Winter kW | Unit Incentive | Incentive | $/kWh | Lifetime GHG Savings (MTCO2e) | [17 empty] | CCAP (kBTU) | HCAP (kBTU) | EFLHcool | EFLHheat | Baseline SEER2 | Baseline HSPF2 | Baseline EER2 | SEER to SEER2 | SEER2 Final | HSPF to HSPF2 | HSPF2 Final | EER to EER2 | EER2 Final | kWh_cool | kWh_heat | ETDF_Summer Peak | ETDF_Winter Peak | Measure Life | [16 empty] | Line Item Cost | Savings (kWh) | Summer Demand (kW) | Winter Demand (kW) | Uncapped Incentive ($) | Final Incentive ($) | Therms Savings | Lifetime GHG Savings (MTCO2e)
Example | First | Kitchen | Stanley | Cook | Education - Primary School | 5 | 5 | SEER2/HSPF2/EER2 | 16 | 9 | 17 | 1 | 1000 | 500 | 1500 | 988.805 | 0.12036 | 1.0721 | 1200 | 1200 | $1.21 | 2.4137 | [17 empty] | 60 | 60 | 265 | 653 | 14.3 | 7.5 | 10.5 |  | 16 |  | 9 |  | 17 | 118.1381 | 870.6667 | 0.0010188 | 0.0012313 | 15 | [16 empty] | 1500 | 988.805 | 0.12036 | 1.0721 | 2472.0125 | 1200 | 0 | 2.4137
1
2
3
4
5
6
7
8
9
10
[73 empty] | Totals | 0 | 0 | 0 | 0 | 0 | 0 | 0 | 0
Variable Frequency Drive (VFD) for HVAC Fans and Pumps
This measure defines savings associated with installing a variable frequency drive on a motor of 200 hp or less for the following HVAC applications: supply fans, return fans, chilled water pumps, cooling tower fans, and heating hot water pumps. Calculation based on addendum to MD v11 TRM.
Index | Floor # | Location | Make | Model | Facility Type | Motor Application | HP | Quantity | Per Unit Equipment Cost* | Per Unit Installation Cost | Total Line Item Cost | Energy Savings (kWh) | Summer kW | Winter kW | Unit Incentive | Incentive | $/kWh | Lifetime GHG Savings (MTCO2e) | [21 empty] | ETDF Facility Type | DSF | ETDF Load Shape | Type | RHRS_BASE | ETDF_Summer Peak | ETDF_Winter Peak | Measure Life | [26 empty] | Line Item Cost | Savings (kWh) | Summer Demand (kW) | Winter Demand (kW) | Uncapped Incentive ($) | Final Incentive ($) | Therms Savings | Lifetime GHG Savings (MTCO2e)
Example | First | Kitchen | Stanley | Cook | College – Cafeteria | Chilled Water Pump | 5 | 1 | 1000 | 500 | 1500 | 1212.675 | 0.19221 | 0.15534 | 1200 | 1200 | $0.99 | 2.9601 | [21 empty] | Restaurant - Fast-Food | 0.185 | Pumps | Chill | 1311 | 0.0001585 | 0.0001281 | 15 | [26 empty] | 1500 | 1212.675 | 0.19221 | 0.15534 | 970.14 | 1200 | 0 | 2.9601
1
2
3
4
5
6
7
8
9
10
[73 empty] | Totals | 0 | 0 | 0 | 0 | 0 | 0 | 0 | 0
Dual Enthalpy Economizer
This measure involves the installation of a dual enthalpy economizer to provide free cooling during the appropriate ambient conditions. Enthalpy refers to the total heat content of the air. A dual enthalpy economizer uses two sensors — one measuring return air enthalpy and one measuring outdoor air enthalpy.
Index | Floor # | Location | Make | Model | Facility Type | Unit Capacity (Tons) | Quantity | Per Unit Equipment Cost* | Per Unit Installation Cost | Total Line Item Cost | Energy Savings (kWh) | Summer kW | Winter kW | Unit Incentive | Incentive | $/kWh | Lifetime GHG Savings (MTCO2e) | [22 empty] | SF (kWh/ton) | ETDF_Summer Peak | ETDF_Winter Peak | Measure Life | [30 empty] | Line Item Cost | Savings (kWh) | Summer Demand (kW) | Winter Demand (kW) | Uncapped Incentive ($) | Final Incentive ($) | Therms Savings | Lifetime GHG Savings (MTCO2e)
Example | First | Kitchen | Stanley | Cook | Primary School | 10 | 2 | 1000 | 500 | 3000 | 780 | 0 | 0 | 1200 | 2400 | $3.08 | 0.88852 | [22 empty] | 39 | 0 | 0 | 7 | [30 empty] | 3000 | 780 | 0 | 0 | 624 | 2400 | 0 | 0.88852
1
2
3
4
5
6
7
8
9
10
[73 empty] | Totals | 0 | 0 | 0 | 0 | 0 | 0 | 0 | 0
Guest Room Occupancy Sensors
This measure relates to the installation of a control system in hotel/motel guest rooms. The control system automatically setbacks the guest room temperature during unoccupied periods. Savings for this measure are based on management of the guest room temperature set points and controlling the HVAC unit for various occupancy modes. The savings are per controlled guestroom, rather than per sensor, for multi-room suites.
Index | Floor # | Location | Make | Model | Facility Type | Baseline | HVAC Type | Unit Cool Capacity (Tons) | Quantity | Per Unit Equipment Cost* | Per Unit Installation Cost | Total Line Item Cost | Energy Savings (kWh) | Summer kW | Winter kW | Unit Incentive | Incentive | $/kWh | Lifetime GHG Savings (MTCO2e) | [20 empty] | Concat | ESF | GSF | Therms | ETDF_Summer Peak | ETDF_Winter Peak | Measure Life | [27 empty] | Line Item Cost | Savings (kWh) | Summer Demand (kW) | Winter Demand (kW) | Uncapped Incentive ($) | Final Incentive ($) | Therms Savings | Lifetime GHG Savings (MTCO2e)
Example | First | Kitchen | Stanley | Cook | Hotel | No Housekeeping Setback | PTHP | 3 | 1 | 1000 | 500 | 1500 | 942 | 0.44792 | 0.96678 | 1200 | 1200 | $1.27 | 2.2994 | [20 empty] | HotelPTHPNo Housekeeping Setback | 314 | 0 | 0 | 0.0004755 | 0.0010263 | 15 | [27 empty] | 1500 | 942 | 0.44792 | 0.96678 | 753.6 | 1200 | 0 | 2.2994
1
2
3
4
5
6
7
8
9
10
[73 empty] | Totals | 0 | 0 | 0 | 0 | 0 | 0 | 0 | 0
Tune-Ups
This measure is for a “tune-up” for a commercial Air Conditioner (AC) or Heat Pump (HP) system. Tune-up practices involve the measurement of refrigerant charge levels and airflow over the unit coils, correction of any problems and post-treatment remeasurement.
Index | Floor # | Location | Make | Model | Facility Type | Unit Cool Capacity (Tons) | Tune-Up Type | System Type | Unit Heat Capacity (Tons) | Units | Pre-Conditioned EER | Pre-Conditioned SEER/IEER | Pre-Conditioned HSPF/COP | Tested by Contractor Post Tune-Up | Post-Conditioned EER | Post-Conditioned SEER/IEER | Post-Conditioned HSPF/COP | Quantity | Per Unit Equipment Cost* | Per Unit Installation Cost | Total Line Item Cost | Energy Savings (kWh) | Summer kW | Winter kW | Unit Incentive | Incentive | $/kWh | Lifetime GHG Savings (MTCO2e) | [11 empty] | EFLHcool | EFLHheat | System Type Percentage Cooling | Post Tune Up Percentage Cooling | % improvement Cooling | System Type Percentage Heating | Post Tune Up Percentage Heating | % improvement Heating | kWh_cool | kWh_heat | ETDF_Summer Peak | ETDF_Winter Peak | Measure Life | [21 empty] | Line Item Cost | Savings (kWh) | Summer Demand (kW) | Winter Demand (kW) | Uncapped Incentive ($) | Final Incentive ($) | Therms Savings | Lifetime GHG Savings (MTCO2e)
Example | First | Kitchen | Stanley | Cook | Education - Secondary School | 10 | Cooling + Heating | Packaged Terminal Heat Pumps | 10 | HSPF | 16 | 15 | 9 | No |  |  |  | 1 | 1000 | 500 | 1500 | 1057.813 | 0.22249 | 0.76829 | 1200 | 1200 | $1.13 | 0.51642 | [11 empty] | 305 | 703 | 0.107 |  | 0.107 | 0.085 |  | 0.085 | 261.08 | 796.7333 | 0.0008522 | 0.0009643 | 3 | [21 empty] | 1500 | 1057.813 | 0.22249 | 0.76829 | 600 | 1200 | 0 | 0.51642
1
2
3
4
5
6
7
8
9
10
11
12
13
14
15
16
17
18
19
20
21
22
23
24
25
[73 empty] | Totals | 0 | 0 | 0 | 0 | 0 | 0 | 0 | 0
Variable Refrigerant Flow (VRF) Heat Pump Systems
This measure relates to the installation of new high efficiency variable refrigerant flow (VRF) heat pump(s) also known as variable refrigerant volume (VRV) heat pump. The efficient equipment is a high-efficiency VRF system meeting or exceeding CEE Tier 1 efficiency levels.
Index | Floor # | Location | Make | Model | Facility Type | System Type | Baseline Condition | Heating Fuel Source | Heat Recovery | Unit Cool Capacity (Tons) | Unit Heat Capacity (Tons) | Units | Cooling Efficient Factor Replacement Equipment (SEER2/SEER/IEER) | Cooling Efficient Factor Existing Equipment (SEER2/SEER/IEER) | Heating Efficient Factor Replacement Equipment (HSPF2/HSPF/COP) | Heating Efficient Factor Existing Equipment (HSPF2/HSPF/COP) | Cooling Efficient Factor Baseline Equipment (SEER2/IEER) | Heating Efficient Factor Baseline Equipment (HSPF2/COP) | Quantity | Per Unit Equipment Cost* | Per Unit Installation Cost | Total Line Item Cost | Energy Savings (kWh) | Summer kW | Winter kW | Unit Incentive | Incentive | $/kWh | Lifetime GHG Savings (MTCO2e) | [10 empty] | Capacity | Concat | EFLHcool | EFLHheat | TE | ELECHEAT | HU | CEFee | SEER to SEER2 Existing | CEFbase | HEFee | HSPF to HSPF2 Existing | HEFbase | kWh_cool | kWh_heat | MMBTU | ETDF_Summer Peak | ETDF_Winter Peak | Measure Life | [15 empty] | Line Item Cost | Savings (kWh) | Summer Demand (kW) | Winter Demand (kW) | Uncapped Incentive ($) | Final Incentive ($) | Therms Savings | Lifetime GHG Savings (MTCO2e)
Example | First | Kitchen | Stanley | Cook | Education - University | VRF - air cooled | Time of Sale | Natural Gas | w/o heat recovery | 5 | 10 | SEER2/HSPF2 | 15 |  | 8 |  | 13.4 | 7.5 | 1 | 1000 | 500 | 1500 | 858.537 | 0.29021 | 0.49951 | 1200 | 1200 | $1.40 | 2.0957 | [10 empty] | <65,000 Btu/h | VRF - air cooled<65,000 Btu/hw/o heat recovery | 713 | 518 | 0.84 | 1 | 1000 | 15 | 0 | 13.4 | 8 | 0 | 7.5 | 340.5373 | 518 | 0 | 0.0008522 | 0.0009643 | 15 | [15 empty] | 1500 | 858.537 | 0.29021 | 0.49951 | 2146.3425 | 1200 | 0 | 2.0957
1 | [54 empty] | 0
2 | [54 empty] | 0
3 | [54 empty] | 0
4 | [54 empty] | 0
5 | [54 empty] | 0
6 | [54 empty] | 0
7 | [54 empty] | 0
8 | [54 empty] | 0
9 | [54 empty] | 0
10 | [54 empty] | 0
[73 empty] | Totals | 0 | 0 | 0 | 0 | 0 | 0 | 0 | 0
C&I Heat Pump Water Heater
This measure relates to the installation of a Heat Pump water heater in place of a standard electric water heater. Heat Pump Water heaters with a residential end use are not eligible for incentive through the SBDI/BTU program.
Index | Floor # | Location | Make | Model | Facility Type | Area of Facility Serviced (ft^2) | Number of Employees,Students, Residents, etc. | Tank Size (ft^3) | UEF_ee | Quantity | Per Unit Equipment Cost* | Per Unit Installation Cost | Total Line Item Cost | Energy Savings (kWh) | Summer kW | Winter kW | Unit Incentive | Incentive | $/kWh | Lifetime GHG Savings (MTCO2e) | [19 empty] | UEFbase | WaterTempRise | Facility (MD) | Units | GPD Rate | GPD | kBTUreq | ETDF_Summer Peak | ETDF_Winter Peak | Measure Life | [24 empty] | Line Item Cost | Savings (kWh) | Summer Demand (kW) | Winter Demand (kW) | Uncapped Incentive ($) | Final Incentive ($) | Therms Savings | Lifetime GHG Savings (MTCO2e)
Example | First | Kitchen | Stanley | Cook | Elementary School |  | 300 | 10 | 3.5 | 1 | 1000 | 500 | 1500 | 10532.456 | 1.8558 | 2.3003 | 1200 | 1200 | $0.11 | 17.1398 | [19 empty] | 0.904 | 80 | Education - Primary School | People | 0.6 | 180 | 43812.468 | 0.0001762 | 0.0002184 | 10 | [24 empty] | 1500 | 10532.456 | 1.8558 | 2.3003 | 26331.14 | 1200 | 0 | 17.1398
1
2
3
4
5
6
7
8
9
10
[73 empty] | Totals | 0 | 0 | 0 | 0 | 0 | 0 | 0 | 0
Advanced Rooftop Controls (ARC) and/or Demand Controlled Ventillation (DCV)
The Advanced Rooftop Controls (ARC) measure involves adding demand-controlled ventilation and may include an optional supply-fan variable-speed drive. The efficient measure is a single-zone packaged HVAC unit with an integrated economizer, retrofitted with controls for demand-controlled ventilation. Installation of a variable-frequency drive for the supply fan is optional. A custom savings calculation should be done for any individual systems over 10 tons. The Demand Controlled Ventilation (DCV) measure involves modulating outdoor air ventilation rates based on the occupancy level of the space. The efficient measure is a system with a sensor installed within a return air system that did not previously have a sensor. This measure does not apply to systems with terminal reheat for heating savings. A custom savings calculation should be done for systems with terminal reheat, or any individual systems serving over 25,000 square feet.
Index | Floor # | Location | Make | Model | Facility Type | Does the baseline system have an existing economizer? | If no, will an economizer be installed as part of the upgrade? | Economizer Savings Note | Area of Conditioned Space (ft^2) | Controls Installation Type | Unit Cooling Capacity (Tons) | Heating Type | Unit Heating Capacity (kBTU/hr) | Quantity | Per Unit Equipment Cost* | Per Unit Installation Cost | Total Line Item Cost | Energy Savings (kWh) | Summer kW | Winter kW | Unit Incentive | Incentive | $/kWh | Lifetime GHG Savings (MTCO2e) | [15 empty] | ARC Savings Status | ARC Building Type | ARC Installation Type | Concat | NECES | NEHES | Heat_electric | NEDS | CF_Summer | CF_Winter | kWh_cool | kWh_heat | kWh ARC | NGHES | Heat_non-electric | Therms_ARC | DCV Savings Status | DCV Building Type | SF_cool | SF_heat | kWh DCV | SF_heat Gas | Therms_DCV | Therms | ETDF_Summer Peak | ETDF_Winter Peak | Measure_Name_Text | Measure Life | [6 empty] | Line Item Cost | Savings (kWh) | Summer Demand (kW) | Winter Demand (kW) | Uncapped Incentive ($) | Final Incentive ($) | Therms Savings | Lifetime GHG Savings (MTCO2e)
Example | First | Kitchen | Stanley | Cook | Default (non-garage) | No | Yes | ARC & Economizer Savings. NOTE: Use with Dual Enthalpy Economizer Measure (row 74-83) | 15000 | ARC: DCV with two-speed VFD | 9 | Electric Heat - Electric Resistance | 120 | 1 | 1000 | 500 | 1500 | 10093 | 1.8497 | 0 | 1200 | 1200 | $0.12 | 16.4246 | [15 empty] | 1 | Office - Small | DCV_VFD2 | Office - Small DCV_VFD2 | 1067 | 49 | 1 | 0.373 | 0.551 | 0 | 9603 | 490 | 10093 | 0.4 | 0 | 0 | 0 | [6 empty] | 0 | 0.000692 | 0.001105 | Advanced Rooftop Controls (ARC) | 10 | [6 empty] | 1500 | 10093 | 1.8497 | 0 | 8074.4 | 1200 | 0 | 16.4246
1 | [62 empty] | 0
2 | [62 empty] | 0
3 | [62 empty] | 0
4 | [62 empty] | 0
5 | [62 empty] | 0
6 | [62 empty] | 0
7 | [62 empty] | 0
8 | [62 empty] | 0
9 | [62 empty] | 0
10 | [62 empty] | 0
[73 empty] | Totals | 0 | 0 | 0 | 0 | 0 | 0 | 0 | 0
Electric Chiller System Tune-Ups
This measure relates to the chiller system tune-ups that are conducted to ensure that the equipment is operating at optimal performance. Testing and maintenance conducted as part of a typical chiller tune-up include checking and cleaning evaporator and condenser coils/tubes, checking and replacing filters, belts, and contactors, checking cooling towers for buildup/scale, checking control operation and setpoints, checking crankcase heater operation and checking the economizer function.
Index | Floor # | Location | Make | Model | Facility Type | Equipment Type | Unit Capacity (Tons) | Existing IPLV | Quantity | Per Unit Equipment Cost* | Per Unit Installation Cost | Total Line Item Cost | Energy Savings (kWh) | Summer kW | Winter kW | Unit Incentive | Incentive | $/kWh | Lifetime GHG Savings (MTCO2e) | [20 empty] | EFLHcool | ESF | ETDF_Summer Peak | ETDF_Winter Peak | Measure Life | [29 empty] | Line Item Cost | Savings (kWh) | Summer Demand (kW) | Winter Demand (kW) | Uncapped Incentive ($) | Final Incentive ($) | Therms Savings | Lifetime GHG Savings (MTCO2e)
Example | First | Kitchen | Stanley | Cook | Education - Community College | Water Cooled, Centrifugal | 150 | 0.85 | 1 | 1000 | 500 | 1500 | 3706.425 | 3.1586 | 3.5741 | 1200 | 1200 | $0.32 | 1.8095 | [20 empty] | 646 | 0.045 | 0.0008522 | 0.0009643 | 3 | [29 empty] | 1500 | 3706.425 | 3.1586 | 3.5741 | 1800 | 1200 | 0 | 1.8095
1
2
3
4
5
6
7
8
9
10
[73 empty] | Totals | 0 | 0 | 0 | 0 | 0 | 0 | 0 | 0
High Rotor Pole Switch Reluctance Motor
This measure relates to installation of High Rotor Pole Switch Reluctance Motor (HRSRM) in HVAC applications. HRSRM is a type of brushless DC electric motor that runs by reluctance torque. The efficient case is a single-zone, packaged HVAC unit with an existing functional integrated economizer that has been fitted with a HRSRM supply-fan and integrated speed control.
Index | Floor # | Location | Make | Model | Facility Type | Baseline Condition | Compressor Stage | Fan HP | Annual Fan Hours | Quantity | Per Unit Equipment Cost* | Per Unit Installation Cost | Total Line Item Cost | Energy Savings (kWh) | Summer kW | Winter kW | Unit Incentive | Incentive | $/kWh | Lifetime GHG Savings (MTCO2e) | [19 empty] | Concat | ESF | ETDF_Summer Peak | ETDF_Winter Peak | Measure Life | [29 empty] | Line Item Cost | Savings (kWh) | Summer Demand (kW) | Winter Demand (kW) | Uncapped Incentive ($) | Final Incentive ($) | Therms Savings | Lifetime GHG Savings (MTCO2e)
Example | First | Kitchen | Stanley | Cook | Education - Community College | Supply Fan Retrofit Only | HRSRM on Single Two Stage Compressor | 5 | 6190 | 1 | 1000 | 500 | 1500 | 17685.944 | 2.6759 | 2.7749 | 1200 | 1200 | $0.07 | 34.537 | [19 empty] | Supply Fan Retrofit OnlyHRSRM on Single Two Stage Compressor | 0.766 | 0.0001513 | 0.0001569 | 12 | [29 empty] | 1500 | 17685.944 | 2.6759 | 2.7749 | 14148.7552 | 1200 | 0 | 34.537
1
2
3
4
5
6
7
8
9
10
[73 empty] | Totals | 0 | 0 | 0 | 0 | 0 | 0 | 0 | 0
Duct Sealing and Insulation
This measure covers the installation of sealing and insulation of the space heating and air conditioning distribution system (including air handlers, filter boxes and building cavities used as ducts before code change) in the unconditioned spaces of commercial facilities.
Index | Floor # | Location | Make | Model | Facility Type | Duct Location | Baseline Duct System R-Value | Efficient Duct System R-Value | Pre-Implementation Duct Total Leakage (%) | Post-Implementation Duct Total Leakage (%) | Cooling System Type | Heating System Type | Rated Output Cooling Capacity (kBTU/hr) | Rated Output Heating Capacity (kBTU/hr) | Input Heating Capacity (kW) 1 Ton = 12000 BTU/hr = 3.52 kW | EER (BTU/watt-hour) | SEER/IEER (BTU/watt-hour) | HSPF/COP | Quantity | Per Unit Equipment Cost* | Per Unit Installation Cost | Total Line Item Cost | Energy Savings (kWh) | Summer kW | Winter kW | Unit Incentive | Incentive | $/kWh | Lifetime GHG Savings (MTCO2e) | [10 empty] | EFLHcool | EFLHheat | Building Type (NY) | Concat Pre | Concat Post | TRFcooling | TRFheating | EFFdist,cooling,base | EFFdist,cooling,ee | EFFdist,heating,base | EFFdist,heating,ee | kWh_cool | kWh_heat | MMBTU | CF | Measure Life | [18 empty] | Line Item Cost | Savings (kWh) | Summer Demand (kW) | Winter Demand (kW) | Uncapped Incentive ($) | Final Incentive ($) | Therms Savings | Lifetime GHG Savings (MTCO2e)
Example | First | Kitchen | Stanley | Cook | Health/Medical - Hospital | Basement, Insulated Walls | Uninsulated | R-6 | 30% | 15% | AC | Electric Furnace | 180 |  | 20 | 12 | 15 | 9 | 1 | 1000 | 500 | 1500 | 947.622 | 0.34944 | 0 | 1200 | 1200 | $1.27 | 2.3131 | [10 empty] | 1099 | 209 | Other | 0.3UninsulatedOther | 0.15R-6Other | 0.6 | 0.6 | 0.816 | 0.937 | 0.707 | 0.841 | 681.2158 | 266.4067 | 0 | 0.451 | 15 | [18 empty] | 1500 | 947.622 | 0.34944 | 0 | 758.0976 | 1200 | 0 | 2.3131
1
2
3
4
5
6
7
8
9
10
[73 empty] | Totals | 0 | 0 | 0 | 0 | 0 | 0 | 0 | 0
Electric Chillers
This measure relates to the installation of a new high-efficiency electric water chilling package in place of an existing chiller or a new standard efficiency chiller of the same capacity. The efficient condition is a high-efficiency electric water chilling package; typically a unit that meets or exceeds the requirements presented in the International Energy Conservation Code 2018 (IECC 2018).
Index | Floor # | Location | Make | Model | Facility Type | Baseline Condition | Equipment Type | Compliance Path | Unit Capacity (Tons) | IPLV Replacement (kW/ton) | IPLV Existing (kW/ton) | Full Load Replacement (kW/ton) | Full Load Existing (kW/ton) | IPLV Baseline (kW/ton) | Full Load Baseline (kW/ton) | Quantity | Per Unit Equipment Cost* | Per Unit Installation Cost | Total Line Item Cost | Energy Savings (kWh) | Summer kW | Winter kW | Unit Incentive | Incentive | $/kWh | Lifetime GHG Savings (MTCO2e) | [13 empty] | Size Category | EFLHcool | Concat | IPLV base/exist | ETDF_Summer Peak | ETDF_Winter Peak | kWh_cool time of sale, baseline | Measure Life | RUL | EUL-RUL | Lifetime kWh Savings | [23 empty] | Line Item Cost | Savings (kWh) | Summer Demand (kW) | Winter Demand (kW) | Uncapped Incentive ($) | Final Incentive ($) | Therms Savings | Lifetime GHG Savings (MTCO2e)
Example | First | Kitchen | Stanley | Cook | Education - Community College | Time of Sale | Water Cooled, Positive Displacement | Path A | 150 | 0.2 | 0.6 | 0.4 | 0.5 | 0.54 | 0.66 | 1 | 1000 | 500 | 1500 | 32946 | 28.0766 | 0 | 1200 | 1200 | $0.04 | 123.3122 | [13 empty] | ≥150 to <300 tons | 646 | Water Cooled, Positive DisplacementPath A≥150 to <300 tons | 0.54 | 0.0008522 | 0 | 32946 | 23 | 7.6667 | 15.3333 | 757758 | [23 empty] | 1500 | 32946 | 28.0766 | 0 | 82365 | 1200 | 0 | 123.3122
1
2
3
4
5
6
7
8
9
10
[73 empty] | Totals | 0 | 0 | 0 | 0 | 0 | 0 | 0 | 0
Bathroom Exhaust Fan
This measure defines the purchase and installation of a new bathroom fan for typical usage (i.e., non-continuous). This measure assumes fan capacities between 10 and 200 CFM rated at a sound level of less than 2.0 sones at 0.1 inches of water column static pressure. New high efficiency exhaust-only ventilation fan, quiet (< 2.0 sones) operating; typically a unit that meets or exceeds the ENERGY STAR v4.1 specifications.
Index | Floor # | Location | Make | Model | Facility Type | Nominal Capacity of Fan (CFM) | Efficient Fan Avg Efficacy (CFM/W) | Baseline Fan Avg Efficacy (CFM/W) | Includes Lighting Component? | Existing Light Wattage | Replacement Light Wattage | Quantity | Per Unit Equipment Cost* | Per Unit Installation Cost | Total Line Item Cost | Energy Savings (kWh) | Summer kW | Winter kW | Unit Incentive | Incentive | $/kWh | Lifetime GHG Savings (MTCO2e) | [17 empty] | Hours | WFHe | kWh_fan | kWh_light | ETDF_Summer Peak | ETDF_Winter Peak | MMBTU | Measure Life | [26 empty] | Line Item Cost | Savings (kWh) | Summer Demand (kW) | Winter Demand (kW) | Uncapped Incentive ($) | Final Incentive ($) | Therms Savings | Lifetime GHG Savings (MTCO2e)
Example | First | Kitchen | Stanley | Cook | Office - Large | 70.6 | 4.9 | 2.8 | Yes | 60 | 20 | 1 | 1000 | 500 | 1500 | 46.349 | 0.004704 | 0.005126 | 1200 | 1200 | 25.8905 | 0.09051 | [17 empty] | 945 | 0.956 | 10.2118 | 36.1368 | 0.0001015 | 0.0001106 | 0 | 12 | [26 empty] | 1500 | 46.349 | 0.004704 | 0.005126 | 37.0792 | 1200 | 0 | 0.09051
1 | [45 empty] | 0
2 | [45 empty] | 0
3 | [45 empty] | 0
4 | [45 empty] | 0
5 | [45 empty] | 0
6 | [45 empty] | 0
7 | [45 empty] | 0
8 | [45 empty] | 0
9 | [45 empty] | 0
10 | [45 empty] | 0
[73 empty] | Totals | 0 | 0 | 0 | 0 | 0 | 0 | 0 | 0
0

## Refrigeration
ECM Retro | Fan Ctrls | Case Lighting | Vending Ctrls | Coil Defrost Controls | Anti Sweat | [37 empty] | Project Cost | Savings (kWh) | Summer Demand (kW) | Winter Demand (kW) | Uncapped Incentive ($) | Final Incentive ($) | DIY Project Cost | DIY Savings | DIY Summer Demand | DIY Winter Demand | DIY Incentive | Therms | Lifetime GHG Savings (MTCO2e) | DIY Therms | DIY Lifetime GHG Savings (MTCO2e)
Case Cover | VSRC | Strip Curtains | Add Doors | Suction Pipe Insulation | [37 empty] | Totals | 0 | 0 | 0 | 0 | 0 | 0 | 0 | 0 | 0 | 0 | 0 | 0 | 0 | 0 | 0
Gasket | Reach Ins | Auto Closer | Special Doors | Floating Head Pressure Ctrls
Anti-Sweat Heater Control
Anti-sweat door heaters (ASDH) prevent condensation from forming on cooler and freezer doors. The efficient equipment is a door heater control on a commercial glass door cooler or refrigerator utilizing either ON/OFF or micro pulse controls.
Index | Floor # | Location | Make | Model | Facility Type | Temperature | Control Type | kW per door (kW) | # of Doors per Case | # of Cases | Controls Quantity | Per Unit Equipment Cost* | Per Unit Installation Cost | Total Line Item Cost | Energy Savings (kWh) | Summer kW | Winter kW | Unit Incentive | Incentive | $/kWh | Lifetime GHG Savings (MTCO2e) |  |  | %ONnone | %ONcontrol | Hours | WHFe | ETDF_Summer Peak | ETDF_Winter Peak | Measure Life | [12 empty] | Line Item Cost | Savings (kWh) | Summer Demand (kW) | Winter Demand (kW) | Uncapped Incentive ($) | Final Incentive ($) | Therms Savings | Lifetime GHG Savings (MTCO2e)
Example | First | Kitchen | Stanley | Cook | Full Service Restaurant | Cooler | Micropulse | 0.23 | 5 | 1 | 1 | 1000 | 500 | 1500 | 6031.808 | 0.85712 | 0.65264 | 1200 | 1200 | $0.20 | 3.9263 |  |  | 0.907 | 0.428 | 8760 | 1.25 | 0.0001421 | 0.0001082 | 4 | [12 empty] | 1500 | 6031.808 | 0.85712 | 0.65264 | 4825.4464 | 1200 | 0 | 3.9263
1
2
3
4
5
6
7
8
9
10
[42 empty] | Totals | 0 | 0 | 0 | 0 | 0 | 0 | 0 | 0
Evaporator Fan ECM Retrofit
Evaporator fans circulate cool air in refrigerated spaces by drawing air across the evaporator coil and into the space. The efficient case is defined as an evaporator fan powered by an ECM that runs continuously with no controls in a walk-in freezer or a walk-in cooler.
Index | Floor # | Location | Make | Model | Facility Type | Temperature | HP | kW/HP | %ChangeinPwr | %ONuc | Quantity | Per Unit Equipment Cost* | Per Unit Installation Cost | Total Line Item Cost | Energy Savings (kWh) | Summer kW | Winter kW | Unit Incentive | Incentive | $/kWh | Lifetime GHG Savings (MTCO2e) |  |  | Hours | WHFe | ETDF_Summer Peak | ETDF_Winter Peak | Measure Life | [14 empty] | Line Item Cost | Savings (kWh) | Summer Demand (kW) | Winter Demand (kW) | Uncapped Incentive ($) | Final Incentive ($) | Therms Savings | Lifetime GHG Savings (MTCO2e)
Example | First | Kitchen | Stanley | Cook | Full Service Restaurant | Freezer | 1 | 0.758 | 157% | 97.8% | 1 | 1000 | 500 | 1500 | 17944.216 | 2.5499 | 1.9416 | 1200 | 1200 | $0.07 | 43.8017 |  |  | 8760 | 1.76 | 0.0001421 | 0.0001082 | 15 | [14 empty] | 1500 | 17944.216 | 2.5499 | 1.9416 | 14355.3728 | 1200 | 0 | 43.8017
1
2
3
4
5
6
7
8
9
10
[42 empty] | Totals | 0 | 0 | 0 | 0 | 0 | 0 | 0 | 0
Evaporator Fan Motor Controls
Evaporator fans circulate cool air in refrigerated spaces by drawing air across the evaporator coil and into the space. The efficient equipment is an evaporator fan powered by an ECM or SP motor utilizing either ON/OFF or multispeed controls.
Index | Floor # | Location | Make | Model | Facility Type | Temperature | Motor Type | Control Type | kWhp | HP | %ONuc | # of Fans | Controls Quantity | Per Unit Equipment Cost* | Per Unit Installation Cost | Total Line Item Cost | Energy Savings (kWh) | Summer kW | Winter kW | Unit Incentive | Incentive | $/kWh | Lifetime GHG Savings (MTCO2e) | Hours | %ONcontrol | WHFe | ETDF_Summer Peak | ETDF_Winter Peak | Measure Life | [13 empty] | Line Item Cost | Savings (kWh) | Summer Demand (kW) | Winter Demand (kW) | Uncapped Incentive ($) | Final Incentive ($) | Therms Savings | Lifetime GHG Savings (MTCO2e)
Example | First | Kitchen | Stanley | Cook | Full Service Restaurant | Freezer | SP | Multi-speed | 2.088 | 5 | 97.8% | 1 | 1 | 1000 | 500 | 1500 | 46034.487 | 6.5415 | 4.9809 | 1200 | 1200 | $0.03 | 119.8613 | 8760 | 0.692 | 1.76 | 0.0001421 | 0.0001082 | 16 | [13 empty] | 1500 | 46034.487 | 6.5415 | 4.9809 | 36827.5896 | 1200 | 0 | 119.8613
1
2
3
4
5
6
7
8
9
10
[42 empty] | Totals | 0 | 0 | 0 | 0 | 0 | 0 | 0 | 0
LED Refrigerated Case Lighting
This measure relates to the installation of LED luminaries in vertical and horizontal refrigerated display cases replacing T8 or T12HO linear fluorescent lamp technology. The efficient measure is assumed to be DesignLights Consortium qualified LED vertical or horizontal refrigerated case luminaires.
Index | Floor # | Location | Make | Model | Facility Type | Temperature | Baseline Lamp | Light Fixture Length (ft) | Watts per Foot LED | Quantity | Per Unit Equipment Cost* | Per Unit Installation Cost | Total Line Item Cost | Energy Savings (kWh) | Summer kW | Winter kW | Unit Incentive | Incentive | $/kWh | Lifetime GHG Savings (MTCO2e) |  |  |  | Watts per Foot Base | Hours | WHFe | WHFd | CF | Customer Information Building Type | HOU by Building Type | Measure Life | [11 empty] | Line Item Cost | Savings (kWh) | Summer Demand (kW) | Winter Demand (kW) | Uncapped Incentive ($) | Final Incentive ($) | Therms Savings | Lifetime GHG Savings (MTCO2e)
Example | First | Kitchen | Stanley | Cook | Full Service Restaurant | Freezer | T8 Case Lighting System | 15 | 9.4 | 5 | 1000 | 500 | 7500 | 4671.652 | 0.71755 | 0.71755 | 1200 | 6000 | $1.28 | #VALUE! |  |  |  | 16 | 6209 | 1.52 | 1.51 | 0.96 | 0 | #N/A | [12 empty] | 7500 | 4671.652 | 0.71755 | 0.71755 | 3737.3216 | 6000 | 0 | #VALUE!
1
2
3
4
5
6
7
8
9
10
[42 empty] | Totals | 0 | 0 | 0 | 0 | 0 | 0 | 0 | 0
Beverage Vending Machine Controls
This measure involves the addition of control systems to existing, non-ENERGY STAR, beverage vending machines. The control systems are intended to reduce energy consumption from lighting and refrigeration during times of lower customer sales.
Index | Floor # | Location | Make | Model | Facility Type | Installation Type | Category | Vintage | Frontal Transparency | Volume (ft^3) | Wattage of Bulb | Quantity | Per Unit Equipment Cost* | Per Unit Installation Cost | Total Line Item Cost | Energy Savings (kWh) | Summer kW | Winter kW | Unit Incentive | Incentive | $/kWh | Lifetime GHG Savings (MTCO2e) |  | Class | Concat | Occ Hours | Sleep Hours | Days | MDEC Calc A | MDEC Calc B | MDEC | kWh Lighting | kWh RefBMC | ETDF_Summer Peak | ETDF_Winter Peak | Measure Life | [6 empty] | Line Item Cost | Savings (kWh) | Summer Demand (kW) | Winter Demand (kW) | Uncapped Incentive ($) | Final Incentive ($) | DIY Line Item Cost | DIY Savings | DIY Summer Demand | DIY Winter Demand | DIY Incentive | Lifetime GHG Savings (MTCO2e) | DIY Lifetime GHG Savings (MTCO2e)
Example | First | Kitchen | Stanley | Cook | Education | CNP Installed (Default) | Combination Vending Machine | Pre-2019 | <25% Transparent | 21 | 56.4 | 2 | 500 | 200 | 1400 | 1187.035 | 0 | 0 | 560 | 1120 | $0.94 | 0.96585 |  | B | Combination Vending MachinePre-2019B | 3302 | 4 | 365.25 | 0.073 | 3.16 | 4.693 | 307.8312 | 285.6864 | 0 | 0 | 5 | [6 empty] | 1400 | 1187.035 | 0 | 0 | 949.628 | 1120 | 0 | 0 | 0 | 0 | 0 | 0.96585 | 0
1
2
3
4
5
6
7
8
9
10
[42 empty] | Totals | 0 | 0 | 0 | 0 | 0 | 0 | 0 | 0 | 0 | 0 | 0 | 0 | 0
Evaporator Coil Defrost Control
This measure involves the installation of electric defrost controls on small commercial walk-in cooler and freezer systems. The efficient condition is a small commercial walk-in cooler or freezer with defrost controls installed.
Index | Floor # | Location | Make | Model | Facility Type | Temperature | kW_de (kW) | Annual Full Load Defrost Hours | COP | # of Fans Controlled | Controls Quantity | Per Unit Equipment Cost* | Per Unit Installation Cost | Total Line Item Cost | Energy Savings (kWh) | Summer kW | Winter kW | Unit Incentive | Incentive | $/kWh | Lifetime GHG Savings (MTCO2e) |  |  | SVG | ETDF_Summer Peak | ETDF_Winter Peak | Measure Life | [15 empty] | Line Item Cost | Savings (kWh) | Summer Demand (kW) | Winter Demand (kW) | Uncapped Incentive ($) | Final Incentive ($) | Therms Savings | Lifetime GHG Savings (MTCO2e)
Example | First | Kitchen | Stanley | Cook | Full Service Restaurant | Freezer | 0.9 | 487 | 1 | 2 | 1 | 1000 | 500 | 1500 | 337.754 | 0.047995 | 0.036545 | 1200 | 1200 | $3.55 | 0.54964 |  |  | 0.3 | 0.0001421 | 0.0001082 | 10 | [15 empty] | 1500 | 337.754 | 0.047995 | 0.036545 | 270.2032 | 1200 | 0 | 0.54964
1
2
3
4
5
6
7
8
9
10
[42 empty] | Totals | 0 | 0 | 0 | 0 | 0 | 0 | 0 | 0
Variable Speed Refrigeration Compressor
This measure involves the installation of variable speed drive (VSD) compressors that are used to control and reduce the speed of the compressor during times when the refrigeration system does not require the motor to run at full capacity.
Index | Floor # | Location | Make | Model | Facility Type | Temperature | Unit Capacity (HP) | Quantity | Per Unit Equipment Cost* | Per Unit Installation Cost | Total Line Item Cost | Energy Savings (kWh) | Summer kW | Winter kW | Unit Incentive | Incentive | $/kWh | Lifetime GHG Savings (MTCO2e) | [5 empty] | DC | LF | Efficiency | HOURS | SVG | ETDF_Winter Peak | Measure Life | [12 empty] | Line Item Cost | Savings (kWh) | Summer Demand (kW) | Winter Demand (kW) | Uncapped Incentive ($) | Final Incentive ($) | Therms Savings | Lifetime GHG Savings (MTCO2e)
Example | First | Kitchen | Stanley | Cook | Full Service Restaurant | Freezer | 5 | 3 | 1000 | 500 | 4500 | 12782.159 | 0 | 0.35023 | 1200 | 3600 | $0.28 | 31.2012 | [5 empty] | 0.85 | 0.9 | 0.88 | 8760 | 0.15 | 2.74e-05 | 15 | [12 empty] | 4500 | 12782.159 | 0 | 0.35023 | 10225.7272 | 3600 | 0 | 31.2012
1
2
3
4
5
6
7
8
9
10
[42 empty] | Totals | 0 | 0 | 0 | 0 | 0 | 0 | 0 | 0
Floating Head Pressure Controls
This measure involves the installation of a floating head pressure control on a single-compressor refrigeration system. The efficient condition is a single-compressor refrigeration system with a floating head pressure control. The compressor must be 1 HP or larger.
Index | Floor # | Location | Make | Model | Facility Type | System Rating | Condensing Type | Temperature | Unit Capacity (Ton) | Unit Capacity (HP) | Quantity | Per Unit Equipment Cost* | Per Unit Installation Cost | Total Line Item Cost | Energy Savings (kWh) | Summer kW | Winter kW | Unit Incentive | Incentive | $/kWh | Lifetime GHG Savings (MTCO2e) |  |  | Concat | kWh/HP | COP | ETDF_Summer Peak | ETDF_Winter Peak | Measure Life | [13 empty] | Line Item Cost | Savings (kWh) | Summer Demand (kW) | Winter Demand (kW) | Uncapped Incentive ($) | Final Incentive ($) | Therms Savings | Lifetime GHG Savings (MTCO2e)
Example | First | Kitchen | Stanley | Cook | Full Service Restaurant | Ton | Condensing Unit | Freezer | 5 |  | 1 | 1000 | 500 | 1500 | 13976.607 | 1.9861 | 1.5123 | 1200 | 1200 | $0.09 | 34.1168 |  |  | FreezerCondensing Unit | 830 | 1.4 | 0.0001421 | 0.0001082 | 15 | [13 empty] | 1500 | 13976.607 | 1.9861 | 1.5123 | 11181.2856 | 1200 | 0 | 34.1168
1
2
3
4
5
6
7
8
9
10
[42 empty] | Totals | 0 | 0 | 0 | 0 | 0 | 0 | 0 | 0
Suction Pipe Insulation for Walk-Ins
This measure involves the installation of insulation on existing bare suction lines (the larger diameter lines that run from the evaporator to the compressor) that are located outside of the refrigerated space for walk-in coolers and freezers. Flexible, closed-cell, nitrite rubber or an equivalent insulation. Savings in this protocol are applicable to medium temperature lines that require 3/4 inch of insulation and low temperature lines that require 1-inch of insulation.
Index | Floor # | Location | Make | Model | Facility Type | Installation Type | Temperature | Insulation Length (ft) | Quantity | Per Unit Equipment Cost per ft* | Per Unit Installation Cost | Total Line Item Cost | Energy Savings (kWh) | Summer kW | Winter kW | Unit Incentive | Incentive | $/kWh | Lifetime GHG Savings (MTCO2e) |  |  |  |  | kWh/ft | ETDF_Summer Peak | ETDF_Winter Peak | Measure Life | [15 empty] | Line Item Cost | Savings (kWh) | Summer Demand (kW) | Winter Demand (kW) | Uncapped Incentive ($) | Final Incentive ($) | DIY Line Item Cost | DIY Savings | DIY Summer Demand | DIY Winter Demand | DIY Incentive | Lifetime GHG Savings (MTCO2e) | DIY Lifetime GHG Savings (MTCO2e)
Example | First | Kitchen | Stanley | Cook | Full Service Restaurant | CNP Installed (Default) | Freezer | 10 | 2 | 500 | 200 | 1400 | 2442 | 0.34701 | 0.26422 | 560 | 1120 | $0.46 | 4.3713 |  |  |  |  | 122.1 | 0.0001421 | 0.0001082 | 11 | [15 empty] | 1400 | 2442 | 0.34701 | 0.26422 | 1953.6 | 1120 | 0 | 0 | 0 | 0 | 0 | 4.3713 | 0
1
2
3
4
5
6
7
8
9
10
[42 empty] | Totals | 0 | 0 | 0 | 0 | 0 | 0 | 0 | 0 | 0 | 0 | 0 | 0 | 0
Special Doors w/ Anti-Sweat Heat for Reach-Ins
This measure involves the installation of low-heat or no-heat doors can reduce the energy consumption of the case by using lower wattage heaters or a reduced number of total heaters per door. The efficient condition is a no-heat/low-heat clear glass door on an upright display case. Doors must have either heat reflective treated glass, be gas filled, or both. Doors must be 57 inches high or more for the savings of the protocol to apply.
Index | Floor # | Location | Make | Model | Facility Type | Baseline Wattage | Efficient Wattage | COP | Hours/yr | Quantity | Per Unit Equipment Cost* | Per Unit Installation Cost | Total Line Item Cost | Energy Savings (kWh) | Summer kW | Winter kW | Unit Incentive | Incentive | $/kWh | Lifetime GHG Savings (MTCO2e) |  |  |  | ETDF_Summer Peak | ETDF_Winter Peak | Measure Life | [16 empty] | Line Item Cost | Savings (kWh) | Summer Demand (kW) | Winter Demand (kW) | Uncapped Incentive ($) | Final Incentive ($) | Therms Savings | Lifetime GHG Savings (MTCO2e)
Example | First | Kitchen | Stanley | Cook | Full Service Restaurant | 25 | 15 | 4.04 | 8760 | 1 | 1000 | 500 | 1500 | 109.283 | 0.015529 | 0.011824 | 1200 | 1200 | $10.98 | 0.071136 |  |  |  | 0.0001421 | 0.0001082 | 4 | [16 empty] | 1500 | 109.283 | 0.015529 | 0.011824 | 87.4264 | 1200 | 0 | 0.071136
1
2
3
4
5
6
7
8
9
10
[42 empty] | Totals | 0 | 0 | 0 | 0 | 0 | 0 | 0 | 0
Refrigerated Case Cover
Refrigerated case covers (Night covers) are designed to reduce refrigeration energy consumption by reducing the work done by the compressor. Night covers reduce the heat and moisture entry into the refrigerated space through various heat transfer mechanisms. The efficient equipment is assumed to be a refrigerated case with a continuous cover deployed during overnight periods. Characterization assumes covers are deployed for six hours daily.
Index | Floor # | Location | Make | Model | Facility Type | Length per Case (ft) | COP | Quantity | Per Unit Equipment Cost* | Per Unit Installation Cost | Total Line Item Cost | Energy Savings (kWh) | Summer kW | Winter kW | Unit Incentive | Incentive | $/kWh | Lifetime GHG Savings (MTCO2e) | [5 empty] | Load | ESF | Measure Life | [16 empty] | Line Item Cost | Savings (kWh) | Summer Demand (kW) | Winter Demand (kW) | Uncapped Incentive ($) | Final Incentive ($) | Therms Savings | Lifetime GHG Savings (MTCO2e)
Example | First | Kitchen | Stanley | Cook | Full Service Restaurant | 20 | 0.85 | 1 | 1000 | 500 | 1500 | 9422.811 | 0 | 0 | 1200 | 1200 | $0.13 | 7.667 | [5 empty] | 1733.625 | 0.09 | 5 | [16 empty] | 1500 | 9422.811 | 0 | 0 | 7538.2488 | 1200 | 0 | 7.667
1
2
3
4
5
6
7
8
9
10
[42 empty] | Totals | 0 | 0 | 0 | 0 | 0 | 0 | 0 | 0
Refrigeration Door Gasket Replacement
This measure describes the replacement of worn-out gaskets with new better-fitting gaskets. Applicable gaskets include those located on the doors of walk-in and/or reach-in coolers and freezers. The efficient measure is a new complete gasket.
Index | Floor # | Location | Make | Model | Facility Type | Refrigeration Type | Quantity | Per Unit Equipment Cost* | Per Unit Installation Cost | Total Line Item Cost | Energy Savings (kWh) | Summer kW | Winter kW | Unit Incentive | Incentive | $/kWh | Lifetime GHG Savings (MTCO2e) | [6 empty] | Savings per Door | ETDF_Summer Peak | ETDF_Winter Peak | Measure Life Category | Measure Life | [14 empty] | Line Item Cost | Savings (kWh) | Summer Demand (kW) | Winter Demand (kW) | Uncapped Incentive ($) | Final Incentive ($) | Therms Savings | Lifetime GHG Savings (MTCO2e)
Example | First | Kitchen | Stanley | Cook | Full Service Restaurant | Walk-in Cooler | 2 | 1000 | 500 | 3000 | 408 | 0.057977 | 0.044146 | 1200 | 2400 | $5.88 | 0.26558 | [6 empty] | 204 | 0.0001421 | 0.0001082 | Storage | 4 | [14 empty] | 3000 | 408 | 0.057977 | 0.044146 | 326.4 | 2400 | 0 | 0.26558
1
2
3
4
5
6
7
8
9
10
[42 empty] | Totals | 0 | 0 | 0 | 0 | 0 | 0 | 0 | 0
Strip Curtains for Walk-Ins
This measure involves the installation of infiltration barriers (strip curtains) on walk-in coolers or freezers. Strip curtains impede heat transfer from adjacent warm and humid spaces into walkins when the main door is opened, thus reducing the cooling load. The efficient measure is defined as a strip curtain at least 0.06 inches thick added to a walk-in cooler or freezer. The new strip curtain must cover the entire area of the doorway when the door is opened.
Index | Floor # | Location | Make | Model | Facility Type | Temperature | Doorway Area (ft^2) | Quantity | Per Unit Equipment Cost* | Per Unit Installation Cost | Total Line Item Cost | Energy Savings (kWh) | Summer kW | Winter kW | Unit Incentive | Incentive | $/kWh | Lifetime GHG Savings (MTCO2e) | [5 empty] | Concat | Savings per SF | ETDF_Summer Peak | ETDF_Winter Peak | Measure Life | [14 empty] | Line Item Cost | Savings (kWh) | Summer Demand (kW) | Winter Demand (kW) | Uncapped Incentive ($) | Final Incentive ($) | Therms Savings | Lifetime GHG Savings (MTCO2e)
Example | First | Kitchen | Stanley | Cook | Supermarket | Freezer | 21 | 2 | 1000 | 500 | 3000 | 20760.6 | 2.9605 | 2.2712 | 1200 | 2400 | $0.12 | 13.5137 | [5 empty] | SupermarketFreezer | 494.3 | 0.0001426 | 0.0001094 | 4 | [14 empty] | 3000 | 20760.6 | 2.9605 | 2.2712 | 16608.48 | 2400 | 0 | 13.5137
1
2
3
4
5
6
7
8
9
10
[42 empty] | Totals | 0 | 0 | 0 | 0 | 0 | 0 | 0 | 0
Auto-Closers on Walk-Ins
Auto-closers on walk-in coolers and freezers can reduce the amount of time that doors are open, thereby reducing infiltration and refrigeration loads. The efficient condition is a cooler or freezer door with an auto-closer. The walk-in door perimeter must be ≥ 16 feet. The auto-closer should be applied to the main insulated opaque door(s) of a walk-in cooler or freezer. It must be able to firmly close the door when it is within one inch of full closure.
Index | Floor # | Location | Make | Model | Facility Type | Temperature | Quantity | Per Unit Equipment Cost* | Per Unit Installation Cost | Total Line Item Cost | Energy Savings (kWh) | Summer kW | Winter kW | Unit Incentive | Incentive | $/kWh | Lifetime GHG Savings (MTCO2e) | [6 empty] | kWh per door | ETDF_Summer Peak | ETDF_Winter Peak | Measure Life | [15 empty] | Line Item Cost | Savings (kWh) | Summer Demand (kW) | Winter Demand (kW) | Uncapped Incentive ($) | Final Incentive ($) | Therms Savings | Lifetime GHG Savings (MTCO2e)
Example | First | Kitchen | Stanley | Cook | Full Service Restaurant | Cooler | 1 | 1000 | 500 | 1500 | 1052 | 0.14949 | 0.11383 | 1200 | 1200 | $1.14 | 1.3696 | [6 empty] | 1052 | 0.0001421 | 0.0001082 | 8 | [15 empty] | 1500 | 1052 | 0.14949 | 0.11383 | 841.6 | 1200 | 0 | 1.3696
1
2
3
4
5
6
7
8
9
10
[42 empty] | Totals | 0 | 0 | 0 | 0 | 0 | 0 | 0 | 0
Adding Doors to Existing Refrigerated Display Case
This measure involves adding doors to existing vertical open display cases. The efficient case is an existing vertical display case with doors. The added doors may be no sweat (also known as zero heat) or they may contain anti-sweat heaters.
Index | Floor # | Location | Make | Model | Facility Type | Door Type | Case Width | Daily Compressor kWh/ft | # of Doors per Case | Quantity | Per Unit Equipment Cost* | Per Unit Installation Cost | Total Line Item Cost | Energy Savings (kWh) | Summer kW | Winter kW | Unit Incentive | Incentive | $/kWh | Lifetime GHG Savings (MTCO2e) |  |  |  | ESF | Days/yr | ETDF_Summer Peak | ETDF_Winter Peak | Measure Life | [14 empty] | Line Item Cost | Savings (kWh) | Summer Demand (kW) | Winter Demand (kW) | Uncapped Incentive ($) | Final Incentive ($) | Therms Savings | Lifetime GHG Savings (MTCO2e)
Example | First | Kitchen | Stanley | Cook | Full Service Restaurant | Without Anti-Sweat Heaters | 10 | 1.76 | 4 | 1 | 1000 | 500 | 6000 | 5592.708 | 0.79472 | 0.60513 | 4800 | 4800 | $0.86 | 10.9214 |  |  |  | 0.87 | 365.25 | 0.0001421 | 0.0001082 | 12 | [14 empty] | 6000 | 5592.708 | 0.79472 | 0.60513 | 4474.1664 | 4800 | 0 | 10.9214
1
2
3
4
5
6
7
8
9
10
[42 empty] | Totals | 0 | 0 | 0 | 0 | 0 | 0 | 0 | 0
Energy Star Commercial Reach-Ins
This measure describes the installation of an ENERGY STAR qualified, high-efficiency packaged commercial refrigerator or freezer intended for food product storage. The efficient measure is a high efficiency packaged commercial refrigerator or freezer; typically a unit that meets or exceeds ENERGY STAR Version 5.0 requirements.
Index | Floor # | Location | Make | Model | Facility Type | Project Type | Existing Equip. Manufacture Date | Temperature | Door Closed | Door Type | Volume (ft^3) | Volume (ft^3) Existing | Quantity | Per Unit Equipment Cost* | Per Unit Installation Cost | Total Line Item Cost | Energy Savings (kWh) | Summer kW | Winter kW | Unit Incentive | Incentive | $/kWh | Lifetime GHG Savings (MTCO2e) | Volume Range | Concat | Baseline/Existing Product | Baseline/Existing Sum | Efficient Product | Efficient Sum | Annual Days of Operation | kWh Baseline/Existing | kWh Efficient | ETDF_Summer Peak | ETDF_Winter Peak | kWh time of sale, baseline | Time of Sale Baseline/Existing Product | Time of Sale Baseline/Existing Sum | Measure Life | RUL | EUL-RUL | Lifetime kWh Savings |  | Line Item Cost | Savings (kWh) | Summer Demand (kW) | Winter Demand (kW) | Uncapped Incentive ($) | Final Incentive ($) | Therms Savings | Lifetime GHG Savings (MTCO2e)
Example | First | Kitchen | Stanley | Cook | Full Service Restaurant | Time of Sale |  | Refrigerator | Vertical | Solid | 25 |  | 2 | 1000 | 500 | 3000 | 664.755 | 0.094462 | 0.071926 | 1200 | 2400 | $3.61 | 1.2981 | 15≤V<30 | RefrigeratorVerticalSolid15≤V<30 | 0.05 | 1.36 | 0.05 | 0.45 | 365.25 | 2.61 | 1.7 | 0.0001421 | 0.0001082 | 664.755 | 0.05 | 1.36 | 12 | 4 | 8 | 7977.06 |  | 3000 | 664.755 | 0.094462 | 0.071926 | 531.804 | 2400 | 0 | 1.2981
1
2
3
4
5
6
7
8
9
10
[42 empty] | Totals | 0 | 0 | 0 | 0 | 0 | 0 | 0 | 0
0

## Food Service
Fryer | Ice Makers | Convection | [56 empty] | Project Cost | Savings (kWh) | Summer Demand (kW) | Winter Demand (kW) | Uncapped Incentive ($) | Final Incentive ($) | MMBTU | Therms | Lifetime GHG Savings (MTCO2e)
Griddle | Kitchen DCV | Dishwasher | [55 empty] | Totals | 0 | 0 | 0 | 0 | 0 | 0 | 0 | 0 | 0
Steam | Comp Air VSD | Combination
Commercial Combination Oven
A combination oven is a convection oven that includes the added capability to inject steam into the oven cavity and typically offers at least three distinct cooking modes. The efficient equipment is assumed to be a high efficiency electric combination oven.
Index | Floor # | Location | Make | Model | Facility Type | LB | # of Pans per Unit | PCT_conv | PCT_steam | EFFICIENCY eff, conv | EFFICIENCY eff, steam | IDLE eff, conv | IDLE eff, steam | PC eff, conv | PC eff, steam | Quantity | Per Unit Equipment Cost* | Per Unit Installation Cost | Total Line Item Cost | Energy Savings (kWh) | Summer kW | Winter kW | Unit Incentive | Incentive | $/kWh | Lifetime GHG Savings (MTCO2e) | HOURS_day | DAYS | EFOOD, conv | EFOOD, steam | EFF base, conv | EFF base, steam | IDLE base, conv | IDLE base, steam | PC base, conv | PC base, steam | kWh_cooking base, conv | kWh_cooking base, steam | kWh_cooking base | kWh_idle base, conv | kWh_idle base, steam | kWh_idle base | kWh_cooking eff, conv | kWh_cooking eff, steam | kWh_cooking eff | kWh_idle eff, conv | kWh_idle eff, steam | kWh_idle eff | Delta kWh_cooking | Delta kWh_idle | ETDF_Summer Peak | ETDF_Winter Peak | MMBTU | kWh_base | kWh_eff | Annual kWh | Measure Life |  | Line Item Cost | Savings (kWh) | Summer Demand (kW) | Winter Demand (kW) | Uncapped Incentive ($) | Final Incentive ($) | Therms Savings | Lifetime GHG Savings (MTCO2e)
Example | First | Kitchen | Stanley | Cook | Hotel | 200 | 2 | 85% | 15% | 76% | 55% | 0.66 | 0.91 | 119 | 177 | 1 | 1000 | 500 | 1500 | 8172.193 | 1.0248 | 1.1891 | 1200 | 1200 | $0.15 | 15.9586 | 20 | 365 | 0.0732 | 0.0308 | 0.72 | 0.49 | 1.32 | 5.26 | 79 | 126 | 17.2833 | 1.8857 | 19.169 | 19.5995 | 14.5276 | 34.1271 | 16.3737 | 1.68 | 18.0537 | 10.2771 | 2.5758 | 12.8529 | 1.1154 | 21.2742 | 0.0001254 | 0.0001455 | 0 | 53.2962 | 30.9066 | 30734.0038 | 12 |  | 1500 | 8172.193 | 1.0248 | 1.1891 | 6537.7544 | 1200 | 0 | 15.9586
1
2
3
4
5
6
7
8
9
10
[58 empty] | Totals | 0 | 0 | 0 | 0 | 0 | 0 | 0 | 0
Commercial Convection Oven
Commercial convection ovens that are ENERGY STAR certified have higher heavy load cooking efficiencies and lower idle energy rates making them on average about 20 percent more efficient than standard models. The efficient equipment is assumed to be a high efficiency electric convection oven measure.
Index | Floor # | Location | Make | Model | Facility Type | LB | Size | EFFICIENCY eff | IDLE eff | PC eff | Quantity | Per Unit Equipment Cost* | Per Unit Installation Cost | Total Line Item Cost | Energy Savings (kWh) | Summer kW | Winter kW | Unit Incentive | Incentive | $/kWh | Lifetime GHG Savings (MTCO2e) | [5 empty] | HOURS_day | DAYS | EFOOD | EFF base | IDLE base | PC base | kWh_cooking base | kWh_cooking eff | kWh_idle base | kWh_idle eff | kWh_base | kWh_eff | ETDF_Summer Peak | ETDF_Winter Peak | MMBTU_cooking base | MMBTU_idle base | MMBTU_cooking eff | MMBTU_idle eff | MMBTU | Measure Life | [12 empty] | Line Item Cost | Savings (kWh) | Summer Demand (kW) | Winter Demand (kW) | Uncapped Incentive ($) | Final Incentive ($) | Therms Savings | Lifetime GHG Savings (MTCO2e)
Example | First | Kitchen | Stanley | Cook | Fast Food Restaurant | 100 | Full | 71% | 1.6 | 90 | 4 | 1000 | 500 | 6000 | 8867.705 | 1.3071 | 1.2042 | 1200 | 4800 | $0.54 | 17.3168 | [5 empty] | 14 | 363 | 0.0732 | 0.65 | 2 | 90 | 11.2615 | 10.3099 | 25.7778 | 20.6222 | 13445.2718 | 11228.3455 | 0.0001474 | 0.0001358 | 0.056818 | 0.19321 | 0.035211 | 20.6222 | 0 | 12 | [12 empty] | 6000 | 8867.705 | 1.3071 | 1.2042 | 7094.164 | 4800 | 0 | 17.3168
1
2
3
4
5
6
7
8
9
10
[58 empty] | Totals | 0 | 0 | 0 | 0 | 0 | 0 | 0 | 0
Energy Star Commercial Fryer
This measure applies to both standard sized fryers and large vat fryers. Standard sized fryers that have earned the ENERGY STAR are up to 30% more efficient than non-qualified models; large vat fryers are 35% more efficient. The efficient equipment is assumed to be high efficiency electric fryer.
Index | Floor # | Location | Make | Model | Facility Type | LB | Size | Hours/day | Days/yr | EFFICIENCY eff | IDLE eff | PC eff | Quantity | Per Unit Equipment Cost* | Per Unit Installation Cost | Total Line Item Cost | Energy Savings (kWh) | Summer kW | Winter kW | Unit Incentive | Incentive | $/kWh | Lifetime GHG Savings (MTCO2e) |  |  |  | EFOOD | EFF base | IDLE base | PC base | kWh_cooking base | kWh_cooking eff | kWh_idle base | kWh_idle eff | kWh_base | kWh_eff | ETDF_Summer Peak | ETDF_Winter Peak | MMBTU_cooking base | MMBTU_idle base | MMBTU_cooking eff | MMBTU_idle eff | MMBTU | Measure Life | [14 empty] | Line Item Cost | Savings (kWh) | Summer Demand (kW) | Winter Demand (kW) | Uncapped Incentive ($) | Final Incentive ($) | Therms Savings | Lifetime GHG Savings (MTCO2e)
Example | First | Kitchen | Stanley | Cook | Secondary School | 150 | Standard Size | 16 | 365.25 | 83% | 0.8 | 70 | 6 | 1000 | 500 | 9000 | 18768.734 | 2.8397 | 2.9448 | 1200 | 7200 | $0.38 | 36.6515 |  |  |  | 0.167 | 0.75 | 1.2 | 65 | 33.4 | 30.1807 | 16.4308 | 11.0857 | 18200.6885 | 15072.5662 | 0.0001513 | 0.0001569 | 0.24429 | 0.189 | 0.10301 | 11.0857 | 0 | 12 | [14 empty] | 9000 | 18768.734 | 2.8397 | 2.9448 | 15014.9872 | 7200 | 0 | 36.6515
1
2
3
4
5
6
7
8
9
10
[58 empty] | Totals | 0 | 0 | 0 | 0 | 0 | 0 | 0 | 0
Energy Star Commercial Griddle
ENERGY STAR qualified commercial griddles have higher cooking energy efficiency and lower idle energy rates than standard equipment. The result is a greater percentage of energy being absorbed by the food compared with conventional equipment, and less wasted energy when the griddle is in standby mode. The efficient equipment is assumed to be a high efficiency electric griddle.
Index | Floor # | Location | Make | Model | Facility Type | LB | Size (ft^2) | Griddle Type | Hours/day | Days/yr | EFFICIENCY eff | IDLE eff | PC eff | PE eff (kWh) | Quantity | Per Unit Equipment Cost* | Per Unit Installation Cost | Total Line Item Cost | Energy Savings (kWh) | Summer kW | Winter kW | Unit Incentive | Incentive | $/kWh | Lifetime GHG Savings (MTCO2e) |  | EFOOD | EFF base | IDLE base | PC base | PE base | kWh_cooking base | kWh_cooking eff | kWh_idle base | kWh_idle eff | kWh_base | kWh_eff | ETDF_Summer Peak | ETDF_Winter Peak | MMBTU_cooking base | MMBTU_idle base | MMBTU_preheat base | MMBTU_cooking eff | MMBTU_idle eff | MMBTU_preheat eff | MMBTU | Measure Life | [11 empty] | Line Item Cost | Savings (kWh) | Summer Demand (kW) | Winter Demand (kW) | Uncapped Incentive ($) | Final Incentive ($) | Therms Savings | Lifetime GHG Savings (MTCO2e)
Example | First | Kitchen | Stanley | Cook | Full Service Restaurant | 100 | 10 | Single-Sided | 12 | 365.25 | 70% | 0.32 | 6.67 | 2 | 4 | 1000 | 500 | 6000 | 16164.519 | 2.5378 | 2.2436 | 1200 | 4800 | $0.30 | 31.566 |  | 0.139 | 0.65 | 0.4 | 5.83 | 4 | 21.3846 | 19.8571 | 41.1389 | 33.6024 | 24297.7273 | 20256.5976 | 0.000157 | 0.0001388 | 0.14844 | 0.33607 | 0.021 | 0.067857 | 33.6024 | 0.0001388 | 0 | 12 | [11 empty] | 6000 | 16164.519 | 2.5378 | 2.2436 | 12931.6152 | 4800 | 0 | 31.566
1
2
3
4
5
6
7
8
9
10
[58 empty] | Totals | 0 | 0 | 0 | 0 | 0 | 0 | 0 | 0
Commercial Steam Cooker
Energy efficient steam cookers that have earned the ENERGY STAR label offer shorter cook times, higher production rates, and reduced heat loss due to better insulation and more efficient steam delivery system. The efficient measure assumes the installation of an ENERGY STAR v1.2 qualified electric steam cooker.
Index | Floor # | Location | Make | Model | Facility Type | LB | Pans | PCT_steam | Hours/day | Days/yr | EFFICIENCY eff | IDLE eff | PC eff | PE eff (kWh) | Quantity | Per Unit Equipment Cost* | Per Unit Installation Cost | Total Line Item Cost | Energy Savings (kWh) | Summer kW | Winter kW | Unit Incentive | Incentive | $/kWh | Lifetime GHG Savings (MTCO2e) |  | EFOOD | EFF base | IDLE base | PC base | PE base | Time idle base | Time idle eff | kWh_cooking base | kWh_cooking eff | kWh_idle base | kWh_idle eff | kWh_base | kWh_eff | ETDF_Summer Peak | ETDF_Winter Peak | MMBTU_cooking base | MMBTU_idle base | MMBTU_preheat base | MMBTU_cooking eff | MMBTU_idle eff | MMBTU_preheat eff | MMBTU | Measure Life | [9 empty] | Line Item Cost | Savings (kWh) | Summer Demand (kW) | Winter Demand (kW) | Uncapped Incentive ($) | Final Incentive ($) | Therms Savings | Lifetime GHG Savings (MTCO2e)
Example | First | Kitchen | Stanley | Cook | Full Service Restaurant | 100 | 6 | 85% | 9 | 311 | 50% | 0.8 | 16.7 | 1.672 | 5 | 1000 | 500 | 7500 | 31551.373 | 4.9536 | 4.3793 | 1200 | 6000 | $0.19 | 61.6134 |  | 0.0308 | 0.5 | 2 | 23.3 | 1.776 | 8.2847 | 8.002 | 6.16 | 6.16 | 63.1288 | 42.9425 | 22101.1403 | 15790.8656 | 0.000157 | 0.0001388 | 0.31667 | 0.72641 | 18833 | 0.095 | 0.17913 | 1.672 | 0 | 12 | [9 empty] | 7500 | 31551.373 | 4.9536 | 4.3793 | 25241.0984 | 6000 | 0 | 61.6134
1
2
3
4
5
6
7
8
9
10
[58 empty] | Totals | 0 | 0 | 0 | 0 | 0 | 0 | 0 | 0
Ice Machine
This measure describes the installation of an ENERGY STAR qualified, high-efficiency automatic commercial ice maker which are used in restaurants, bars, hotels, hospitals and a variety of commercial and industrial facilities for both food and patient care applications.
Index | Floor # | Location | Make | Model | Facility Type | Harvest Rate (lbs/day) | Days/yr | Existing Operation | Existing Type | New Operation | New Type | Quantity | Per Unit Equipment Cost* | Per Unit Installation Cost | Total Line Item Cost | Energy Savings (kWh) | Summer kW | Winter kW | Unit Incentive | Incentive | $/kWh | Lifetime GHG Savings (MTCO2e) |  |  |  |  | Duty | Base Concat OpType | Baseline HR | Base Concat HR | Eff Concat OpType | Eff HR | Eff Concat HR | Base a | Base b | Eff a | Eff b | ECR base | ECR Eff | ETDF_Summer Peak | ETDF_Winter Peak | Measure_Name_Text | Measure Life | [15 empty] | Line Item Cost | Savings (kWh) | Summer Demand (kW) | Winter Demand (kW) | Uncapped Incentive ($) | Final Incentive ($) | Therms Savings | Lifetime GHG Savings (MTCO2e)
Example | First | Kitchen | Stanley | Cook | Full Service Restaurant | 8 | 365.25 | Continuous | Ice-Making Head | Continuous | Ice-Making Head | 2 | 1000 | 500 | 3000 | 29.99 | 0.004708 | 0.004163 | 1200 | 2400 | $80.03 | 0.039043 |  |  |  |  | 0.4 | ContinuousIce-Making Head | < 310 | ContinuousIce-Making Head< 310 | ContinuousIce-Making Head | < 310 | ContinuousIce-Making Head< 310 | 9.19 | -0.00629 | 7.9 | -0.005409 | 9.1397 | 7.8567 | 0.000157 | 0.0001388 | Ice Machine - Ice-Making Head Unit | 8 | [15 empty] | 3000 | 29.99 | 0.004708 | 0.004163 | 23.992 | 2400 | 0 | 0.039043
1
2
3
4
5
6
7
8
9
10
[58 empty] | Totals | 0 | 0 | 0 | 0 | 0 | 0 | 0 | 0
Commercial Dishwasher
This measure describes the installation of an ENERGY STAR qualified, high-efficiency stationary and conveyor-type commercial dishwashers used in commercial kitchen establishments that use nondisposable dishes, glassware, and utensils. Energy Star qualified models use less water and have lower idling rates than non-Energy Star rated models.
Index | Floor # | Location | Make | Model | Facility Type | Building Hot Water Fuel Type | Booster Water Heater Fuel Type | Temperature | Dishwasher Type | Quantity | Per Unit Equipment Cost* | Per Unit Installation Cost | Total Line Item Cost | Energy Savings (kWh) | Summer kW | Winter kW | Unit Incentive | Incentive | $/kWh | Lifetime GHG Savings (MTCO2e) | [6 empty] | Concat | kWh Base | kWh Eff | MMBtu Base | MMBtu Eff | CFF Base | CFF Eff | ETDF_Summer Peak | ETDF_Winter Peak | MMBtu | Measure Life | [21 empty] | Line Item Cost | Savings (kWh) | Summer Demand (kW) | Winter Demand (kW) | Uncapped Incentive ($) | Final Incentive ($) | Therms Savings | Lifetime GHG Savings (MTCO2e)
Example | First | Kitchen | Stanley | Cook | Full Service Restaurant | Electric | Natural Gas | High | Pot, Pan, and Utensil | 2 | 1000 | 500 | 3000 | 4214 | 0.6616 | 0.5849 | 1200 | 2400 | $0.57 | 16.6466 | [6 empty] | ElectricNatural GasHighPot, Pan, and Utensil | 14042 | 11935 | 29.4 | 24.3 | 95.6 | 79.2 | 0.000157 | 0.0001388 | 5.1 | 15 | [21 empty] | 3000 | 4214 | 0.6616 | 0.5849 | 3371.2 | 2400 | 51 | 16.6466
1
2
3
4
5
6
7
8
9
10
[58 empty] | Totals | 0 | 0 | 0 | 0 | 0 | 0 | 0 | 0
Demand Control Commercial Kitchen Ventilation
This measure relates to the installation of a demand control kitchen ventilation system (DCKV) in a commercial kitchen. DCKV systems employ active cooking sensors to reduce ventilation rates when the full ventilation capacity is not required.
Index | Floor # | Location | Make | Model | Facility Type | CFM | Hours/day | Days/wk | Weeks/yr | %MUAcool | % of Make Up Air from Nearby Conditioned Space Heated or NOT Heated | Quantity | Per Unit Equipment Cost* | Per Unit Installation Cost | Total Line Item Cost | Energy Savings (kWh) | Summer kW | Winter kW | Unit Incentive | Incentive | $/kWh | Lifetime GHG Savings (MTCO2e) |  |  |  |  | kWh fan | kWh cooling | SFheat | MMBtu | ETDF_Summer Peak | ETDF_Winter Peak | Measure Life | [25 empty] | Line Item Cost | Savings (kWh) | Summer Demand (kW) | Winter Demand (kW) | Uncapped Incentive ($) | Final Incentive ($) | Therms Savings | Lifetime GHG Savings (MTCO2e)
Example | First | Kitchen | Stanley | Cook | Full Service Restaurant | 250 | 15 | 5 | 50 | 30% | 30% Heated | 2 | 1000 | 500 | 3000 | 804.158 | 0.12625 | 0.11162 | 1200 | 2400 | $2.98 | 6.4004 |  |  |  |  | 352.2991 | 49.7799 | 0.0101 | 3.5582 | 0.000157 | 0.0001388 | 15 | [25 empty] | 3000 | 804.158 | 0.12625 | 0.11162 | 643.3264 | 2400 | 35.582 | 6.4004
1
2
3
4
5
6
7
8
9
10
[58 empty] | Totals | 0 | 0 | 0 | 0 | 0 | 0 | 0 | 0
Variable Speed Drive Screw Air Compressor
This measure relates to the installation of a new high-efficiency oil-flooded rotary screw air compressor, with a rated capacity below 100 HP and equipped with an integrated variable speed control. Applications above 100 HP should receive custom analysis.
Index | Floor # | Location | Make | Model | Facility Type | HP | Number of Shifts | Compressor Annual Hours of Operation | Baseline Compressor Control Type | COMPFee | Quantity | Per Unit Equipment Cost* | Per Unit Installation Cost | Total Line Item Cost | Energy Savings (kWh) | Summer kW | Winter kW | Unit Incentive | Incentive | $/kWh | Lifetime GHG Savings (MTCO2e) | [5 empty] | COMPF base | ETDF_Summer Peak | ETDF_Winter Peak | Measure Life | [28 empty] | Line Item Cost | Savings (kWh) | Summer Demand (kW) | Winter Demand (kW) | Uncapped Incentive ($) | Final Incentive ($) | Therms Savings | Lifetime GHG Savings (MTCO2e)
Example | First | Kitchen | Stanley | Cook | Hospital | 18 | 2 - shift | 3952 | Inlet Vane Modulating w/Blowdown | 0.85 | 2 | 1000 | 500 | 3000 | 5121.792 | 0.7611 | 0.76878 | 1200 | 2400 | $0.47 | 10.8353 | [5 empty] | 0.89 | 0.0001486 | 0.0001501 | 13 | [28 empty] | 3000 | 5121.792 | 0.7611 | 0.76878 | 4097.4336 | 2400 | 0 | 10.8353
1
2
3
4
5
6
7
8
9
10
[58 empty] | Totals | 0 | 0 | 0 | 0 | 0 | 0 | 0 | 0
0

## Misc (DIY)
Advanced Power Strip | [40 empty] | Project Cost | Savings (kWh) | Summer Demand (kW) | Winter Demand (kW) | Uncapped Incentive ($) | Final Incentive ($) | Therms | Lifetime GHG Savings (MTCO2e)
Low Faucet Aerator | [39 empty] | Totals | 0 | 0 | 0 | 0 | 0 | 0 | 0 | 0
Water Heater Pipe Insulation
Advanced Power Strip
Tier 1 APS have a master control socket arrangement and will shut off the items plugged into the controlled power-saver sockets when they sense that the appliance plugged into the master socket has been turned off. Tier 2 units manage both standby and active power consumption. The efficient measure is either a Tier 1 advanced power strip with a load-sensing master plug, or a Tier 2 advanced power strip that also monitors user’s engagement or presence in the workstation area.
Index | Floor # | Location | Make | Model | Facility Type | Power Strip Tier | End-Use | Quantity | Per Unit Equipment Cost* | Total Line Item Cost | Energy Savings (kWh) | Summer kW | Winter kW | Unit Incentive | Incentive | $/kWh | Lifetime GHG Savings (MTCO2e) |  |  | Concat | Usage | ERP | ETDF_Summer Peak | ETDF_Winter Peak | Measure Life | [15 empty] | Line Item Cost | Savings (kWh) | Summer Demand (kW) | Winter Demand (kW) | Uncapped Incentive ($) | Final Incentive ($) | Therms Savings | Lifetime GHG Savings (MTCO2e)
Example | First | Kitchen | Stanley | Cook | Large Hotel | Tier 1 | Workstation | 1 | 50 | 50 | 82.004 | 0.009193 | 0.010439 | 50 | 50 | $0.61 | 0.066724 |  |  | Tier 1Workstation | 332 | 0.247 | 0.0001121 | 0.0001273 | 5 | [15 empty] | 50 | 82.004 | 0.009193 | 0.010439 | 50 | 50 | 0 | 0.066724
1
2
3
4
5
6
7
8
9
10
[40 empty] | Totals | 0 | 0 | 0 | 0 | 0 | 0 | 0 | 0
Low Flow Faucet Aerator
This measure relates to the direct installation of a low flow faucet aerator in a commercial building. To qualify for this measure the installed equipment must be an energy efficient faucet aerator, for bathrooms rated at 1.5 gallons per minute (GPM) or less, or for kitchens rated at 2.2 GPM or less. For LFR devices, the installed equipment must be a device rated at 2.2 GPM or less
Index | Floor # | Location | Make | Model | Facility Type | Installation Location | Water Heater Type | Quantity | Per Unit Equipment Cost* | Total Line Item Cost | Energy Savings (kWh) | Summer kW | Winter kW | Unit Incentive | Incentive | $/kWh | Lifetime GHG Savings (MTCO2e) |  |  | %Electric_DHW | GPM_base | GPM_low | Usage | Water Temp | Supply Temp | RE_electric | EPG_electric | ISR | Ewater_total | Hours | CF | GPH | %Fossil_DHW | RE_gas | EPG_gas | Delta Water (gallons) | kWh_water | Therms | Measure Life |  | Line Item Cost | Savings (kWh) | Summer Demand (kW) | Winter Demand (kW) | Uncapped Incentive ($) | Final Incentive ($) | Therms Savings | Lifetime GHG Savings (MTCO2e)
Example | First | Kitchen | Stanley | Cook | Fast Food Restaurant | Bathroom | Electric | 4 | 30 | 120 | 576.615 | 0.062097 | 0 | 30 | 120 | $0.21 | 0.93834 |  |  | 1 | 1.39 | 0.94 | 9581 | 86 | 50.7 | 0.98 | 0.08794 | 0.5 | 5010 | 78 | 0.0084 | 53.9 | 0 | 0.67 | 0.0043888 | 1550.8813 | 7.7699 | 0 | 10 |  | 120 | 576.615 | 0.062097 | 0 | 120 | 120 | 0 | 0.93834
1
2
3
4
5
6
7
8
9
10
[40 empty] | Totals | 0 | 0 | 0 | 0 | 0 | 0 | 0 | 0
Electric Water Heater Pipe Insulation
DHW pipe insulation provides a thermal barrier against heat transfer between ambient conditions and the working fluid. DHW pipe insulation applies to supply distribution pipe for an electric water heater system. Water heaters that use other fuels, such as natural gas, are not eligible for this measure. | [48 empty] | 0
Index | Floor # | Location | Make | Model | Facility Type | Pipe Diameter (in) | Water Heater Supply Temp (°F) | Motor Controls | Length of Insulated Pipe (ft) | Quantity | Per Unit Equipment Cost per ft* | Total Line Item Cost | Energy Savings (kWh) | Summer kW | Winter kW | Unit Incentive | Incentive | $/kWh | Lifetime GHG Savings (MTCO2e) | Concat | kWh/ft | ETDF_Summer Peak | ETDF_Winter Peak | Measure Life | [16 empty] | Line Item Cost | Savings (kWh) | Summer Demand (kW) | Winter Demand (kW) | Uncapped Incentive ($) | Final Incentive ($) | Therms Savings | Lifetime GHG Savings (MTCO2e)
Example | First | Kitchen | Stanley | Cook | Outpatient | 0.75 | 120 | No Controls | 15 | 1 | 30 | 450 | 1021.5 | 0.30849 | 0.13392 | 450 | 450 | $0.44 | 2.4935 | No Controls0.75120 | 68.1 | 0.000302 | 0.0001311 | 15 | [16 empty] | 450 | 1021.5 | 0.30849 | 0.13392 | 450 | 450 | 0 | 2.4935
1
2
3
4
5
6
7
8
9
10
[40 empty] | Totals | 0 | 0 | 0 | 0 | 0 | 0 | 0 | 0
0

## Electrification
ASHP | Forklift | WSHP | [93 empty] | Project Cost | Savings (kWh) | Summer Demand (kW) | Winter Demand (kW) | Uncapped Incentive ($) | Final Incentive ($) | Δtherms/yr | Lifetime kWh savings | Lifetime Therms Savings | Lifetime Greenhouse Gas Emmissions Savings (MTCO2e)
DMSHP | Pool Heater | G&GWSHP | [92 empty] | Totals | 0 | 0 | 0 | 0 | 0 | 0 | 0 | 0 | 0 | 0
HPWH | PTHP
Air Source Heat Pumps
This measure documents savings associated with the installation of new air source heat pump systens exceeding baseline efficiency criteria in place of an existing system or a new standard efficiency system of the same capacity.
Index | Floor # | Location | Make | Model | Facility Type | Project Type | Existing Heating Equipment Type | Subcategory | Units | Nominal Tons (Cooling) | AHRI Rated Cooling Capacity (Btu/h) | SEER2/SEER/IEER | Heating Type | AHRI Rated Heating Capacity (Btu/h) | HSPF2/HSPF/COP | Removed Equipment Model # | Removed Equipment Age (Years) | Removed AHRI Rated Cooling Capacity (Btu/h) | Removed SEER2/SEER/IEER | Removed AHRI Rated Heating Capacity (Btu/h) | Removed AFUE | Removed Units | Quantity | Per Unit Equipment Cost* | Per Unit Installation Cost | Total Line Item Cost | Energy Savings (kWh) | Summer kW | Winter kW | Unit Incentive | Incentive | $/therm | Therms Savings | Lifetime Therms Savings | Lifetime kWh Savings | Lifetime Greenhouse Gas Emmissions Savings (MTCO2e) | [8 empty] | EUL | RUL | EUL-RUL | Size Category | Heating Type | Name Index | EER/ EER2 | SEER2 / IEER | Heating Size Category | Furnace Name Index | AFUE | EER base ER | SEER2 / IEER base ER | AFUE ER | SEER2 / IEER EE | HSPF2 / COP EE | EFLH cool | EFLH heat | ETDF Bldg Type | ETDF Summer | ETDF Winter | SEER2/IEER QE | HSPF2 / COP QE | Flag | ΔkWh/yr Time of Sale | kW Summer Peak Savings | kW Winter Peak Savings | Δtherms/yr | ΔkWh/yr Early Retirement | kW Summer Peak Savings ER | kW Winter Peak Savings ER | Δtherms/yr ER | Capacity heat | Heat Load Factor | HeatLoad_Disp (Btu/yr) | % Fuel Switch | Ductless Save | Gas Heat Replaced | Furnace Flag | Fe | Furnace Fan Savings | HSPF2_ClimateAdj | PD_Adj | ASHP Site Heat Consumed (MMBtu/yr) | Cooling Load (Btu/yr) | ASHP Site Cooling Impact | Fuel Switch Savings | Non Fuel Switch Savings | Site Energy Savings (MMBTU) |  |  | Line Item Cost | Savings (kWh) | Summer Demand (kW) | Winter Demand (kW) | Uncapped Incentive ($) | Final Incentive ($) | Δtherms/yr | Lifetime kWh savings | Lifetime Therms Savings | Lifetime Greenhouse Gas Emmissions Savings (MTCO2e)
Example | First | Kitchen | Stanley | Cook | Industrial - 2 Shift | Time of Sale | Furnace, oil fired | Packaged | IEER/COP | 6 | 70000 | 16 | Other | 70000 | 3.5 | [7 empty] | 1 | 1000 | 500 | 1500 | -47.265 | -0.072948 | -0.082377 | 1200 | 1200 | $9.95 | 120.602 | 1809.036 | -708.968 | 14.925 | [8 empty] | 15 | 0 | 15 | ≥5.4 to <11.25 Tons | Other | Air Source Packaged ≥5.4 to <11.25 TonsOther | 11 | 13.9 | <225,000 Btu/hr | Furnace, oil fired<225,000 Btu/hr | 0.83 | 11 |  |  | 16 | 3.5 | 785 | 143 | Warehouse | 0.0015434 | 0.0017429 | 13.9 | 3.4 | 1 | -47.2645 | -0.072948 | -0.082377 | 120.6024 | 0 | 0 | 0 | 0 | 70000 | 1 | 10010000 | 1 | 1 | 12.0602 | 1 | 0.077 | 0.92864 | 1 | 1 | 9.7583 | 54950000 | 1.7704 | 2.3019 | 2.699 | 5.0009 |  |  | 1500 | -47.265 | -0.072948 | -0.082377 | 15000 | 1200 | 120.602 | -708.968 | 1809.036 | 14.925
1 | [44 empty] | 15 | 0 | 15 |  | 0 | [19 empty] | 0 | 0 | 0 | 0 | 0 | 0 | 0 | 0 | 0 | 1 |  | 1 | 1 |  | 1 | 0.077 |  | 1 | 1 |  |  | 0
2 | [44 empty] | 15 | 0 | 15 |  | 0 | [19 empty] | 0 | 0 | 0 | 0 | 0 | 0 | 0 | 0 | 0 | 1 |  | 1 | 1 |  | 1 | 0.077 |  | 1 | 1 |  |  | 0
3 | [44 empty] | 15 | 0 | 15 |  | 0 | [19 empty] | 0 | 0 | 0 | 0 | 0 | 0 | 0 | 0 | 0 | 1 |  | 1 | 1 |  | 1 | 0.077 |  | 1 | 1 |  |  | 0
4 | [44 empty] | 15 | 0 | 15 |  | 0 | [19 empty] | 0 | 0 | 0 | 0 | 0 | 0 | 0 | 0 | 0 | 1 |  | 1 | 1 |  | 1 | 0.077 |  | 1 | 1 |  |  | 0
5 | [44 empty] | 15 | 0 | 15 |  | 0 | [19 empty] | 0 | 0 | 0 | 0 | 0 | 0 | 0 | 0 | 0 | 1 |  | 1 | 1 |  | 1 | 0.077 |  | 1 | 1 |  |  | 0
6 | [44 empty] | 15 | 0 | 15 |  | 0 | [19 empty] | 0 | 0 | 0 | 0 | 0 | 0 | 0 | 0 | 0 | 1 |  | 1 | 1 |  | 1 | 0.077 |  | 1 | 1 |  |  | 0
7 | [44 empty] | 15 | 0 | 15 |  | 0 | [19 empty] | 0 | 0 | 0 | 0 | 0 | 0 | 0 | 0 | 0 | 1 |  | 1 | 1 |  | 1 | 0.077 |  | 1 | 1 |  |  | 0
8 | [44 empty] | 15 | 0 | 15 |  | 0 | [19 empty] | 0 | 0 | 0 | 0 | 0 | 0 | 0 | 0 | 0 | 1 |  | 1 | 1 |  | 1 | 0.077 |  | 1 | 1 |  |  | 0
9 | [44 empty] | 15 | 0 | 15 |  | 0 | [19 empty] | 0 | 0 | 0 | 0 | 0 | 0 | 0 | 0 | 0 | 1 |  | 1 | 1 |  | 1 | 0.077 |  | 1 | 1 |  |  | 0
10 | [44 empty] | 15 | 0 | 15 |  | 0 | [19 empty] | 0 | 0 | 0 | 0 | 0 | 0 | 0 | 0 | 0 | 1 |  | 1 | 1 |  | 1 | 0.077 |  | 1 | 1 |  |  | 0
[95 empty] | Totals | 0 | 0 | 0 | 0 | 0 | 0 | 0 | 0 | 0 | 0
Ductless Mini-Split Heat Pump (DMSHP)
This measure relates to the installation of new high efficiency ductless “mini-split” heat pump(s) (DMSHP) in a small commercial space.
Index | Floor # | Location | Make | Model | Facility Type | Project Type | Existing Ductwork Type | Existing Heating Equipment Type | Units | Nominal Tons (Cooling) | AHRI Rated Cooling Capacity (Btu/h) | EER2/EER | SEER2/SEER | AHRI Rated Heating Capacity (Btu/h) | HSPF2/HSPF | Removed Equipment Model # | Removed Equipment Age (Years) | Removed SEER2/SEER | Removed AFUE | Removed Units | Quantity | Per Unit Equipment Cost* | Per Unit Installation Cost | Total Line Item Cost | Energy Savings (kWh) | Summer kW | Winter kW | Unit Incentive | Incentive | $/therm | Therms Savings | Lifetime Therms Savings | Lifetime kWh Savings | Lifetime Greenhouse Gas Emmissions Savings (MTCO2e) | [10 empty] | EUL | RUL | EUL-RUL | EER2 | SEER2 | Heating Size Category | Furnace Name Index | AFUE | SEER2 ER | AFUE ER | EER2ee | SEER2ee | HSPF2ee | Equipment Type | ISR | EFLH cool | EFLH heat | ETDF Bldg Type | ETDF Summer | ETDF Winter | EER2 QE | SEER2 QE | HSPF2 QE | Flag | ΔkWh/yr Time of Sale | kW Summer Peak Savings | kW Winter Peak Savings | Δtherms/yr | ΔkWh/yr Early Retirement | kW Summer Peak Savings ER | kW Winter Peak Savings ER | Δtherms/yr ER | Capacity heat | Heat Load Factor | HeatLoad_Disp (Btu/yr) | % Fuel Switch | Ductless Save | Gas Heat Replaced | Furnace Flag | Fe | Furnace Fan Savings | HSPF2_ClimateAdj | PD_Adj | ASHP Site Heat Consumed (MMBtu/yr) | Capacity cool | Cooling Load | ASHP Site Cooling Impact | Fuel Switch Savings | Non Fuel Switch Savings | Site Energy Savings (MMBTU) |  | Line Item Cost | Savings (kWh) | Summer Demand (kW) | Winter Demand (kW) | Uncapped Incentive ($) | Final Incentive ($) | Δtherms/yr | Lifetime kWh savings | Lifetime Therms Savings | Lifetime Greenhouse Gas Emmissions Savings (MTCO2e)
Example | First | Kitchen | Stanley | Cook | Industrial - 2 Shift | Time of Sale | Ductless | Furnace, oil fired | EER2/SEER2/HSPF2 | 5 | 64000 | 12 | 16 | 70000 | 9 | [5 empty] | 1 | 1000 | 500 | 1500 | -466.844 | -0.72053 | -0.81366 | 1200 | 1200 | $9.95 | 120.602 | 1809.036 | -7002.666 | 13.9008 | [10 empty] | 15 | 0 | 15 | 10.5 | 14.3 | <225,000 Btu/hr | Furnace, oil fired<225,000 Btu/hr | 0.83 | 0 |  | 12 | 16 | 9 | Non-Ducted | 1 | 785 | 143 | Warehouse | 0.0015434 | 0.0017429 | 11.7 | 15.2 | 7.8 | 1 | -466.8444 | -0.72053 | -0.81366 | 120.6024 | 0 | 0 | 0 | 0 | 70000 | 1 | 10010000 | 1 | 1 | 12.0602 | 1 | 0.077 | 0.92864 | 1 | 1 | 3.7949 | 64000 | 50240000 | 1.2737 | 8.2653 | 2.2023 | 10.4676 |  | 1500 | -466.844 | -0.72053 | -0.81366 | 5000 | 1200 | 120.602 | -7002.666 | 1809.036 | 13.9008
1 | [44 empty] | 15 | 0 | 15 | 10.5 | 14.3 |  |  |  | 0 |  | 0 | 0 | 0 | Non-Ducted | 1 | [5 empty] | 11.7 | 15.2 | 7.8 |  | 0 | 0 | 0 | 0 | 0 | 0 | 0 | 0 | 0 | 1 |  | 1 | 0 | 0 | 1 | 0.077 | 0 | 1 | 1 | 0 | 0 |  | 0 | 0 | 0
2 | [44 empty] | 15 | 0 | 15 | 10.5 | 14.3 |  |  |  | 0 |  | 0 | 0 | 0 | Non-Ducted | 1 | [5 empty] | 11.7 | 15.2 | 7.8 |  | 0 | 0 | 0 | 0 | 0 | 0 | 0 | 0 | 0 | 1 |  | 1 | 0 | 0 | 1 | 0.077 | 0 | 1 | 1 | 0 | 0 |  | 0 | 0 | 0
3 | [44 empty] | 15 | 0 | 15 | 10.5 | 14.3 |  |  |  | 0 |  | 0 | 0 | 0 | Non-Ducted | 1 | [5 empty] | 11.7 | 15.2 | 7.8 |  | 0 | 0 | 0 | 0 | 0 | 0 | 0 | 0 | 0 | 1 |  | 1 | 0 | 0 | 1 | 0.077 | 0 | 1 | 1 | 0 | 0 |  | 0 | 0 | 0
4 | [44 empty] | 15 | 0 | 15 | 10.5 | 14.3 |  |  |  | 0 |  | 0 | 0 | 0 | Non-Ducted | 1 | [5 empty] | 11.7 | 15.2 | 7.8 |  | 0 | 0 | 0 | 0 | 0 | 0 | 0 | 0 | 0 | 1 |  | 1 | 0 | 0 | 1 | 0.077 | 0 | 1 | 1 | 0 | 0 |  | 0 | 0 | 0
5 | [44 empty] | 15 | 0 | 15 | 10.5 | 14.3 |  |  |  | 0 |  | 0 | 0 | 0 | Non-Ducted | 1 | [5 empty] | 11.7 | 15.2 | 7.8 |  | 0 | 0 | 0 | 0 | 0 | 0 | 0 | 0 | 0 | 1 |  | 1 | 0 | 0 | 1 | 0.077 | 0 | 1 | 1 | 0 | 0 |  | 0 | 0 | 0
6 | [44 empty] | 15 | 0 | 15 | 10.5 | 14.3 |  |  |  | 0 |  | 0 | 0 | 0 | Non-Ducted | 1 | [5 empty] | 11.7 | 15.2 | 7.8 |  | 0 | 0 | 0 | 0 | 0 | 0 | 0 | 0 | 0 | 1 |  | 1 | 0 | 0 | 1 | 0.077 | 0 | 1 | 1 | 0 | 0 |  | 0 | 0 | 0
7 | [44 empty] | 15 | 0 | 15 | 10.5 | 14.3 |  |  |  | 0 |  | 0 | 0 | 0 | Non-Ducted | 1 | [5 empty] | 11.7 | 15.2 | 7.8 |  | 0 | 0 | 0 | 0 | 0 | 0 | 0 | 0 | 0 | 1 |  | 1 | 0 | 0 | 1 | 0.077 | 0 | 1 | 1 | 0 | 0 |  | 0 | 0 | 0
8 | [44 empty] | 15 | 0 | 15 | 10.5 | 14.3 |  |  |  | 0 |  | 0 | 0 | 0 | Non-Ducted | 1 | [5 empty] | 11.7 | 15.2 | 7.8 |  | 0 | 0 | 0 | 0 | 0 | 0 | 0 | 0 | 0 | 1 |  | 1 | 0 | 0 | 1 | 0.077 | 0 | 1 | 1 | 0 | 0 |  | 0 | 0 | 0
9 | [44 empty] | 15 | 0 | 15 | 10.5 | 14.3 |  |  |  | 0 |  | 0 | 0 | 0 | Non-Ducted | 1 | [5 empty] | 11.7 | 15.2 | 7.8 |  | 0 | 0 | 0 | 0 | 0 | 0 | 0 | 0 | 0 | 1 |  | 1 | 0 | 0 | 1 | 0.077 | 0 | 1 | 1 | 0 | 0 |  | 0 | 0 | 0
10 | [44 empty] | 15 | 0 | 15 | 10.5 | 14.3 |  |  |  | 0 |  | 0 | 0 | 0 | Non-Ducted | 1 | [5 empty] | 11.7 | 15.2 | 7.8 |  | 0 | 0 | 0 | 0 | 0 | 0 | 0 | 0 | 0 | 1 |  | 1 | 0 | 0 | 1 | 0.077 | 0 | 1 | 1 | 0 | 0 |  | 0 | 0 | 0
[95 empty] | Totals | 0 | 0 | 0 | 0 | 0 | 0 | 0 | 0 | 0 | 0
Heat Pump Water Heater
This measure relates to the installation of a Heat Pump water heater in place of a standard fossil fuel water heater.
Index | Floor # | Location | Make | Model | Facility Type | Space Conditioned Type | Building Cooling System Type | Building Heating System Type | Replacement Water Heater Type | Replacement Tank Capacity (Gallons) | Approximate Daily Usage ( Gallons Per Day) | Tank Capacity Suggested Value based on Removed Unit | Uniform Energy Factor (UEF) | Existing Water Heater Type | Quantity | Per Unit Equipment Cost* | Per Unit Installation Cost | Total Line Item Cost | Energy Savings (kWh) | Summer kW | Winter kW | Unit Incentive | Incentive | $/therm | Therms Savings | Lifetime Therms Savings | Lifetime kWh Savings | Lifetime Greenhouse Gas Emmissions Savings (MTCO2e) | [16 empty] | T out | T in | Consumption/Cap | Hot Water Use Gallon | y water | Draw Pattern | Tank Size Category | Concat | Formula flag | UEF WH base | UEF HPWH | AFUEheat | Annual Heating % | Annual Cooling % | Location Factor, heating LFH | Location Factor, cooling LFC | Water Main Factor, heating WMFH | Water Main Factor, cooling WMFC | %HVACFossil Heat | %HVACElectric Heat | ETDF Bldg Type | ETDF Summer | ETDF Winter | LM | COP Cool | COP Heat | ISR | kWh HPWH | kWh Heating | kWh Cooling | EUL | MMBTU WH Replaced | MMBTU Heating | MMBTU WH | [17 empty] | Line Item Cost | Savings (kWh) | Summer Demand (kW) | Winter Demand (kW) | Uncapped Incentive ($) | Final Incentive ($) | Δtherms/yr | Lifetime kWh savings | Lifetime Therms Savings | Lifetime Greenhouse Gas Emmissions Savings (MTCO2e)
Example | First | Kitchen | Stanley | Cook | Health | Conditioned | Central Air Conditioner | Resistance | Storage | 53 | 38 | <=120 gal | 0.9 | Res Duty Commercial High Capacity Gas Storage Water Heaters > 75,000 Btu/h | 1 | 1000 | 500 | 1500 | -1061.563 | -0.10881 | -0.14087 | 1200 | 1200 | $2.54 | 471.858 | 4718.58 | -10615.63 | 37.5028 | [16 empty] | 125 | 60.9 | 788 | 41764 | 8.33 | Low | <=120 | Storage<=120Low | 1 | 0.4726 | 0.9 | 0.85 | 24% | 21% | 1 | 1 | 1.14 | 0.82 | 0 | 1 | Hospital | 0.0001025 | 0.0001327 | 1.33 | 3.08 | 1 | 1 | 871.7834 | 238.5199 | 48.7406 | 10 | 47.1858 | 0 | 47.1858 | [17 empty] | 1500 | -1061.563 | -0.10881 | -0.14087 | 2000 | 1200 | 471.858 | -10615.63 | 4718.58 | 37.5028
1 | [44 empty] | 125 | 60.9 | 0 | 0 | 8.33 | 0 | 0 | 00 |  |  | 0 | 0.85 | 24% | 21% |  |  | 1.14 | 0.82 | 0 | 0 |  |  |  | 1.33 | 0 | 0 | 1 | 0 | 0 | 0 | 10 | 0 | 0 | 0
2 | [44 empty] | 125 | 60.9 | 0 | 0 | 8.33 | 0 | 0 | 00 |  |  | 0 | 0.85 | 24% | 21% |  |  | 1.14 | 0.82 | 0 | 0 |  |  |  | 1.33 | 0 | 0 | 1 | 0 | 0 | 0 | 10 | 0 | 0 | 0
3 | [44 empty] | 125 | 60.9 | 0 | 0 | 8.33 | 0 | 0 | 00 |  |  | 0 | 0.85 | 24% | 21% |  |  | 1.14 | 0.82 | 0 | 0 |  |  |  | 1.33 | 0 | 0 | 1 | 0 | 0 | 0 | 10 | 0 | 0 | 0
4 | [44 empty] | 125 | 60.9 | 0 | 0 | 8.33 | 0 | 0 | 00 |  |  | 0 | 0.85 | 24% | 21% |  |  | 1.14 | 0.82 | 0 | 0 |  |  |  | 1.33 | 0 | 0 | 1 | 0 | 0 | 0 | 10 | 0 | 0 | 0
5 | [44 empty] | 125 | 60.9 | 0 | 0 | 8.33 | 0 | 0 | 00 |  |  | 0 | 0.85 | 24% | 21% |  |  | 1.14 | 0.82 | 0 | 0 |  |  |  | 1.33 | 0 | 0 | 1 | 0 | 0 | 0 | 10 | 0 | 0 | 0
6 | [44 empty] | 125 | 60.9 | 0 | 0 | 8.33 | 0 | 0 | 00 |  |  | 0 | 0.85 | 24% | 21% |  |  | 1.14 | 0.82 | 0 | 0 |  |  |  | 1.33 | 0 | 0 | 1 | 0 | 0 | 0 | 10 | 0 | 0 | 0
7 | [44 empty] | 125 | 60.9 | 0 | 0 | 8.33 | 0 | 0 | 00 |  |  | 0 | 0.85 | 24% | 21% |  |  | 1.14 | 0.82 | 0 | 0 |  |  |  | 1.33 | 0 | 0 | 1 | 0 | 0 | 0 | 10 | 0 | 0 | 0
8 | [44 empty] | 125 | 60.9 | 0 | 0 | 8.33 | 0 | 0 | 00 |  |  | 0 | 0.85 | 24% | 21% |  |  | 1.14 | 0.82 | 0 | 0 |  |  |  | 1.33 | 0 | 0 | 1 | 0 | 0 | 0 | 10 | 0 | 0 | 0
9 | [44 empty] | 125 | 60.9 | 0 | 0 | 8.33 | 0 | 0 | 00 |  |  | 0 | 0.85 | 24% | 21% |  |  | 1.14 | 0.82 | 0 | 0 |  |  |  | 1.33 | 0 | 0 | 1 | 0 | 0 | 0 | 10 | 0 | 0 | 0
10 | [44 empty] | 125 | 60.9 | 0 | 0 | 8.33 | 0 | 0 | 00 |  |  | 0 | 0.85 | 24% | 21% |  |  | 1.14 | 0.82 | 0 | 0 |  |  |  | 1.33 | 0 | 0 | 1 | 0 | 0 | 0 | 10 | 0 | 0 | 0
[95 empty] | Totals | 0 | 0 | 0 | 0 | 0 | 0 | 0 | 0 | 0 | 0
Lithium Ion Forklift Batteries
This measure applies to Class I, Class II, or Class III electric fork trucks with lithiom ion batteries replacing propane or diesel powered fork trucks used in commercial, industrial, and warehouse environments with a minimum 8-shift operation five days per week. Fuel switch measures must produce positive total lifecycle energy savings (i.e., reduction in Btus at the premises) in order to qualify.
Index | Floor # | Location | Make | Model | Battery Capacity, kWh (if unknown, leave blank) | Depth of Discharge (if unknown, leave blank) | Facility Operating Hours | Baseline Forklift Fuel Source | Quantity | Per Unit Equipment Cost* | Per Unit Installation Cost | Total Line Item Cost | Energy Savings (kWh) | Summer kW | Winter kW | Unit Incentive | Incentive | $/therm | Therms Savings | Lifetime Therms Savings | Lifetime kWh Savings | Lifetime Greenhouse Gas Emmissions Savings (MTCO2e) | [22 empty] | Capacity | DOD | Charges/year | EE base | EE lib | Site Energy Savings (MMBTU) | EUL | [44 empty] | Line Item Cost | Savings (kWh) | Summer Demand (kW) | Winter Demand (kW) | Uncapped Incentive ($) | Final Incentive ($) | Δtherms/yr | Lifetime kWh savings | Lifetime Therms Savings | Lifetime Greenhouse Gas Emmissions Savings (MTCO2e)
Example | First | Kitchen | Stanley | Cook | 30 | 0.7% | 2-shift (16 hrs/day - 5 days/week) | Propane | 1 | 1000 | 500 | 1500 | -218.4 | 0 | 0 | 1200 | 1200 | $45.00 | 26.666 | 399.99 | -3276 | 2.7924 | [22 empty] | 30 | 0.007 | 1040 | 20.4% | 73% | 2.6321 | 15 | [44 empty] | 1500 | -218.4 | 0 | 0 | 591.9896 | 1200 | 26.666 | -3276 | 399.99 | 2.7924
1 | [44 empty] | 35 | 0.8 | 0 |  | 73% | 0 | 15
2 | [44 empty] | 35 | 0.8 | 0 |  | 73% | 0 | 15
3 | [44 empty] | 35 | 0.8 | 0 |  | 73% | 0 | 15
4 | [44 empty] | 35 | 0.8 | 0 |  | 73% | 0 | 15
5 | [44 empty] | 35 | 0.8 | 0 |  | 73% | 0 | 15
6 | [44 empty] | 35 | 0.8 | 0 |  | 73% | 0 | 15
7 | [44 empty] | 35 | 0.8 | 0 |  | 73% | 0 | 15
8 | [44 empty] | 35 | 0.8 | 0 |  | 73% | 0 | 15
9 | [44 empty] | 35 | 0.8 | 0 |  | 73% | 0 | 15
10 | [44 empty] | 35 | 0.8 | 0 |  | 73% | 0 | 15
[95 empty] | Totals | 0 | 0 | 0 | 0 | 0 | 0 | 0 | 0 | 0 | 0
Heat Pump Pool Heater
This measure documents savings associated with the installation of new heat pump pool heaters exceeding baseline efficiency criteria in place of an existing system with gas heat of the same capacity. This measure applies to inground outdoor pools only.
Index | Floor # | Location | Make | Model | Type of Pool | Pool Location | Pool Water Temperature (F) | Pool Surface Area (ft^2) | Pool Water Volume (Gallons) | Days of Swimming Season | Covered Hours | Is pool filled by delivery service providing pre heated water? | COP of new unit | Quantity | Per Unit Equipment Cost* | Per Unit Installation Cost | Total Line Item Cost | Energy Savings (kWh) | Summer kW | Winter kW | Unit Incentive | Incentive | $/therm | Therms Savings | Lifetime Therms Savings | Lifetime kWh Savings | Lifetime Greenhouse Gas Emmissions Savings (MTCO2e) | [17 empty] | HRS | T amb | U | ESF cover, surface | T main | F reheat | AF | P w | P dp | ESF cover, evap | ET, baseline | F fuel, baseline | F elec, baseline | COP baseline | BTU evap | BTU Reheat | BTU Surface | Annual MMBtu Savings | EUL | [32 empty] | Line Item Cost | Savings (kWh) | Summer Demand (kW) | Winter Demand (kW) | Uncapped Incentive ($) | Final Incentive ($) | Δtherms/yr | Lifetime kWh savings | Lifetime Therms Savings | Lifetime Greenhouse Gas Emmissions Savings (MTCO2e)
Example | First | Kitchen | Stanley | Cook | Condominium | Outdoor pool, Sheltered | 70 | 1000 | 250000 | 60 | 0 | No | 5 | 1 | 1000 | 500 | 1500 | -1440.737 | 0 | 0 | 1200 | 1200 | $4.00 | 299.744 | 4496.16 | -21611.055 | 33.8642 | [17 empty] | 1440 | 69.296 | 5.3 | 0.8 | 60.9 | 1 | 0.65 | 0.79 | 0.49 | 0.95 | 0.82 | 1 | 0 | 0 | 255528 | 18950750 | 5372703.5294 | 29.9744 | 15 | [32 empty] | 1500 | -1440.737 | 0 | 0 | 7179.2193 | 1200 | 299.744 | -21611.055 | 4496.16 | 33.8642
1 | [44 empty] | 0 | 69.296 | 0 | 0.8 | 60.9 |  | 0 | 0 | 0.49 | 0.95 | 0.82 | 1 | 0 | 0 | 0 | 0 | 0 | 0 | 15
2 | [44 empty] | 0 | 69.296 | 0 | 0.8 | 60.9 |  | 0 | 0 | 0.49 | 0.95 | 0.82 | 1 | 0 | 0 | 0 | 0 | 0 | 0 | 15
3 | [44 empty] | 0 | 69.296 | 0 | 0.8 | 60.9 |  | 0 | 0 | 0.49 | 0.95 | 0.82 | 1 | 0 | 0 | 0 | 0 | 0 | 0 | 15
4 | [44 empty] | 0 | 69.296 | 0 | 0.8 | 60.9 |  | 0 | 0 | 0.49 | 0.95 | 0.82 | 1 | 0 | 0 | 0 | 0 | 0 | 0 | 15
5 | [44 empty] | 0 | 69.296 | 0 | 0.8 | 60.9 |  | 0 | 0 | 0.49 | 0.95 | 0.82 | 1 | 0 | 0 | 0 | 0 | 0 | 0 | 15
6 | [44 empty] | 0 | 69.296 | 0 | 0.8 | 60.9 |  | 0 | 0 | 0.49 | 0.95 | 0.82 | 1 | 0 | 0 | 0 | 0 | 0 | 0 | 15
7 | [44 empty] | 0 | 69.296 | 0 | 0.8 | 60.9 |  | 0 | 0 | 0.49 | 0.95 | 0.82 | 1 | 0 | 0 | 0 | 0 | 0 | 0 | 15
8 | [44 empty] | 0 | 69.296 | 0 | 0.8 | 60.9 |  | 0 | 0 | 0.49 | 0.95 | 0.82 | 1 | 0 | 0 | 0 | 0 | 0 | 0 | 15
9 | [44 empty] | 0 | 69.296 | 0 | 0.8 | 60.9 |  | 0 | 0 | 0.49 | 0.95 | 0.82 | 1 | 0 | 0 | 0 | 0 | 0 | 0 | 15
10 | [44 empty] | 0 | 69.296 | 0 | 0.8 | 60.9 |  | 0 | 0 | 0.49 | 0.95 | 0.82 | 1 | 0 | 0 | 0 | 0 | 0 | 0 | 15
[95 empty] | Totals | 0 | 0 | 0 | 0 | 0 | 0 | 0 | 0 | 0 | 0
PTHP
This measure documents savings associated with the installation of new PTHP systems exceeding baseline efficiency criteria in place of an existing system with gas heat . This measure applies to permieter units only
Index | Floor # | Location | Make | Model | Facility Type | Project Type | Existing Equipment | Proposed Equipment | Cooling Capacity (kBtu/hr) | Heating Capacity (kBtu/hr) | EER | COP | Removed Equipment Age (Years) | Removed Cooling Capacity (kBtu/hr) | Removed EER | Removed Heating Capacity (kBtu/hr) | Removed Heating Efficiency (%) | Quantity | Per Unit Equipment Cost* | Per Unit Installation Cost | Total Line Item Cost | Energy Savings (kWh) | Summer kW | Winter kW | Unit Incentive | Incentive | $/therm | Therms Savings | Lifetime Therms Savings | Lifetime kWh Savings | Lifetime Greenhouse Gas Emmissions Savings (MTCO2e) | [13 empty] | EUL | RUL | EUL-RUL | EER base, code | COP base, code | Cooling Caoacity for EER, COP | Heating Efficiency base, Code | EFLH cool | EFLH heat | ETDF Bldg Type | ETDF Summer | ETDF Winter | Gas Heat Replaced (MMBtu), ER | Gas Heat Replaced (Therms/yr), ER | Electric Heat Consumed (MMBtu), ER | Cooling Impact (MMBtu), ER | Site Energy Savings (MMBtu), ER | kWh/yr savings, ER | Summer Peak Demand Saings (kW), ER | Winter Peak Demand Saings (kW), ER | Gas Heat Replaced (MMBtu), Time of Sale | Gas Heat Replaced (Therms/yr), Time of Sale | Electric Heat Consumed (MMBtu), Time of Sale | Cooling Impact (MMBtu), Time of Sale | Site Energy Savings (MMBtu), Time of Sale | kWh/yr savings, Time of Sale | Summer Peak Demand Saings (kW), Time of Sale | Winter Peak Demand Saings (kW), Time of Sale | [23 empty] | Line Item Cost | Savings (kWh) | Summer Demand (kW) | Winter Demand (kW) | Uncapped Incentive ($) | Final Incentive ($) | Δtherms/yr | Lifetime kWh savings | Lifetime Therms Savings | Lifetime Greenhouse Gas Emmissions Savings (MTCO2e)
Example | First | Kitchen | Stanley | Cook | Office | Time of Sale | Gas Furnace + Split AC | PTHP (Standard) | 60 | 60 | 14 | 3.5 | [5 empty] | 1 | 1000 | 500 | 1500 | -3315.555 | -3.3318 | -4.0964 | 1200 | 1200 | $3.72 | 322.5 | 4837.5 | -49733.324 | 32.1257 | [13 empty] | 15 | 0 | 15 | 9.5 | 2.92 | 15 | 80% | 569 | 430 | SmallOffice | 0.0010049 | 0.0012355 | 0 | 0 | 7.3714 | 0 | -7.3714 | 0 | 0 | 0 | 32.25 | 322.5 | 7.3714 | 3.9412 | 28.8198 | -3315.5549 | -3.3318 | -4.0964 | [23 empty] | 1500 | -3315.555 | -3.3318 | -4.0964 | 6810.6531 | 1200 | 322.5 | -49733.324 | 4837.5 | 32.1257
1 | [44 empty] | 15 | 0 | 15 | 9.309 | 2.718 | 7 | 0% | [5 empty] | 0 | 0 | 0 | 0 | 0 | 0 | 0 | 0 | 0 | 0 | 0 | 0 | 0 | 0 | 0 | 0
2 | [44 empty] | 15 | 0 | 15 | 9.309 | 2.718 | 7 | 0% | [5 empty] | 0 | 0 | 0 | 0 | 0 | 0 | 0 | 0 | 0 | 0 | 0 | 0 | 0 | 0 | 0 | 0
3 | [44 empty] | 15 | 0 | 15 | 9.309 | 2.718 | 7 | 0% | [5 empty] | 0 | 0 | 0 | 0 | 0 | 0 | 0 | 0 | 0 | 0 | 0 | 0 | 0 | 0 | 0 | 0
4 | [44 empty] | 15 | 0 | 15 | 9.309 | 2.718 | 7 | 0% | [5 empty] | 0 | 0 | 0 | 0 | 0 | 0 | 0 | 0 | 0 | 0 | 0 | 0 | 0 | 0 | 0 | 0
5 | [44 empty] | 15 | 0 | 15 | 9.309 | 2.718 | 7 | 0% | [5 empty] | 0 | 0 | 0 | 0 | 0 | 0 | 0 | 0 | 0 | 0 | 0 | 0 | 0 | 0 | 0 | 0
6 | [44 empty] | 15 | 0 | 15 | 9.309 | 2.718 | 7 | 0% | [5 empty] | 0 | 0 | 0 | 0 | 0 | 0 | 0 | 0 | 0 | 0 | 0 | 0 | 0 | 0 | 0 | 0
7 | [44 empty] | 15 | 0 | 15 | 9.309 | 2.718 | 7 | 0% | [5 empty] | 0 | 0 | 0 | 0 | 0 | 0 | 0 | 0 | 0 | 0 | 0 | 0 | 0 | 0 | 0 | 0
8 | [44 empty] | 15 | 0 | 15 | 9.309 | 2.718 | 7 | 0% | [5 empty] | 0 | 0 | 0 | 0 | 0 | 0 | 0 | 0 | 0 | 0 | 0 | 0 | 0 | 0 | 0 | 0
9 | [44 empty] | 15 | 0 | 15 | 9.309 | 2.718 | 7 | 0% | [5 empty] | 0 | 0 | 0 | 0 | 0 | 0 | 0 | 0 | 0 | 0 | 0 | 0 | 0 | 0 | 0 | 0
10 | [44 empty] | 15 | 0 | 15 | 9.309 | 2.718 | 7 | 0% | [5 empty] | 0 | 0 | 0 | 0 | 0 | 0 | 0 | 0 | 0 | 0 | 0 | 0 | 0 | 0 | 0 | 0
[95 empty] | Totals | 0 | 0 | 0 | 0 | 0 | 0 | 0 | 0 | 0 | 0
Water Source Heat Pumps
This measure documents savings associated with the installation of new water source heat pumps exceeding baseline efficiency criteria in place of an existing system with gas heat.
Index | Floor # | Location | Make | Model | Facility Type | Project Type | Existing Heating Equipment Type | Subcategory | Nominal Tons (Cooling) | AHRI Rated Cooling Capacity (Btu/h) | EER | Heating Type | AHRI Rated Heating Capacity (Btu/h) | COP | Removed Equipment Model # | Removed Equipment Age (Years) | Removed AHRI Rated Cooling Capacity (Btu/h) | Removed EER | Removed AHRI Rated Heating Capacity (Btu/h) | Removed COP | Removed Pump Motor HP | Removed Pump Motor Efficiency | Quantity | Per Unit Equipment Cost* | Per Unit Installation Cost | Total Line Item Cost | Energy Savings (kWh) | Summer kW | Winter kW | Unit Incentive | Incentive | $/therm | Therms Savings | Lifetime Therms Savings | Lifetime kWh Savings | Lifetime Greenhouse Gas Emmissions Savings (MTCO2e) | [8 empty] | EUL | RUL | EUL-RUL | Size Category | HSPF ClimAdj | Name Index | EER | COP | Heating Size Category | Furnace Name Index | AFUE base | EER base ER | COP base ER | Tier 1 EER | Tier 1 COP | Heat Load (BTUs) | EFLH cool | EFLH heat | ETDF Bldg Type | ETDF Summer | ETDF Winter | HSPFbase | HSPFee | Furnace Fan Energy Consumption | ΔkWh/yr Time of Sale | kW Summer Peak Savings | kW Winter Peak Savings | Δtherms/yr | ΔkWh/yr Early Retirement | kW Summer Peak Savings ER | kW Winter Peak Savings ER | Δtherms/yr ER | Gas Heat Replaced ToS (MMBTu) | Furnace Fan Savings ToS (MMBTu) | HP Site Heat Consumed ToS (MMBTu) | HP Site Cooling Impact ToS (MMBTu) | Site Energy Savings ToS (MMBTU) | Gas Heat Replaced ER (MMBTu) | Furnace Fan Savings ER (MMBTu) | HP Site Heat Consumed ER (MMBTu) | HP Site Cooling Impact ER (MMBTu) | Site Energy Savings ER (MMBTU) | Non Fuel Switch Savings | [8 empty] | Line Item Cost | Savings (kWh) | Summer Demand (kW) | Winter Demand (kW) | Uncapped Incentive ($) | Final Incentive ($) | Δtherms/yr | Lifetime kWh savings | Lifetime Therms Savings | Lifetime Greenhouse Gas Emmissions Savings (MTCO2e)
Example | First | Kitchen | Stanley | Cook | Office | Time of Sale | Gas-fired hot-water boiler | Water to Air | 5 | 60000 | 16 | Other | 60000 | 5 | [8 empty] | 1 | 1000 | 500 | 1500 | -513.882 | -0.5164 | -0.6349 | 1200 | 1200 | $3.91 | 307.143 | 4607.143 | -7708.227 | 37.0494 | [8 empty] | 15 | 0 | 15 | ≥17,000 to <135,000 Btu/h | 100% | Water Source Water to Air ≥17,000 to <135,000 Btu/h | 13 | 4.3 | <225,000 Btu/hr | Gas-fired hot-water boiler<225,000 Btu/hr | 0.84 | 13 | 4.3 | 14 | 4.7 | 25800000 | 569 | 430 | SmallOffice | 0.0010049 | 0.0012355 | 14.6759 | 17.065 | 7.7% | -513.8818 | -0.5164 | -0.6349 | 307.1429 | -818.6906 | -0.8227 | -1.0115 | 307.1429 | 30.7143 | 2.365 | 5.1585 | 1.0401 | 28.9608 | 30.7143 | 2.365 | 5.1585 | 0 | 27.9208 | 1.0401 | [8 empty] | 1500 | -513.882 | -0.5164 | -0.6349 | 7854.4736 | 1200 | 307.143 | -7708.227 | 4607.143 | 37.0494
1 | [44 empty] | 15 | 0 | 15 |  | 100% | [17 empty] | 0 | 7.7% |  | 0 | 0 | 0 |  | 0 | 0 | 0 | [8 empty] | 0
2 | [44 empty] | 15 | 0 | 15 |  | 100% | [17 empty] | 0 | 7.7% |  | 0 | 0 | 0 |  | 0 | 0 | 0 | [8 empty] | 0
3 | [44 empty] | 15 | 0 | 15 |  | 100% | [17 empty] | 0 | 7.7% |  | 0 | 0 | 0 |  | 0 | 0 | 0 | [8 empty] | 0
4 | [44 empty] | 15 | 0 | 15 |  | 100% | [17 empty] | 0 | 7.7% |  | 0 | 0 | 0 |  | 0 | 0 | 0 | [8 empty] | 0
5 | [44 empty] | 15 | 0 | 15 |  | 100% | [17 empty] | 0 | 7.7% |  | 0 | 0 | 0 |  | 0 | 0 | 0 | [8 empty] | 0
6 | [44 empty] | 15 | 0 | 15 |  | 100% | [17 empty] | 0 | 7.7% |  | 0 | 0 | 0 |  | 0 | 0 | 0 | [8 empty] | 0
7 | [44 empty] | 15 | 0 | 15 |  | 100% | [17 empty] | 0 | 7.7% |  | 0 | 0 | 0 |  | 0 | 0 | 0 | [8 empty] | 0
8 | [44 empty] | 15 | 0 | 15 |  | 100% | [17 empty] | 0 | 7.7% |  | 0 | 0 | 0 |  | 0 | 0 | 0 | [8 empty] | 0
9 | [44 empty] | 15 | 0 | 15 |  | 100% | [17 empty] | 0 | 7.7% |  | 0 | 0 | 0 |  | 0 | 0 | 0 | [8 empty] | 0
10 | [44 empty] | 15 | 0 | 15 |  | 100% | [17 empty] | 0 | 7.7% |  | 0 | 0 | 0 |  | 0 | 0 | 0 | [8 empty] | 0
[95 empty] | Totals | 0 | 0 | 0 | 0 | 0 | 0 | 0 | 0 | 0 | 0
Ground and Ground Water Source Heat Pumps
This measure documents savings associated with the installation of new Ground Source and Ground Water Source Heat Pumps exceeding baseline efficiency criteria in place of an existing system with natural gas heat of the same capacity.
Index | Floor # | Location | Make | Model | Facility Type | Project Type | Existing Heating Equipment Type | Equipment Type | Subcategory | Pump Motor HP | Pump Motor Efficiency | Nominal Tons (Cooling) | AHRI Rated Cooling Capacity (Btu/h) | EER | Heating Type | AHRI Rated Heating Capacity (Btu/h) | COP | Capacity of Water Heater (gallons) | Condition of DHW | Removed Equipment Model # | Does the removed equipment include furnace? | What Type of Cooling Equipment was removed | Removed Equipment Age (Years) | Removed AHRI Rated Cooling Capacity (Btu/h) | Removed EER | Removed AHRI Rated Heating Capacity (Btu/h) | Removed AFUE | GPD of Water Heater (Gallons) | Removed Pump Motor HP | Removed Pump Motor Efficiency | Quantity | Per Unit Equipment Cost* | Per Unit Installation Cost | Total Line Item Cost | Energy Savings (kWh) | Summer kW | Winter kW | Unit Incentive | Incentive | $/therm | Therms Savings | Lifetime Therms Savings | Lifetime kWh Savings | Lifetime Greenhouse Gas Emmissions Savings (MTCO2e) | EUL | RUL | EUL-RUL | Heating Heat Load (BTUs) | Cooling Heat Load (BTUs) | AFUEbase | AFUEexist | COPee | EERbase | EERexist | EERee | Size Category | Name Index | Furnace Flag | Furnace Fan Energy Consumption (Fe) | Efgas | EFLH cool | EFLH heat | ETDF Bldg Type | ETDF Summer | ETDF Winter | Efelec | %DHW Displaced | yWater | ΔkWh/yr Time of Sale | kW Summer Peak Savings | kW Winter Peak Savings | Δtherms/yr | ΔkWh/yr Early Retirement | kW Summer Peak Savings ER | kW Winter Peak Savings ER | Δtherms/yr ER | Gas Heat Replaced ToS (MMBTu) | Furnace Fan Savings ToS (MMBTu) | HP Site Heat Consumed ToS (MMBTu) | HP Site Cooling Impact ToS (MMBTu) | GSHP Site Water Impact ToS (MMBTu) | Site Energy Savings ToS (MMBTU) | Gas Heat Replaced ER (MMBTu) | Furnace Fan Savings ER (MMBTu) | HP Site Heat Consumed ER (MMBTu) | HP Site Cooling Impact ER (MMBTu) | GSHP Site Water Impact ER (MMBTu) | Site Energy Savings ER (MMBTU) | ElecDHW | Tout | Tin | Consumption/Cap |  |  |  | Line Item Cost | Savings (kWh) | Summer Demand (kW) | Winter Demand (kW) | Uncapped Incentive ($) | Final Incentive ($) | Δtherms/yr | Lifetime kWh savings | Lifetime Therms Savings | Lifetime Greenhouse Gas Emmissions Savings (MTCO2e)
Example | First | Kitchen | Stanley | Cook | Office | Time of Sale | Furnace, gas fired | Ground Source | Brine to Air | 1 | 94% | 5 | 60000 | 16 | Other | 60000 | 5 | 30 | [12 empty] | 1 | 1000 | 500 | 1500 | -1324.501 | -1.331 | -1.6364 | 1200 | 1200 | $3.72 | 322.5 | 8062.5 | -33112.524 | 61.6431 | 25 | 0 | 25 | 25800000 | 34140000 | 80% | 0% | 54.608 | 14.1 | 0 | 16 | <135,000 Btu/h | Ground Source Brine to Air <135,000 Btu/h | 0 | 7.7% | 80% | 569 | 430 | SmallOffice | 0.0010049 | 0.0012355 | 95.91% | 44% | 8.33 | -1324.5009 | -1.331 | -1.6364 | 322.5 | 0 | 0 | 0 | 0 | 32.25 | 0 | 5.16 | 0.98104 | 0 | 28.071 | 0 | 0 | 5.16 | 0 | 0 | -5.16 | 0 | 125 | 50.7 | 511 |  |  |  | 1500 | -1324.501 | -1.331 | -1.6364 | 13068.3425 | 1200 | 322.5 | -33112.524 | 8062.5 | 61.6431
1 | [44 empty] | 25 | 0 | 25 | 0 | 0 |  | 0% | 0 |  | 0 | 0 |  |  | 0 | 7.7% | 80% | [5 empty] | 96% | 44% | 8.33 | 0 | 0 | 0 | 0 | 0 | 0 | 0 | 0 | 0 | 0 | 0 | 0 | 0 | 0 | 0 | 0 | 0 | 0 | 0 | 0 | 0 | 125 | 50.7
2 | [44 empty] | 25 | 0 | 25 | 0 | 0 |  | 0% | 0 |  | 0 | 0 |  |  | 0 | 7.7% | 80% | [5 empty] | 96% | 44% | 8.33 | 0 | 0 | 0 | 0 | 0 | 0 | 0 | 0 | 0 | 0 | 0 | 0 | 0 | 0 | 0 | 0 | 0 | 0 | 0 | 0 | 0 | 125 | 50.7
3 | [44 empty] | 25 | 0 | 25 | 0 | 0 |  | 0% | 0 |  | 0 | 0 |  |  | 0 | 7.7% | 80% | [5 empty] | 96% | 44% | 8.33 | 0 | 0 | 0 | 0 | 0 | 0 | 0 | 0 | 0 | 0 | 0 | 0 | 0 | 0 | 0 | 0 | 0 | 0 | 0 | 0 | 0 | 125 | 50.7
4 | [44 empty] | 25 | 0 | 25 | 0 | 0 |  | 0% | 0 |  | 0 | 0 |  |  | 0 | 7.7% | 80% | [5 empty] | 96% | 44% | 8.33 | 0 | 0 | 0 | 0 | 0 | 0 | 0 | 0 | 0 | 0 | 0 | 0 | 0 | 0 | 0 | 0 | 0 | 0 | 0 | 0 | 0 | 125 | 50.7
5 | [44 empty] | 25 | 0 | 25 | 0 | 0 |  | 0% | 0 |  | 0 | 0 |  |  | 0 | 7.7% | 80% | [5 empty] | 96% | 44% | 8.33 | 0 | 0 | 0 | 0 | 0 | 0 | 0 | 0 | 0 | 0 | 0 | 0 | 0 | 0 | 0 | 0 | 0 | 0 | 0 | 0 | 0 | 125 | 50.7
6 | [44 empty] | 25 | 0 | 25 | 0 | 0 |  | 0% | 0 |  | 0 | 0 |  |  | 0 | 7.7% | 80% | [5 empty] | 96% | 44% | 8.33 | 0 | 0 | 0 | 0 | 0 | 0 | 0 | 0 | 0 | 0 | 0 | 0 | 0 | 0 | 0 | 0 | 0 | 0 | 0 | 0 | 0 | 125 | 50.7
7 | [44 empty] | 25 | 0 | 25 | 0 | 0 |  | 0% | 0 |  | 0 | 0 |  |  | 0 | 7.7% | 80% | [5 empty] | 96% | 44% | 8.33 | 0 | 0 | 0 | 0 | 0 | 0 | 0 | 0 | 0 | 0 | 0 | 0 | 0 | 0 | 0 | 0 | 0 | 0 | 0 | 0 | 0 | 125 | 50.7
8 | [44 empty] | 25 | 0 | 25 | 0 | 0 |  | 0% | 0 |  | 0 | 0 |  |  | 0 | 7.7% | 80% | [5 empty] | 96% | 44% | 8.33 | 0 | 0 | 0 | 0 | 0 | 0 | 0 | 0 | 0 | 0 | 0 | 0 | 0 | 0 | 0 | 0 | 0 | 0 | 0 | 0 | 0 | 125 | 50.7
9 | [44 empty] | 25 | 0 | 25 | 0 | 0 |  | 0% | 0 |  | 0 | 0 |  |  | 0 | 7.7% | 80% | [5 empty] | 96% | 44% | 8.33 | 0 | 0 | 0 | 0 | 0 | 0 | 0 | 0 | 0 | 0 | 0 | 0 | 0 | 0 | 0 | 0 | 0 | 0 | 0 | 0 | 0 | 125 | 50.7
10 | [44 empty] | 25 | 0 | 25 | 0 | 0 |  | 0% | 0 |  | 0 | 0 |  |  | 0 | 7.7% | 80% | [5 empty] | 96% | 44% | 8.33 | 0 | 0 | 0 | 0 | 0 | 0 | 0 | 0 | 0 | 0 | 0 | 0 | 0 | 0 | 0 | 0 | 0 | 0 | 0 | 0 | 0 | 125 | 50.7
[95 empty] | Totals | 0 | 0 | 0 | 0 | 0 | 0 | 0 | 0 | 0 | 0
0

## Lookups (hidden)
Lighting Lookups | HVAC Lookups | Food Service Lookups | Refrigeration Lookups |  | DIY Lookups | Electrification Lookups | [7 empty] | Bonus Lookups
Yes
No
Food Service | [25 empty] | TMY3 Hagerstown
Commercial Combination/Convection Ovens
Oven Operation by Building Type |  |  | Ventillation ETDF | [52 empty] | Avg temp May 1 - Sept 30 | 69.296
Facility Type | hours/day | days/year | ETDF_Summer Peak | ETDF_Winter Peak |  | EFOOD_conv | EFOOD_steam | EEF base_conv | EEF base_steam | EFOOD_elec |  |  |  | Measure | SBDI |  |  | BTU |  |  | End Use | SBDI UAT |  | BTU UAT | [31 empty] | Avg Temp (F) | 54.59
Community College | 11 | 283 | 0.0001453 | 0.0001347 | Electric | 0.0732 | 0.0308 | 0.72 | 0.49 | 0.0732 |  |  |  | Measure_Name_Text__c | SBDI Catalog ID | Eligible_Measure__c | RecordTypeId | BTU Catalog ID | Eligible_Measure__c | RecordTypeId | Measure Type | Eligible_Measure__c | RecordTypeId | Eligible_Measure__c | RecordTypeId | 724066 | HAGERSTOWN RGNL RIC | MD | -5 | 39.7 | -77.733 | 220 | [24 empty] | 12.55
Fast Food Restaurant | 14 | 363 | 0.0001474 | 0.0001358 | Gas | 0.00025 | 0.000105 | 0.52 | 0.39 |  |  |  |  | Advanced Rooftop Controls (ARC) | 88403 | a2a8Y000006w7h0QAA | 0128Y000001Z1O6QAK | 88347 | a2a8Y000006w7mA | 0128Y000001Z1O3QAK | HVAC | a2aD5000000s0CIIAY | a2aD5000000s0CIIAY | a2aD5000000s0DyIAI | 012D5000000BRjkIAG | Date (MM/DD/YYYY) | Time (HH:MM) | ETR (W/m^2) | ETRN (W/m^2) | GHI (W/m^2) | GHI source | GHI uncert (%) | DNI (W/m^2) | DNI source | DNI uncert (%) | DHI (W/m^2) | DHI source | DHI uncert (%) | GH illum (lx) | GH illum source | Global illum uncert (%) | DN illum (lx) | DN illum source | DN illum uncert (%) | DH illum (lx) | DH illum source | DH illum uncert (%) | Zenith lum (cd/m^2) | Zenith lum source | Zenith lum uncert (%) | TotCld (tenths) | TotCld source | TotCld uncert (code) | OpqCld (tenths) | OpqCld source | OpqCld uncert (code) | Dry-bulb (C) | Dry-bulb source | Dry-bulb uncert (code) | Dew-point (C) | Dew-point source | Dew-point uncert (code) | RHum (%) | RHum source | RHum uncert (code) | Pressure (mbar) | Pressure source | Pressure uncert (code) | Wdir (degrees) | Wdir source | Wdir uncert (code) | Wspd (m/s) | Wspd source | Wspd uncert (code) | Hvis (m) | Hvis source | Hvis uncert (code) | CeilHgt (m) | CeilHgt source | CeilHgt uncert (code) | Pwat (cm) | Pwat source | Pwat uncert (code) | AOD (unitless) | AOD source | AOD uncert (code) | Alb (unitless) | Alb source | Alb uncert (code) | Lprecip depth (mm) | Lprecip quantity (hr) | Lprecip source | Lprecip uncert (code) | PresWth (METAR code) | PresWth source | PresWth uncert (code)
Full Service Restaurant | 12 | 321 | 0.000157 | 0.0001388 |  | Electric |  |  |  | Gas |  |  |  | Anti-Condensation Door Heater Controls | 88365 | a2a8Y000006w7jBQAQ | 0128Y000001Z1O6QAK | 88303 | a2a8Y000006w7my | 0128Y000001Z1O3QAK | Refrigeration | a2aD5000000s0BgIAI | a2aD5000000s0BgIAI | a2aD5000000s0DMIAY | 012D5000000BRjkIAG | 3835300% | 1:00 | 0 | 0 | 0 | 2 | 0 | 0 | 2 | 0 | 0 | 2 | 0 | 0 | 2 | 0 | 0 | 2 | 0 | 0 | 2 | 0 | 0 | 2 | 0 | 6 | E | 9 | 6 | E | 9 | 8 | A | 7 | 4 | A | 7 | 76 | A | 7 | 999 | A | 7 | 150 | A | 7 | 2.6 | A | 7 | 12900 | B | 7 | 77777 | A | 7 | 1.3 | E | 8 | 0.074 | F | 8 | 0.17 | F | 8 | 0 | 1 | D | 9 | 0 | C | 8
Grocery | 12 | 365 | 0.0001453 | 0.0001347 |  | Parameter | # of Pans | Convection Mode | Steam Mode | Parameter | # of Pans | Convection Mode | Steam Mode | Auto Closers on Walk-in Freezers/Coolers | 88407 | a2a8Y000006w7g7QAA | 0128Y000001Z1O6QAK | 88351 | a2a8Y000006w7mU | 0128Y000001Z1O3QAK | Refrigeration | a2aD50000029KVnIAM | a2aD50000029KVnIAM | a2aD5000000s0E2IAI | 012D5000000BRjkIAG | 3835300% | 2:00 | 0 | 0 | 0 | 2 | 0 | 0 | 2 | 0 | 0 | 2 | 0 | 0 | 2 | 0 | 0 | 2 | 0 | 0 | 2 | 0 | 0 | 2 | 0 | 0 | E | 9 | 0 | E | 9 | 9 | A | 7 | 5 | A | 7 | 76 | A | 7 | 999 | A | 7 | 180 | A | 7 | 2.6 | A | 7 | 14500 | B | 7 | 77777 | A | 7 | 1.3 | E | 8 | 0.074 | F | 8 | 0.17 | F | 8 | 0 | 1 | D | 9 | 0 | C | 8
Hospital | 11 | 365 | 0.0001181 | 0.0001114 |  | IDLE (kW) | <15 | 1.32 | 5.26 | IDLE (MMBTU/h) | <15 | 0.008747 | 0.018656 | Bathroom Exhaust Fan | [6 empty] | HVAC |  |  |  |  | 3835300% | 3:00 | 0 | 0 | 0 | 2 | 0 | 0 | 2 | 0 | 0 | 2 | 0 | 0 | 2 | 0 | 0 | 2 | 0 | 0 | 2 | 0 | 0 | 2 | 0 | 2 | E | 9 | 2 | E | 9 | 10 | A | 7 | 6 | A | 7 | 76 | A | 7 | 999 | A | 7 | 190 | A | 7 | 3.1 | A | 7 | 14500 | B | 7 | 77777 | A | 7 | 1.3 | E | 8 | 0.074 | F | 8 | 0.17 | F | 8 | 0 | 1 | D | 9 | 0 | C | 8
Hotel | 20 | 365 | 0.0001254 | 0.0001455 |  |  | >=15 | 2.28 | 8.71 |  | >=15 and <30 | 0.007823 | 0.024562 | Bonus | 88705 | a2a8Y000006w7qlQAA | 0128c000001amh0AAA | 88680 | a2a8Y000006w7oV | 0128c000001amh0AAA | Other | a2aD50000029KYrIAM | a2aD50000029KYrIAM | a2aD50000029K9PIAU | 0120n0000001oCaAAI | 3835300% | 4:00 | 0 | 0 | 0 | 2 | 0 | 0 | 2 | 0 | 0 | 2 | 0 | 0 | 2 | 0 | 0 | 2 | 0 | 0 | 2 | 0 | 0 | 2 | 0 | 2 | E | 9 | 2 | E | 9 | 11 | A | 7 | 6 | A | 7 | 71 | A | 7 | 999 | A | 7 | 190 | A | 7 | 3.1 | A | 7 | 14500 | B | 7 | 77777 | A | 7 | 1.4 | E | 8 | 0.074 | F | 8 | 0.17 | F | 8 | 0 | 1 | D | 9 | 0 | C | 8
Miscellaneous | 9 | 325 | 0.0001453 | 0.0001347 |  | PC | <15 | 79 | 126 |  | >=30 | 0.013 | 0.0433 | C&I Heat Pump Water Heater | 88382 | a2a8Y000006w7jfQAA | 0128Y000001Z1O6QAK | 88306 | a2a8Y000006w7lW | 0128Y000001Z1O3QAK | HVAC | a2aD5000000s0BxIAI | a2aD5000000s0BxIAI | a2aD5000000s0DdIAI | 012D5000000BRjkIAG | 3835300% | 5:00 | 0 | 0 | 0 | 2 | 0 | 0 | 2 | 0 | 0 | 2 | 0 | 0 | 2 | 0 | 0 | 2 | 0 | 0 | 2 | 0 | 0 | 2 | 0 | 2 | E | 9 | 1 | E | 9 | 11 | A | 7 | 7 | A | 7 | 76 | A | 7 | 999 | A | 7 | 210 | A | 7 | 3.1 | A | 7 | 16100 | B | 7 | 77777 | A | 7 | 1.3 | E | 8 | 0.074 | F | 8 | 0.17 | F | 8 | 0 | 1 | D | 9 | 0 | C | 8
Motel | 20 | 365 | 0.0001273 | 0.00012 |  |  | >=15 | 166 | 295 | PC | <15 | 125 | 195 | Central AC and HP Tune-Up | 88368 | a2a8Y000006w8hVQAQ | 0128Y000001Z1O6QAK | 88321 | a2a8Y000006w8ha | 0128Y000001Z1O3QAK | HVAC Tune-Up | a2aD5000000fBUrIAM | a2aD5000000fBUrIAM | a2aD5000000fBUwIAM | 012D5000000BRjkIAG | 3835300% | 6:00 | 0 | 0 | 0 | 2 | 0 | 0 | 2 | 0 | 0 | 2 | 0 | 0 | 2 | 0 | 0 | 2 | 0 | 0 | 2 | 0 | 0 | 2 | 0 | 5 | E | 9 | 3 | E | 9 | 11 | A | 7 | 7 | A | 7 | 76 | A | 7 | 1000 | A | 7 | 210 | A | 7 | 3.1 | A | 7 | 16100 | B | 7 | 77777 | A | 7 | 1.3 | E | 8 | 0.074 | F | 8 | 0.17 | F | 8 | 0 | 1 | D | 9 | 0 | C | 8
Primary School | 5 | 180 | 0.0002077 | 0.0001931 |  |  | Electric |  | Gas |  | >=15 and <30 | 176 | 211 | Chiller Tune-Up | 88405 | a2a8Y000006w7hAQAQ | 0128Y000001Z1O6QAK | 88349 | a2a8Y000006w7mK | 0128Y000001Z1O3QAK | HVAC Tune-Up | a2aD5000000s0CKIAY | a2aD5000000s0CKIAY | a2aD5000000s0E0IAI | 012D5000000BRjkIAG | 3835300% | 7:00 | 0 | 0 | 0 | 2 | 0 | 0 | 2 | 0 | 0 | 2 | 0 | 0 | 2 | 0 | 0 | 2 | 0 | 0 | 2 | 0 | 0 | 2 | 0 | 1 | E | 9 | 0 | E | 9 | 12 | A | 7 | 7 | A | 7 | 71 | A | 7 | 1000 | A | 7 | 230 | A | 7 | 4.1 | A | 7 | 16100 | B | 7 | 77777 | A | 7 | 1.2 | E | 8 | 0.074 | F | 8 | 0.17 | F | 8 | 0 | 1 | D | 9 | 0 | C | 8
Secondary School | 8 | 180 | 0.0001513 | 0.0001569 |  | Parameter | Half Size | Full Size | All |  | >=30 | 392 | 579 | Combination Oven – Electric | 88383 | a2a8Y000006w7jkQAA | 0128Y000001Z1O6QAK | 88297 | a2a8Y000006w7lb | 0128Y000001Z1O3QAK | Food Service | a2aD5000000s0ByIAI | 012D5000000BRfEIAW | a2aD5000000s0DeIAI | 012D5000000BRjkIAG | 3835300% | 8:00 | 21 | 625 | 0 | 2 | 9 | 0 | 2 | 21 | 0 | 2 | 9 | 0 | 2 | 9 | 0 | 2 | 21 | 0 | 2 | 9 | 0 | 2 | 25 | 2 | E | 9 | 1 | E | 9 | 12 | A | 7 | 7 | A | 7 | 71 | A | 7 | 1001 | A | 7 | 220 | A | 7 | 2.6 | A | 7 | 16100 | B | 7 | 77777 | A | 7 | 1.3 | E | 8 | 0.074 | F | 8 | 0.17 | F | 8 | 0 | 1 | D | 9 | 0 | C | 8
Office | 12 | 250 | 0.00013647 | 0.00013257 |  |  | Baseline | [6 empty] | Convection Ovens Convection Oven – Electric | 88384 | a2a8Y000006w7jpQAA | 0128Y000001Z1O6QAK | 88298 | a2a8Y000006w7lg | 0128Y000001Z1O3QAK | Food Service | a2aD5000000s0BzIAI | 012D5000000BRfEIAW | a2aD5000000s0DfIAI | 012D5000000BRjkIAG | 3835300% | 9:00 | 207 | 1415 | 128 | 2 | 9 | 422 | 2 | 21 | 66 | 2 | 9 | 129 | 2 | 9 | 268 | 2 | 21 | 89 | 2 | 9 | 124 | 2 | 25 | 0 | E | 9 | 0 | E | 9 | 12 | A | 7 | 6 | A | 7 | 67 | A | 7 | 1002 | A | 7 | 240 | A | 7 | 4.1 | A | 7 | 16100 | B | 7 | 77777 | A | 7 | 1.4 | E | 8 | 0.074 | F | 8 | 0.17 | F | 8 | 0 | 1 | D | 9 | 0 | C | 8
University | 11 | 283 | 0.0001453 | 0.0001347 |  | IDLE (kW) | 1.03 | 2 | 0.0151 |  |  |  |  | Daylight Dimming Control | 88380 | a2a8Y000006w7i3QAA | 0128Y000001Z1O6QAK | 88343 | a2a8Y000006w7lM | 0128Y000001Z1O3QAK | Lighting Controls | a2aD5000000s0BvIAI | a2aD5000000s0BvIAI | a2aD5000000s0DbIAI | 012D5000000BRjkIAG | 3835300% | 10:00 | 401 | 1415 | 263 | 2 | 9 | 684 | 2 | 21 | 68 | 2 | 9 | 272 | 2 | 9 | 594 | 2 | 21 | 103 | 2 | 9 | 127 | 2 | 25 | 0 | E | 9 | 0 | A | 7 | 12 | A | 7 | 7 | A | 7 | 71 | A | 7 | 1003 | A | 7 | 200 | A | 7 | 2.6 | A | 7 | 12900 | B | 7 | 77777 | A | 7 | 1.4 | E | 8 | 0.074 | F | 8 | 0.17 | F | 8 | 0 | 1 | D | 9 | 0 | C | 8
[6 empty] | EFF | 0.68 | 0.65 | 0.44 |  |  |  |  | Delamping | 88379 | a2a8Y000006w7hyQAA | 0128Y000001Z1O6QAK | 88344 | a2a8Y000006w7lH | 0128Y000001Z1O3QAK | Lighting | a2aD5000000s0BuIAI | a2aD5000000s0BuIAI | a2aD5000000s0DaIAI | 012D5000000BRjkIAG | 3835300% | 11:00 | 546 | 1415 | 377 | 2 | 9 | 766 | 2 | 21 | 80 | 2 | 9 | 385 | 2 | 9 | 716 | 2 | 21 | 107 | 2 | 9 | 150 | 2 | 25 | 0 | E | 9 | 0 | E | 9 | 15 | A | 7 | 7 | A | 7 | 59 | A | 7 | 1003 | A | 7 | 230 | A | 7 | 2.1 | A | 7 | 16100 | B | 7 | 77777 | A | 7 | 1.4 | E | 8 | 0.074 | F | 8 | 0.17 | F | 8 | 0 | 1 | D | 9 | 0 | C | 8
Size |  | EUL |  |  |  | PC | 45 | 90 | 83 |  |  |  |  | Demand Control Commerical Kitchen Ventilation | 88388 | a2a8Y000006w7k9QAA | 0128Y000001Z1O6QAK | 88301 | a2a8Y000006w7l8 | 0128Y000001Z1O3QAK | Food Service | a2aD5000000s0C3IAI | a2aD5000000s0C3IAI | a2aD5000000s0DjIAI | 012D5000000BRjkIAG | 3835300% | 12:00 | 629 | 1415 | 427 | 2 | 9 | 750 | 2 | 21 | 92 | 2 | 9 | 450 | 2 | 9 | 730 | 2 | 21 | 124 | 2 | 9 | 191 | 2 | 25 | 0 | E | 9 | 0 | E | 9 | 17 | A | 7 | 6 | A | 7 | 48 | A | 7 | 1003 | A | 7 | 260 | A | 7 | 4.6 | A | 7 | 16100 | B | 7 | 77777 | A | 7 | 1.4 | E | 8 | 0.074 | F | 8 | 0.17 | F | 8 | 0 | 1 | D | 9 | 0 | C | 8
Half |  | 12 | [11 empty] | Demand Control Ventilation | 88387 | a2a8Y000006w7k4QAA | 0128Y000001Z1O6QAK | 88302 | a2a8Y000006w7lv | 0128Y000001Z1O3QAK | HVAC | a2aD5000000s0C2IAI | a2aD5000000s0C2IAI | a2aD5000000s0DiIAI | 012D5000000BRjkIAG | 3835300% | 13:00 | 646 | 1415 | 448 | 2 | 9 | 803 | 2 | 21 | 80 | 2 | 9 | 468 | 2 | 9 | 778 | 2 | 21 | 111 | 2 | 9 | 167 | 2 | 25 | 0 | E | 9 | 0 | E | 9 | 17 | A | 7 | 5 | A | 7 | 45 | A | 7 | 1002 | A | 7 | 290 | A | 7 | 5.1 | A | 7 | 16100 | B | 7 | 77777 | A | 7 | 1.4 | E | 8 | 0.074 | F | 8 | 0.17 | F | 8 | 0 | 1 | D | 9 | 0 | C | 8
Full | [13 empty] | Dishwasher | 88394 | a2a8Y000006w7iIQAQ | 0128Y000001Z1O6QAK | 88319 | a2a8Y000006w7gw | 0128Y000001Z1O3QAK | Food Service | a2aD5000000s0C9IAI | a2aD5000000s0C9IAI | a2aD5000000s0DpIAI | 012D5000000BRjkIAG | 3835300% | 14:00 | 595 | 1415 | 403 | 2 | 9 | 778 | 2 | 21 | 74 | 2 | 9 | 419 | 2 | 9 | 745 | 2 | 21 | 105 | 2 | 9 | 152 | 2 | 25 | 0 | E | 9 | 0 | A | 7 | 17 | A | 7 | 4 | A | 7 | 42 | A | 7 | 1002 | A | 7 | 290 | A | 7 | 6.2 | A | 7 | 16100 | B | 7 | 77777 | A | 7 | 1.4 | E | 8 | 0.074 | F | 8 | 0.17 | F | 8 | 0 | 1 | D | 9 | 0 | C | 8
[14 empty] | DIY LED Four-Foot Linear Replacement Lamps | 88408 | a2a8Y000006w7hKQAQ | 0128Y000001Z1O6QAK | N/A | N/A | N/A | Lighting | a2aD5000000s0CNIAY | a2aD5000000s0CNIAY | N/A | N/A | 3835300% | 15:00 | 479 | 1415 | 316 | 2 | 9 | 625 | 2 | 21 | 103 | 2 | 9 | 322 | 2 | 9 | 563 | 2 | 21 | 130 | 2 | 9 | 187 | 2 | 25 | 0 | E | 9 | 0 | A | 7 | 17 | A | 7 | 5 | A | 7 | 45 | A | 7 | 1002 | A | 7 | 290 | A | 7 | 5.7 | A | 7 | 16100 | B | 7 | 77777 | A | 7 | 1.4 | E | 8 | 0.074 | F | 8 | 0.17 | F | 8 | 0 | 1 | D | 9 | 0 | C | 8
Commercial Fryers | [13 empty] | Dual Enthalpy Economizer | 88375 | a2a8Y000006w7hjQAA | 0128Y000001Z1O6QAK | 88323 | a2a8Y000006w7kx | 0128Y000001Z1O3QAK | HVAC | a2aD5000000s0BqIAI | a2aD5000000s0BqIAI | a2aD5000000s0DWIAY | 012D5000000BRjkIAG | 3835300% | 16:00 | 308 | 1415 | 150 | 2 | 9 | 358 | 2 | 21 | 72 | 2 | 9 | 156 | 2 | 9 | 279 | 2 | 21 | 95 | 2 | 9 | 132 | 2 | 25 | 0 | E | 9 | 0 | A | 7 | 16 | A | 7 | 6 | A | 7 | 51 | A | 7 | 1003 | A | 7 | 290 | A | 7 | 2.1 | A | 7 | 16100 | B | 7 | 77777 | A | 7 | 1.4 | E | 8 | 0.074 | F | 8 | 0.17 | F | 8 | 0 | 1 | D | 9 | 0 | C | 8
Electric | [13 empty] | Duct Sealing | 88364 | a2a8Y000006w7j6QAA | 0128Y000001Z1O6QAK | 88330 | a2a8Y000006w7mt | 0128Y000001Z1O3QAK | HVAC | a2aD5000000s0BfIAI | a2aD5000000s0BfIAI | a2aD5000000s0DLIAY | 012D5000000BRjkIAG | 3835300% | 17:00 | 96 | 1309 | 33 | 2 | 9 | 167 | 2 | 21 | 22 | 2 | 9 | 37 | 2 | 9 | 74 | 2 | 21 | 31 | 2 | 9 | 39 | 2 | 25 | 0 | E | 9 | 0 | A | 7 | 12 | A | 7 | 4 | A | 7 | 58 | A | 7 | 1004 | A | 7 | 320 | A | 7 | 2.6 | A | 7 | 16100 | B | 7 | 77777 | A | 7 | 1.3 | E | 8 | 0.074 | F | 8 | 0.17 | F | 8 | 0 | 1 | D | 9 | 0 | C | 8
Parameter | Standard Size | Large Vat |  | EFOOD_elec | EFOOD_gas | [8 empty] | Ductless Mini-Split Heat Pump (DMSHP) | 88376 | a2a8Y000006w7gDQAQ | 0128Y000001Z1O6QAK | 88307 | a2a8Y000006w7l2 | 0128Y000001Z1O3QAK | HVAC | a2aD5000000s0BrIAI | a2aD5000000s0BrIAI | a2aD5000000s0DXIAY | 012D5000000BRjkIAG | 3835300% | 18:00 | 0 | 0 | 0 | 2 | 0 | 0 | 2 | 0 | 0 | 2 | 0 | 0 | 2 | 0 | 0 | 2 | 0 | 0 | 2 | 0 | 0 | 2 | 0 | 0 | E | 9 | 0 | A | 7 | 12 | A | 7 | 3 | A | 7 | 54 | A | 7 | 1004 | A | 7 | 0 | A | 7 | 0 | A | 7 | 16100 | B | 7 | 77777 | A | 7 | 1.2 | E | 8 | 0.074 | F | 8 | 0.17 | F | 8 | 0 | 1 | D | 9 | 0 | C | 8
| Baseline |  |  | 0.167 | 0.00057 | [8 empty] | EC Motors Retrofits | 88369 | a2a8Y000006w7jQQAQ | 0128Y000001Z1O6QAK | 88327 | a2a8Y000006w7nI | 0128Y000001Z1O3QAK | Refrigeration | a2aD5000000s0BkIAI | a2aD5000000s0BkIAI | a2aD5000000s0DQIAY | 012D5000000BRjkIAG | 3835300% | 19:00 | 0 | 0 | 0 | 2 | 0 | 0 | 2 | 0 | 0 | 2 | 0 | 0 | 2 | 0 | 0 | 2 | 0 | 0 | 2 | 0 | 0 | 2 | 0 | 0 | E | 9 | 0 | A | 7 | 11 | A | 7 | 3 | A | 7 | 58 | A | 7 | 1005 | A | 7 | 0 | A | 7 | 0 | A | 7 | 16100 | B | 7 | 77777 | A | 7 | 1.1 | E | 8 | 0.074 | F | 8 | 0.17 | F | 8 | 0 | 1 | D | 9 | 0 | C | 8
IDLE (kW) | 1.2 | 1.35 |  | Gas | [9 empty] | Electric Chiller | 88410 | a2a8Y000006w7hUQAQ | 0128Y000001Z1O6QAK | 88896 | a2a8Y000006w7l3 | 0128Y000001Z1O3QAK | HVAC | a2aD5000000s0CPIAY | a2aD5000000s0CPIAY | a2aD5000000s0E5IAI | 012D5000000BRjkIAG | 3835300% | 20:00 | 0 | 0 | 0 | 2 | 0 | 0 | 2 | 0 | 0 | 2 | 0 | 0 | 2 | 0 | 0 | 2 | 0 | 0 | 2 | 0 | 0 | 2 | 0 | 9 | E | 9 | 6 | E | 9 | 12 | A | 7 | 4 | A | 7 | 58 | A | 7 | 1006 | A | 7 | 10 | A | 7 | 3.1 | A | 7 | 16100 | B | 7 | 77777 | A | 7 | 1.1 | E | 8 | 0.074 | F | 8 | 0.17 | F | 8 | 0 | 1 | D | 9 | 0 | C | 8
EFF | 0.75 | 0.7 |  | Parameter | Standard Size | Large Vat | [7 empty] | ENERGY STAR Integrated Screw Based SSL (LED) Lamp | 88357 | a2a8Y000006w7gbQAA | 0128Y000001Z1O6QAK | 88333 | a2a8Y000006w7lI | 0128Y000001Z1O3QAK | Lighting | a2aD5000000fBG1IAM | 012D5000000BRfEIAW | a2aD5000000fBGBIA2 | 012D5000000BRjkIAG | 3835300% | 21:00 | 0 | 0 | 0 | 2 | 0 | 0 | 2 | 0 | 0 | 2 | 0 | 0 | 2 | 0 | 0 | 2 | 0 | 0 | 2 | 0 | 0 | 2 | 0 | 10 | E | 9 | 7 | E | 9 | 9 | A | 7 | 3 | A | 7 | 66 | A | 7 | 1005 | A | 7 | 50 | A | 7 | 3.1 | A | 7 | 14500 | B | 7 | 77777 | A | 7 | 1.2 | E | 8 | 0.074 | F | 8 | 0.17 | F | 8 | 0 | 1 | D | 9 | 0 | C | 8
PC | 65 | 100 |  |  | Baseline | [8 empty] | Evaporator Coil Defrost Controls | 88396 | a2a8Y000006w7iSQAQ | 0128Y000001Z1O6QAK | 88300 | a2a8Y000006w7o6 | 0128Y000001Z1O3QAK | Refrigeration | a2aD5000000s0CBIAY | a2aD5000000s0CBIAY | a2aD5000000s0DrIAI | 012D5000000BRjkIAG | 3835300% | 22:00 | 0 | 0 | 0 | 2 | 0 | 0 | 2 | 0 | 0 | 2 | 0 | 0 | 2 | 0 | 0 | 2 | 0 | 0 | 2 | 0 | 0 | 2 | 0 | 9 | E | 9 | 8 | E | 9 | 9 | A | 7 | 3 | A | 7 | 66 | A | 7 | 1006 | A | 7 | 50 | A | 7 | 2.6 | A | 7 | 16100 | B | 7 | 77777 | A | 7 | 1.3 | E | 8 | 0.074 | F | 8 | 0.17 | F | 8 | 0 | 1 | D | 9 | 0 | C | 8
|  |  |  | IDLE (MMBTU/h) | 0.014 | 0.016 | [7 empty] | Exit Signs | 88360 | a2a8Y000006w7gqQAA | 0128Y000001Z1O6QAK | 88334 | a2a8Y000006w7kP | 0128Y000001Z1O3QAK | Lighting | a2aD5000000s0BbIAI | a2aD5000000s0BbIAI | a2aD5000000s0DHIAY | 012D5000000BRjkIAG | 3835300% | 23:00 | 0 | 0 | 0 | 2 | 0 | 0 | 2 | 0 | 0 | 2 | 0 | 0 | 2 | 0 | 0 | 2 | 0 | 0 | 2 | 0 | 0 | 2 | 0 | 6 | E | 9 | 5 | E | 9 | 7 | A | 7 | 2 | A | 7 | 70 | A | 7 | 1006 | A | 7 | 300 | A | 7 | 1.5 | A | 7 | 14500 | B | 7 | 77777 | A | 7 | 1.3 | E | 8 | 0.074 | F | 8 | 0.17 | F | 8 | 0 | 1 | D | 9 | 0 | C | 8
Size |  | EUL |  | EFF | 0.35 | 0.35 | [7 empty] | Exterior LED Flood and Spot Luminaires | 88359 | a2a8Y000006w7glQAA | 0128Y000001Z1O6QAK | 88335 | a2a8Y000006w7nc | 0128Y000001Z1O3QAK | Lighting | a2aD5000000s0BaIAI | a2aD5000000s0BaIAI | a2aD5000000s0DGIAY | 012D5000000BRjkIAG | 3835300% | 24:00 | 0 | 0 | 0 | 2 | 0 | 0 | 2 | 0 | 0 | 2 | 0 | 0 | 2 | 0 | 0 | 2 | 0 | 0 | 2 | 0 | 0 | 2 | 0 | 4 | E | 9 | 3 | E | 9 | 6 | A | 7 | 2 | A | 7 | 75 | A | 7 | 1007 | A | 7 | 30 | A | 7 | 1.5 | A | 7 | 14500 | B | 7 | 77777 | A | 7 | 1.4 | E | 8 | 0.074 | F | 8 | 0.17 | F | 8 | 0 | 1 | D | 9 | 0 | C | 8
Standard Size |  | 12 |  | PC | 60 | 100 | [7 empty] | Floating Head Pressure Controls | 88397 | a2a8Y000006w7iXQAQ | 0128Y000001Z1O6QAK | 88299 | a2a8Y000006w7oB | 0128Y000001Z1O3QAK | Refrigeration | a2aD5000000s0CCIAY | a2aD5000000s0CCIAY | a2aD5000000s0DsIAI | 012D5000000BRjkIAG | 3835400% | 1:00 | 0 | 0 | 0 | 2 | 0 | 0 | 2 | 0 | 0 | 2 | 0 | 0 | 2 | 0 | 0 | 2 | 0 | 0 | 2 | 0 | 0 | 2 | 0 | 9 | E | 9 | 9 | E | 9 | 5 | A | 7 | 1 | A | 7 | 75 | A | 7 | 1007 | A | 7 | 360 | A | 7 | 4.6 | A | 7 | 14500 | B | 7 | 77777 | A | 7 | 1.4 | E | 8 | 0.073 | F | 8 | 0.17 | F | 8 | 0 | 1 | D | 9 | 0 | C | 8
Large Vat | [13 empty] | Fryers Fryer – Electric | 88386 | a2a8Y000006w7jzQAA | 0128Y000001Z1O6QAK | 88295 | a2a8Y000006w7lq | 0128Y000001Z1O3QAK | Food Service | a2aD5000000s0C1IAI | 012D5000000BRfEIAW | a2aD5000000s0DhIAI | 012D5000000BRjkIAG | 3835400% | 2:00 | 0 | 0 | 0 | 2 | 0 | 0 | 2 | 0 | 0 | 2 | 0 | 0 | 2 | 0 | 0 | 2 | 0 | 0 | 2 | 0 | 0 | 2 | 0 | 8 | E | 9 | 8 | E | 9 | 5 | A | 7 | -1 | A | 7 | 64 | A | 7 | 1007 | A | 7 | 30 | A | 7 | 3.1 | A | 7 | 16100 | B | 7 | 77777 | A | 7 | 1.5 | E | 8 | 0.073 | F | 8 | 0.17 | F | 8 | 0 | 1 | D | 9 | 0 | C | 8
[14 empty] | GNI Adder | 88703 | a2a8Y000006w7g2QAA | 0128Y000001Z1O6QAK | 88679 | a2a8Y000006w7kd | 0128Y000001Z1PpQAK | Other | a2aD5000000s0FsIAI | a2aD5000000s0FsIAI | a2aD5000000s0FiIAI | 012D5000000BRrKIAW | 3835400% | 3:00 | 0 | 0 | 0 | 2 | 0 | 0 | 2 | 0 | 0 | 2 | 0 | 0 | 2 | 0 | 0 | 2 | 0 | 0 | 2 | 0 | 0 | 2 | 0 | 8 | E | 9 | 7 | E | 9 | 3 | A | 7 | -2 | A | 7 | 68 | A | 7 | 1007 | A | 7 | 40 | A | 7 | 2.6 | A | 7 | 16100 | B | 7 | 77777 | A | 7 | 1.5 | E | 8 | 0.073 | F | 8 | 0.17 | F | 8 | 0 | 1 | D | 9 | 0 | C | 8
Commercial Griddles | [13 empty] | Griddles Griddle – Electric | 88385 | a2a8Y000006w7juQAA | 0128Y000001Z1O6QAK | 88296 | a2a8Y000006w7ll | 0128Y000001Z1O3QAK | Food Service | a2aD5000000s0C0IAI | 012D5000000BRfEIAW | a2aD5000000s0DgIAI | 012D5000000BRjkIAG | 3835400% | 4:00 | 0 | 0 | 0 | 2 | 0 | 0 | 2 | 0 | 0 | 2 | 0 | 0 | 2 | 0 | 0 | 2 | 0 | 0 | 2 | 0 | 0 | 2 | 0 | 7 | E | 9 | 7 | E | 9 | 3 | A | 7 | -2 | A | 7 | 68 | A | 7 | 1008 | A | 7 | 40 | A | 7 | 3.1 | A | 7 | 16100 | B | 7 | 77777 | A | 7 | 1.6 | E | 8 | 0.073 | F | 8 | 0.17 | F | 8 | 0 | 1 | D | 9 | 0 | C | 8
Electric | [13 empty] | Guest Room Occupancy Sensor | 88402 | a2a8Y000006w7gvQAA | 0128Y000001Z1O6QAK | 88308 | a2a8Y000006w7gI | 0128Y000001Z1O3QAK | HVAC | a2aD5000000s0CHIAY | a2aD5000000s0CHIAY | a2aD5000000s0DxIAI | 012D5000000BRjkIAG | 3835400% | 5:00 | 0 | 0 | 0 | 2 | 0 | 0 | 2 | 0 | 0 | 2 | 0 | 0 | 2 | 0 | 0 | 2 | 0 | 0 | 2 | 0 | 0 | 2 | 0 | 10 | E | 9 | 10 | E | 9 | 4 | A | 7 | -2 | A | 7 | 64 | A | 7 | 1008 | A | 7 | 90 | A | 7 | 2.6 | A | 7 | 16100 | B | 7 | 2700 | A | 7 | 1.7 | E | 8 | 0.073 | F | 8 | 0.17 | F | 8 | 0 | 1 | D | 9 | 0 | C | 8
Parameter | Single-Sided | Double-Sided |  | EFOOD_elec | EFOOD_gas | [8 empty] | Ice Machine - Ice-Making Head Unit | 88391 | a2a8Y000006w7kOQAQ | 0128Y000001Z1O6QAK | 88317 | a2a8Y000006w7ky | 0128Y000001Z1O3QAK | Food Service | a2aD5000000s0C6IAI | a2aD5000000s0C6IAI | a2aD5000000s0DmIAI | 012D5000000BRjkIAG | 3835400% | 6:00 | 0 | 0 | 0 | 2 | 0 | 0 | 2 | 0 | 0 | 2 | 0 | 0 | 2 | 0 | 0 | 2 | 0 | 0 | 2 | 0 | 0 | 2 | 0 | 10 | E | 9 | 10 | E | 9 | 4 | A | 7 | -2 | A | 7 | 64 | A | 7 | 1008 | A | 7 | 120 | A | 7 | 2.6 | A | 7 | 16100 | B | 7 | 1500 | A | 7 | 1.8 | E | 8 | 0.073 | F | 8 | 0.17 | F | 8 | 0 | 1 | D | 9 | 0 | C | 8
| Baseline |  |  | 0.139 | 0.000475 | [8 empty] | Ice Machine - Self-Contained Unit | 88392 | a2a8Y000006w7grQAA | 0128Y000001Z1O6QAK | 88318 | a2a8Y000006w7hu | 0128Y000001Z1O3QAK | Food Service | a2aD5000000s0C7IAI | a2aD5000000s0C7IAI | a2aD5000000s0DnIAI | 012D5000000BRjkIAG | 3835400% | 7:00 | 0 | 0 | 0 | 2 | 0 | 0 | 2 | 0 | 0 | 2 | 0 | 0 | 2 | 0 | 0 | 2 | 0 | 0 | 2 | 0 | 0 | 2 | 0 | 10 | E | 9 | 10 | E | 9 | 4 | A | 7 | -2 | A | 7 | 64 | A | 7 | 1009 | A | 7 | 70 | A | 7 | 1.5 | A | 7 | 16100 | B | 7 | 1500 | A | 7 | 1.8 | E | 8 | 0.073 | F | 8 | 0.17 | F | 8 | 0 | 1 | D | 9 | 0 | C | 8
IDLE (kW/ft2) | 0.4 | 0.4 |  | Gas | [9 empty] | Ice Maker - Batch Type & Continuous Type | 88395 | a2a8Y000006w7iNQAQ | 0128Y000001Z1O6QAK | 88328 | a2a8Y000006w7o1 | 0128Y000001Z1O3QAK | Food Service | a2aD5000000s0CAIAY | a2aD5000000s0CAIAY | a2aD5000000s0DqIAI | 012D5000000BRjkIAG | 3835400% | 8:00 | 21 | 625 | 0 | 2 | 9 | 0 | 2 | 21 | 0 | 2 | 9 | 0 | 2 | 9 | 0 | 2 | 21 | 0 | 2 | 9 | 0 | 2 | 25 | 10 | E | 9 | 10 | E | 9 | 4 | A | 7 | -2 | A | 7 | 64 | A | 7 | 1010 | A | 7 | 0 | A | 7 | 0 | A | 7 | 16100 | B | 7 | 1440 | A | 7 | 1.9 | E | 8 | 0.073 | F | 8 | 0.17 | F | 8 | 0 | 1 | D | 9 | 0 | C | 8
EFF | 0.65 | 0.65 |  | Parameter | Single-Sided | Double-Sided | [7 empty] | Insulate Bare Suction Pipes – Cooler | 88401 | a2a8Y000006w7irQAA | 0128Y000001Z1O6QAK | 88329 | a2a8Y000006w7oQ | 0128Y000001Z1O3QAK | Refrigeration | a2aD5000000s0CGIAY | 012D5000000BRfEIAW | a2aD5000000s0DwIAI | 012D5000000BRjkIAG | 3835400% | 9:00 | 207 | 1415 | 129 | 2 | 9 | 233 | 2 | 21 | 94 | 2 | 9 | 129 | 2 | 9 | 144 | 2 | 21 | 108 | 2 | 9 | 205 | 2 | 25 | 10 | E | 9 | 10 | E | 9 | 4 | A | 7 | -2 | A | 7 | 64 | A | 7 | 1010 | A | 7 | 100 | A | 7 | 2.1 | A | 7 | 16100 | B | 7 | 1440 | A | 7 | 2.1 | E | 8 | 0.073 | F | 8 | 0.17 | F | 8 | 0 | 1 | D | 9 | 0 | C | 8
PE (kWh) | 4 | 4 |  |  | Baseline | [8 empty] | LED 1x4, 2x2, and 2x4 Luminaires and Retrofit Kits | 88352 | a2a8Y000006w7gCQAQ | 0128Y000001Z1O6QAK | 88331 | a2a8Y000006w7kF | 0128Y000001Z1O3QAK | Lighting | a2aD5000000s0BTIAY | a2aD5000000s0BTIAY | a2aD5000000s0D9IAI | 012D5000000BRjkIAG | 3835400% | 10:00 | 402 | 1415 | 93 | 2 | 9 | 0 | 2 | 21 | 93 | 2 | 9 | 105 | 2 | 9 | 0 | 2 | 21 | 105 | 2 | 9 | 345 | 2 | 25 | 10 | E | 9 | 10 | E | 9 | 4 | A | 7 | -1 | A | 7 | 69 | A | 7 | 1010 | A | 7 | 0 | A | 7 | 0 | A | 7 | 16100 | B | 7 | 1320 | A | 7 | 2.2 | E | 8 | 0.073 | F | 8 | 0.17 | F | 8 | 0 | 1 | D | 9 | 0 | C | 8
PC (Pounds/hr/ft2) | 5.83 | 11.67 |  | IDLE (MMBTU/h//ft2) | 0.0035 | 0.0035 | [7 empty] | LED Four-Foot Linear Replacement Lamps | 88361 | a2a8Y000006w7gNQAQ | 0128Y000001Z1O6QAK | 88340 | a2a8Y000006w7nr | 0128Y000001Z1O3QAK | Lighting | a2aD5000000s0BcIAI | a2aD5000000s0BcIAI | a2aD5000000s0DIIAY | 012D5000000BRjkIAG | 3835400% | 11:00 | 547 | 1415 | 227 | 2 | 9 | 129 | 2 | 21 | 177 | 2 | 9 | 245 | 2 | 9 | 126 | 2 | 21 | 197 | 2 | 9 | 412 | 2 | 25 | 10 | E | 9 | 10 | E | 9 | 6 | A | 7 | 0 | A | 7 | 65 | A | 7 | 1009 | A | 7 | 0 | A | 7 | 0 | A | 7 | 14500 | B | 7 | 1320 | A | 7 | 2.2 | E | 8 | 0.073 | F | 8 | 0.17 | F | 8 | 0 | 1 | D | 9 | 0 | C | 8
|  |  |  | EFF | 0.32 | 0.32 | [7 empty] | LED High-Bay Luminaires and Retrofit Kits | 88353 | a2a8Y000006w7gHQAQ | 0128Y000001Z1O6QAK | 88337 | a2a8Y000006w7kZ | 0128Y000001Z1O3QAK | Lighting | a2aD5000000s0BUIAY | a2aD5000000s0BUIAY | a2aD5000000s0DAIAY | 012D5000000BRjkIAG | 3835400% | 12:00 | 631 | 1415 | 167 | 2 | 9 | 6 | 2 | 21 | 165 | 2 | 9 | 191 | 2 | 9 | 5 | 2 | 21 | 189 | 2 | 9 | 652 | 2 | 25 | 10 | E | 9 | 10 | A | 7 | 6 | A | 7 | -1 | A | 7 | 60 | A | 7 | 1009 | A | 7 | 210 | A | 7 | 1.5 | A | 7 | 16100 | B | 7 | 660 | A | 7 | 2.3 | E | 8 | 0.073 | F | 8 | 0.17 | F | 8 | 0 | 1 | D | 9 | 0 | C | 8
Type |  | EUL |  | PE (MMBTU) | 0.021 | 0.021 | [7 empty] | LED High-Intensity Discharge Screw Base | 88374 | a2a8Y000006w7heQAA | 0128Y000001Z1O6QAK | 88346 | a2a8Y000006w7ks | 0128Y000001Z1O3QAK | Lighting | a2aD5000000s0BpIAI | a2aD5000000s0BpIAI | a2aD5000000s0DVIAY | 012D5000000BRjkIAG | 3835400% | 13:00 | 648 | 1415 | 131 | 2 | 9 | 0 | 2 | 21 | 131 | 2 | 9 | 152 | 2 | 9 | 0 | 2 | 21 | 152 | 2 | 9 | 558 | 2 | 25 | 10 | E | 9 | 10 | A | 7 | 5 | A | 7 | 1 | A | 7 | 75 | A | 7 | 1008 | A | 7 | 150 | A | 7 | 3.6 | A | 7 | 14500 | B | 7 | 540 | A | 7 | 2.3 | E | 8 | 0.073 | F | 8 | 0.17 | F | 8 | 0 | 1 | D | 9 | 61 | C | 8
Single-Sided |  | 12 |  | PC (Pounds/hr/ft2) | 4.17 | 8.33 | [7 empty] | LED Outdoor Pole/Arm- or Wall-Mounted Area and Roadway | 88356 | a2a8Y000006w84JQAQ | 0128Y000001Z1O6QAK | 88332 | a2a8Y000006w7iO | 0128Y000001Z1O3QAK | Lighting | a2aD5000000s0BXIAY | a2aD5000000s0BXIAY | a2aD5000000s0DDIAY | 012D5000000BRjkIAG | 3835400% | 14:00 | 597 | 1415 | 98 | 2 | 9 | 0 | 2 | 21 | 98 | 2 | 9 | 115 | 2 | 9 | 0 | 2 | 21 | 115 | 2 | 9 | 427 | 2 | 25 | 10 | E | 9 | 10 | A | 7 | 5 | A | 7 | 1 | A | 7 | 75 | A | 7 | 1007 | A | 7 | 180 | A | 7 | 1.5 | A | 7 | 9700 | B | 7 | 540 | A | 7 | 2.3 | E | 8 | 0.073 | F | 8 | 0.17 | F | 8 | 0 | 1 | D | 9 | 61 | C | 8
Double-Sided | [13 empty] | LED Parking Canopy Luminaires and Retrofit Kits | 88355 | a2a8Y000006w7gRQAQ | 0128Y000001Z1O6QAK | 88336 | a2a8Y000006w7nS | 0128Y000001Z1O3QAK | Lighting | a2aD5000000s0BWIAY | a2aD5000000s0BWIAY | a2aD5000000s0DCIAY | 012D5000000BRjkIAG | 3835400% | 15:00 | 482 | 1415 | 169 | 2 | 9 | 64 | 2 | 21 | 147 | 2 | 9 | 185 | 2 | 9 | 60 | 2 | 21 | 164 | 2 | 9 | 390 | 2 | 25 | 10 | E | 9 | 10 | A | 7 | 5 | A | 7 | 1 | A | 7 | 75 | A | 7 | 1006 | A | 7 | 170 | A | 7 | 2.6 | A | 7 | 12900 | B | 7 | 630 | A | 7 | 2.4 | E | 8 | 0.073 | F | 8 | 0.17 | F | 8 | 0 | 1 | D | 9 | 0 | C | 8
[14 empty] | LED Refrigeration Case Lighting | 88370 | a2a8Y000006w7jVQAQ | 0128Y000001Z1O6QAK | 88341 | a2a8Y000006w7nh | 0128Y000001Z1O3QAK | Lighting | a2aD5000000s0BlIAI | a2aD5000000s0BlIAI | a2aD5000000s0DRIAY | 012D5000000BRjkIAG | 3835400% | 16:00 | 311 | 1415 | 83 | 2 | 9 | 11 | 2 | 21 | 80 | 2 | 9 | 92 | 2 | 9 | 5 | 2 | 21 | 91 | 2 | 9 | 275 | 2 | 25 | 10 | E | 9 | 10 | A | 7 | 6 | A | 7 | 2 | A | 7 | 75 | A | 7 | 1006 | A | 7 | 150 | A | 7 | 4.1 | A | 7 | 11300 | B | 7 | 510 | A | 7 | 2.4 | E | 8 | 0.073 | F | 8 | 0.17 | F | 8 | 0 | 1 | D | 9 | 61 | C | 8
Commercial Steam Cookers | [13 empty] | Networked Lighting Control | 88381 | a2a8Y000006w7i8QAA | 0128Y000001Z1O6QAK | 88345 | a2a8Y000006w7lR | 0128Y000001Z1O3QAK | Lighting Controls | a2aD5000000s0BwIAI | a2aD5000000s0BwIAI | a2aD5000000s0DcIAI | 012D5000000BRjkIAG | 3835400% | 17:00 | 99 | 1332 | 17 | 2 | 9 | 0 | 2 | 21 | 17 | 2 | 9 | 20 | 2 | 9 | 0 | 2 | 21 | 20 | 2 | 9 | 62 | 2 | 25 | 10 | E | 9 | 10 | A | 7 | 6 | A | 7 | 2 | A | 7 | 75 | A | 7 | 1005 | A | 7 | 140 | A | 7 | 2.6 | A | 7 | 11300 | B | 7 | 510 | A | 7 | 2.4 | E | 8 | 0.073 | F | 8 | 0.17 | F | 8 | 0 | 1 | D | 9 | 0 | C | 8
[14 empty] | Occupancy Sensors | 88363 | a2a8Y000006w7j1QAA | 0128Y000001Z1O6QAK | 88309 | a2a8Y000006w7mo | 0128Y000001Z1O3QAK | Lighting Controls | a2aD5000000s0BeIAI | a2aD5000000s0BeIAI | a2aD5000000s0DKIAY | 012D5000000BRjkIAG | 3835400% | 18:00 | 0 | 0 | 0 | 2 | 0 | 0 | 2 | 0 | 0 | 2 | 0 | 0 | 2 | 0 | 0 | 2 | 0 | 0 | 2 | 0 | 0 | 2 | 0 | 10 | E | 9 | 10 | A | 7 | 6 | A | 7 | 2 | A | 7 | 75 | A | 7 | 1005 | A | 7 | 0 | A | 7 | 0 | A | 7 | 12900 | B | 7 | 570 | A | 7 | 2.4 | E | 8 | 0.073 | F | 8 | 0.17 | F | 8 | 0 | 1 | D | 9 | 0 | C | 8
Parameter | # of Pans | Baseline |  | EFOOD_elec | EFOOD_gas |  | Parameter | # of Pans | Baseline |  |  |  | Freezer | Reach-In Refrigerator/Freezer | 93351 | a2aRl000001VzJZIA0 | 0128Y000001Z1O6QAK | 93098 | a2aRl000001VzOP | 0128Y000001Z1O3QAK | Refrigeration | a2aVC000000aZGzYAM | a2aVC000000aZGzYAM | a2aVC000000aZIbYAM | 012D5000000BRjkIAG | 3835400% | 19:00 | 0 | 0 | 0 | 2 | 0 | 0 | 2 | 0 | 0 | 2 | 0 | 0 | 2 | 0 | 0 | 2 | 0 | 0 | 2 | 0 | 0 | 2 | 0 | 10 | E | 9 | 9 | A | 7 | 6 | A | 7 | 3 | A | 7 | 81 | A | 7 | 1005 | A | 7 | 0 | A | 7 | 0 | A | 7 | 12900 | B | 7 | 3300 | A | 7 | 2.4 | E | 8 | 0.073 | F | 8 | 0.17 | F | 8 | 0 | 1 | D | 9 | 0 | C | 8
IDLE (kW) | 3 | 1 |  | 0.0308 | 0.000105 |  | IDLE (kW) | 3 | 0.015 |  |  |  | Refrigerator | Reach-In Refrigerator/Freezer | 93099 | a2aRl000001VzJZIA0 | 0128Y000001Z1O6QAK | 93350 | a2aRl000001VzOP | 0128Y000001Z1O3QAK | Refrigeration | a2aVC000000aZGzYAM | a2aVC000000aZGzYAM | a2aVC000000aZIbYAM | 012D5000000BRjkIAG | 3835400% | 20:00 | 0 | 0 | 0 | 2 | 0 | 0 | 2 | 0 | 0 | 2 | 0 | 0 | 2 | 0 | 0 | 2 | 0 | 0 | 2 | 0 | 0 | 2 | 0 | 10 | E | 9 | 10 | E | 9 | 6 | A | 7 | 3 | A | 7 | 81 | A | 7 | 1005 | A | 7 | 170 | A | 7 | 3.1 | A | 7 | 11300 | B | 7 | 2700 | A | 7 | 2.4 | E | 8 | 0.073 | F | 8 | 0.17 | F | 8 | 0 | 1 | D | 9 | 0 | C | 8
| 4 | 1.325 | [5 empty] | 4 | 0.01988 |  |  |  |  | Refrigerated Case Night Covers | 88371 | a2a8Y000006w7jaQAA | 0128Y000001Z1O6QAK | 88324 | a2a8Y000006w7nm | 0128Y000001Z1O3QAK | Refrigeration | a2aD5000000s0BmIAI | a2aD5000000s0BmIAI | a2aD5000000s0DSIAY | 012D5000000BRjkIAG | 3835400% | 21:00 | 0 | 0 | 0 | 2 | 0 | 0 | 2 | 0 | 0 | 2 | 0 | 0 | 2 | 0 | 0 | 2 | 0 | 0 | 2 | 0 | 0 | 2 | 0 | 10 | E | 9 | 10 | E | 9 | 5 | A | 7 | 3 | A | 7 | 87 | A | 7 | 1004 | A | 7 | 0 | A | 7 | 0 | A | 7 | 11300 | B | 7 | 3300 | A | 7 | 2.4 | E | 8 | 0.073 | F | 8 | 0.17 | F | 8 | 0 | 1 | D | 9 | 0 | C | 8
| 5 | 1.675 | [5 empty] | 5 | 0.02513 |  |  |  |  | Refrigeration Door Gasket Replacement | 88404 | a2a8Y000006w7h5QAA | 0128Y000001Z1O6QAK | 88348 | a2a8Y000006w7mF | 0128Y000001Z1O3QAK | Refrigeration | a2aD5000000s0CJIAY | a2aD5000000s0CJIAY | a2aD5000000s0DzIAI | 012D5000000BRjkIAG | 3835400% | 22:00 | 0 | 0 | 0 | 2 | 0 | 0 | 2 | 0 | 0 | 2 | 0 | 0 | 2 | 0 | 0 | 2 | 0 | 0 | 2 | 0 | 0 | 2 | 0 | 10 | E | 9 | 10 | E | 9 | 4 | A | 7 | 3 | A | 7 | 93 | A | 7 | 1004 | A | 7 | 0 | A | 7 | 0 | A | 7 | 9700 | B | 7 | 3000 | A | 7 | 2.4 | E | 8 | 0.073 | F | 8 | 0.17 | F | 8 | 0 | 1 | D | 9 | 0 | C | 8
| 6 | 2 | [5 empty] | 6 | 0.03 |  |  |  |  | Refrigeration Evaporator Fan Controls | 88398 | a2a8Y000006w7icQAA | 0128Y000001Z1O6QAK | 88326 | a2a8Y000006w7id | 0128Y000001Z1O3QAK | Refrigeration | a2aD5000000s0CDIAY | a2aD5000000s0CDIAY | a2aD5000000s0DtIAI | 012D5000000BRjkIAG | 3835400% | 23:00 | 0 | 0 | 0 | 2 | 0 | 0 | 2 | 0 | 0 | 2 | 0 | 0 | 2 | 0 | 0 | 2 | 0 | 0 | 2 | 0 | 0 | 2 | 0 | 10 | E | 9 | 10 | E | 9 | 4 | A | 7 | 2 | A | 7 | 87 | A | 7 | 1004 | A | 7 | 290 | A | 7 | 1.5 | A | 7 | 6400 | B | 7 | 3300 | A | 7 | 2.4 | E | 8 | 0.073 | F | 8 | 0.17 | F | 8 | 0 | 1 | D | 9 | 10 | C | 8
EFF | All | 0.5 |  |  |  |  | EFF | All | 0.15 |  |  |  |  | Smart Thermostat | 88367 | a2a8Y000006w7jGQAQ | 0128Y000001Z1O6QAK | 88320 | a2a8Y000006w7n8 | 0128Y000001Z1O3QAK | HVAC | a2aD5000000s0BiIAI | a2aD5000000s0BiIAI | a2aD5000000s0DOIAY | 012D5000000BRjkIAG | 3835400% | 24:00 | 0 | 0 | 0 | 2 | 0 | 0 | 2 | 0 | 0 | 2 | 0 | 0 | 2 | 0 | 0 | 2 | 0 | 0 | 2 | 0 | 0 | 2 | 0 | 10 | E | 9 | 10 | E | 9 | 4 | A | 7 | 2 | A | 7 | 87 | A | 7 | 1003 | A | 7 | 0 | A | 7 | 0 | A | 7 | 6400 | B | 7 | 3300 | A | 7 | 2.4 | E | 8 | 0.073 | F | 8 | 0.17 | F | 8 | 0 | 1 | D | 9 | 10 | C | 8
PE (kWh) | All | 1.776 |  |  |  |  | PE (Btu) | All | 18833 |  |  |  |  | Speciality Doors with Low or No Anti-Sweat Heat for Reach-In | 88400 | a2a8Y000006w7imQAA | 0128Y000001Z1O6QAK | 88322 | a2a8Y000006w7oL | 0128Y000001Z1O3QAK | Refrigeration | a2aD5000000s0CFIAY | a2aD5000000s0CFIAY | a2aD5000000s0DvIAI | 012D5000000BRjkIAG | 3835500% | 1:00 | 0 | 0 | 0 | 2 | 0 | 0 | 2 | 0 | 0 | 2 | 0 | 0 | 2 | 0 | 0 | 2 | 0 | 0 | 2 | 0 | 0 | 2 | 0 | 9 | E | 9 | 9 | E | 9 | 3 | A | 7 | 2 | A | 7 | 93 | A | 7 | 1002 | A | 7 | 0 | A | 7 | 0 | A | 7 | 6400 | B | 7 | 3300 | A | 7 | 2.4 | E | 8 | 0.073 | F | 8 | 0.17 | F | 8 | 0 | 1 | D | 9 | 10 | C | 8
PC | All | 23.3 |  |  |  |  | PC | All | 23.3 |  |  |  |  | SSL (LED) Recessed Downlight - W Replaceable Components | 88362 | a2a8Y000006w7iwQAA | 0128Y000001Z1O6QAK | 88342 | a2a8Y000006w7mj | 0128Y000001Z1O3QAK | Lighting | a2aD5000000s0BdIAI | a2aD5000000s0BdIAI | a2aD5000000s0DJIAY | 012D5000000BRjkIAG | 3835500% | 2:00 | 0 | 0 | 0 | 2 | 0 | 0 | 2 | 0 | 0 | 2 | 0 | 0 | 2 | 0 | 0 | 2 | 0 | 0 | 2 | 0 | 0 | 2 | 0 | 10 | E | 9 | 10 | E | 9 | 5 | A | 7 | 3 | A | 7 | 87 | A | 7 | 1002 | A | 7 | 350 | A | 7 | 2.1 | A | 7 | 9700 | B | 7 | 930 | A | 7 | 2.5 | E | 8 | 0.073 | F | 8 | 0.17 | F | 8 | 0 | 1 | D | 9 | 10 | C | 8
[14 empty] | SSL (LED) Recessed Downlight - with inseparable parts | 88358 | a2a8Y000006w7ggQAA | 0128Y000001Z1O6QAK | 88338 | a2a8Y000006w7nX | 0128Y000001Z1O3QAK | Lighting | a2aD5000000s0BZIAY | a2aD5000000s0BZIAY | a2aD5000000s0DFIAY | 012D5000000BRjkIAG | 3835500% | 3:00 | 0 | 0 | 0 | 2 | 0 | 0 | 2 | 0 | 0 | 2 | 0 | 0 | 2 | 0 | 0 | 2 | 0 | 0 | 2 | 0 | 0 | 2 | 0 | 10 | E | 9 | 10 | E | 9 | 6 | A | 7 | 3 | A | 7 | 81 | A | 7 | 1002 | A | 7 | 0 | A | 7 | 0 | A | 7 | 9700 | B | 7 | 810 | A | 7 | 2.5 | E | 8 | 0.073 | F | 8 | 0.17 | F | 8 | 0 | 1 | D | 9 | 10 | C | 8
Pans |  | EUL | [11 empty] | Steam Cookers Steam Cooker – Electric | 88389 | a2a8Y000006w7kEQAQ | 0128Y000001Z1O6QAK | 88310 | a2a8Y000006w7m0 | 0128Y000001Z1O3QAK | Food Service | a2aD5000000s0C4IAI | 012D5000000BRfEIAW | a2aD5000000s0DkIAI | 012D5000000BRjkIAG | 3835500% | 4:00 | 0 | 0 | 0 | 2 | 0 | 0 | 2 | 0 | 0 | 2 | 0 | 0 | 2 | 0 | 0 | 2 | 0 | 0 | 2 | 0 | 0 | 2 | 0 | 10 | E | 9 | 10 | E | 9 | 6 | A | 7 | 3 | A | 7 | 81 | A | 7 | 1002 | A | 7 | 0 | A | 7 | 0 | A | 7 | 11300 | B | 7 | 750 | A | 7 | 2.5 | E | 8 | 0.073 | F | 8 | 0.17 | F | 8 | 0 | 1 | D | 9 | 0 | C | 8
3 |  | 12 | [11 empty] | Strip Curtains | 88373 | a2a8Y000006w7gSQAQ | 0128Y000001Z1O6QAK | 88311 | a2a8Y000006w7kn | 0128Y000001Z1O3QAK | Refrigeration | a2aD5000000s0BoIAI | a2aD5000000s0BoIAI | a2aD5000000s0DUIAY | 012D5000000BRjkIAG | 3835500% | 5:00 | 0 | 0 | 0 | 2 | 0 | 0 | 2 | 0 | 0 | 2 | 0 | 0 | 2 | 0 | 0 | 2 | 0 | 0 | 2 | 0 | 0 | 2 | 0 | 10 | E | 9 | 10 | E | 9 | 6 | A | 7 | 3 | A | 7 | 81 | A | 7 | 1001 | A | 7 | 0 | A | 7 | 0 | A | 7 | 11300 | B | 7 | 750 | A | 7 | 2.5 | E | 8 | 0.073 | F | 8 | 0.17 | F | 8 | 0 | 1 | D | 9 | 0 | C | 8
4 | [13 empty] | Switch Reluctance Motor | 88406 | a2a8Y000006w7hFQAQ | 0128Y000001Z1O6QAK | 88350 | a2a8Y000006w7mP | 0128Y000001Z1O3QAK | HVAC | a2aD5000000s0CLIAY | a2aD5000000s0CLIAY | a2aD5000000s0E1IAI | 012D5000000BRjkIAG | 3835500% | 6:00 | 0 | 0 | 0 | 2 | 0 | 0 | 2 | 0 | 0 | 2 | 0 | 0 | 2 | 0 | 0 | 2 | 0 | 0 | 2 | 0 | 0 | 2 | 0 | 10 | E | 9 | 9 | E | 9 | 6 | A | 7 | 3 | A | 7 | 81 | A | 7 | 1001 | A | 7 | 0 | A | 7 | 0 | A | 7 | 11300 | B | 7 | 750 | A | 7 | 2.5 | E | 8 | 0.073 | F | 8 | 0.17 | F | 8 | 0 | 1 | D | 9 | 0 | C | 8
5 | [13 empty] | Unitary HVAC Systems | 88377 | a2a8Y000006w7hoQAA | 0128Y000001Z1O6QAK | 88312 | a2a8Y000006w7l7 | 0128Y000001Z1O3QAK | HVAC | a2aD5000000s0BsIAI | a2aD5000000s0BsIAI | a2aD5000000s0DYIAY | 012D5000000BRjkIAG | 3835500% | 7:00 | 0 | 0 | 0 | 2 | 0 | 0 | 2 | 0 | 0 | 2 | 0 | 0 | 2 | 0 | 0 | 2 | 0 | 0 | 2 | 0 | 0 | 2 | 0 | 10 | E | 9 | 7 | E | 9 | 5 | A | 7 | 3 | A | 7 | 87 | A | 7 | 1001 | A | 7 | 0 | A | 7 | 0 | A | 7 | 9700 | B | 7 | 77777 | A | 7 | 2.6 | E | 8 | 0.073 | F | 8 | 0.17 | F | 8 | 0 | 1 | D | 9 | 10 | C | 8
6 | [13 empty] | Variable Frequency Drive (VFD) for HVAC | 88378 | a2a8Y000006w7htQAA | 0128Y000001Z1O6QAK | 88313 | a2a8Y000006w7lC | 0128Y000001Z1O3QAK | HVAC | a2aD5000000s0BtIAI | a2aD5000000s0BtIAI | a2aD5000000s0DZIAY | 012D5000000BRjkIAG | 3835500% | 8:00 | 21 | 625 | 0 | 2 | 9 | 0 | 2 | 21 | 0 | 2 | 9 | 0 | 2 | 9 | 0 | 2 | 21 | 0 | 2 | 9 | 0 | 2 | 25 | 10 | E | 9 | 9 | E | 9 | 4 | A | 7 | 3 | A | 7 | 93 | A | 7 | 1001 | A | 7 | 0 | A | 7 | 0 | A | 7 | 6400 | B | 7 | 3000 | A | 7 | 2.6 | E | 8 | 0.073 | F | 8 | 0.17 | F | 8 | 0 | 1 | D | 9 | 10 | C | 8
| Ventillation ETDF | [12 empty] | Variable Refrigerant Flow (VRF) Heat Pump System | 88399 | a2a8Y000006w7ihQAA | 0128Y000001Z1O6QAK | 88314 | a2a8Y000006w7oG | 0128Y000001Z1O3QAK | HVAC | a2aD5000000s0CEIAY | a2aD5000000s0CEIAY | a2aD5000000s0DuIAI | 012D5000000BRjkIAG | 3835500% | 9:00 | 207 | 1415 | 79 | 2 | 9 | 66 | 2 | 21 | 70 | 2 | 9 | 85 | 2 | 9 | 44 | 2 | 21 | 79 | 2 | 9 | 148 | 2 | 25 | 10 | E | 9 | 10 | E | 9 | 6 | A | 7 | 4 | A | 7 | 87 | A | 7 | 1001 | A | 7 | 0 | A | 7 | 0 | A | 7 | 8000 | B | 7 | 3000 | A | 7 | 2.6 | E | 8 | 0.073 | F | 8 | 0.17 | F | 8 | 0 | 1 | D | 9 | 10 | C | 8
Facility Type | ETDF_Summer Peak | ETDF_Winter Peak | [11 empty] | Variable Speed Refrigeration Compressor | 88393 | a2a8Y000006w7iDQAQ | 0128Y000001Z1O6QAK | 88315 | a2a8Y000006w7nw | 0128Y000001Z1O3QAK | Refrigeration | a2aD5000000s0C8IAI | a2aD5000000s0C8IAI | a2aD5000000s0DoIAI | 012D5000000BRjkIAG | 3835500% | 10:00 | 402 | 1415 | 107 | 2 | 9 | 0 | 2 | 21 | 107 | 2 | 9 | 120 | 2 | 9 | 0 | 2 | 21 | 120 | 2 | 9 | 380 | 2 | 25 | 10 | E | 9 | 10 | E | 9 | 7 | A | 7 | 4 | A | 7 | 81 | A | 7 | 1001 | A | 7 | 0 | A | 7 | 0 | A | 7 | 8000 | B | 7 | 3000 | A | 7 | 2.6 | E | 8 | 0.073 | F | 8 | 0.17 | F | 8 | 0 | 1 | D | 9 | 5 | C | 8
Full Service Restaurant | 0.000157 | 0.0001388 | [11 empty] | Vending Machine Control | 88372 | a2a8Y000006w7hZQAQ | 0128Y000001Z1O6QAK | 88304 | a2a8Y000006w7ki | 0128Y000001Z1O3QAK | Refrigeration | a2aD5000000s0BnIAI | a2aD5000000s0BnIAI | a2aD5000000s0DTIAY | 012D5000000BRjkIAG | 3835500% | 11:00 | 548 | 1415 | 188 | 2 | 9 | 43 | 2 | 21 | 172 | 2 | 9 | 207 | 2 | 9 | 41 | 2 | 21 | 191 | 2 | 9 | 468 | 2 | 25 | 10 | E | 9 | 10 | E | 9 | 9 | A | 7 | 6 | A | 7 | 81 | A | 7 | 1001 | A | 7 | 340 | B | 8 | 1.5 | A | 7 | 6400 | B | 7 | 3000 | A | 7 | 2.7 | E | 8 | 0.073 | F | 8 | 0.17 | F | 8 | 0 | 1 | D | 9 | 5 | C | 8
Hospital | 0.0001181 | 0.0001114 | [11 empty] | VFD on Compressed Air | 88390 | a2a8Y000006w7kJQAQ | 0128Y000001Z1O6QAK | 88316 | a2a8Y000006w7m5 | 0128Y000001Z1O3QAK | Refrigeration | a2aD5000000s0C5IAI | a2aD5000000s0C5IAI | a2aD5000000s0DlIAI | 012D5000000BRjkIAG | 3835500% | 12:00 | 632 | 1415 | 161 | 2 | 9 | 0 | 2 | 21 | 161 | 2 | 9 | 184 | 2 | 9 | 0 | 2 | 21 | 184 | 2 | 9 | 642 | 2 | 25 | 10 | E | 9 | 9 | E | 9 | 9 | A | 7 | 6 | A | 7 | 81 | A | 7 | 1000 | A | 7 | 310 | A | 7 | 1.5 | A | 7 | 8000 | B | 7 | 1500 | A | 7 | 2.7 | E | 8 | 0.073 | F | 8 | 0.17 | F | 8 | 0 | 1 | D | 9 | 5 | C | 8
Large Hotel | 0.0001254 | 0.0001455 | [11 empty] | DIY Advanced Power Strips | 99732 | a2aRl000005KfXGIA0 | 0128Y000001Z1O6QAK | 99727 | a2aRl000005KfXIIA0 | 0128Y000001Z1O3QAK | Misc | a2aVC000001FXeDYAW | 012D5000000BRfEIAW | a2aVC000001FBllYAG | 012D5000000BRjkIAG | 3835500% | 13:00 | 650 | 1415 | 161 | 2 | 9 | 0 | 2 | 21 | 161 | 2 | 9 | 184 | 2 | 9 | 0 | 2 | 21 | 184 | 2 | 9 | 652 | 2 | 25 | 10 | E | 9 | 9 | E | 9 | 10 | A | 7 | 6 | A | 7 | 76 | A | 7 | 999 | A | 7 | 300 | A | 7 | 1.5 | A | 7 | 8000 | B | 7 | 3300 | A | 7 | 2.8 | E | 8 | 0.073 | F | 8 | 0.17 | F | 8 | 0 | 1 | D | 9 | 5 | C | 8
Large Office | 0.0001379 | 0.0001377 | [11 empty] | DIY Low Flow Faucet Aerators | 99733 | a2aRl000005KfXFIA0 | 0128Y000001Z1O6QAK | 99728 | a2aRl000005KfXJIA0 | 0128Y000001Z1O3QAK | Misc | a2aVC000001FXcbYAG | 012D5000000BRfEIAW | a2aVC000001FTqjYAG | 012D5000000BRjkIAG | 3835500% | 14:00 | 600 | 1415 | 115 | 2 | 9 | 0 | 2 | 21 | 115 | 2 | 9 | 134 | 2 | 9 | 0 | 2 | 21 | 134 | 2 | 9 | 486 | 2 | 25 | 10 | E | 9 | 10 | E | 9 | 10 | A | 7 | 7 | A | 7 | 82 | A | 7 | 998 | A | 7 | 0 | A | 7 | 0 | A | 7 | 6400 | B | 7 | 1050 | A | 7 | 2.8 | E | 8 | 0.073 | F | 8 | 0.17 | F | 8 | 0 | 1 | D | 9 | 61 | C | 8
Medium Office | 0.0001338 | 0.0001262 | [11 empty] | DIY Electric Water Heater Pipe Insulation | 99734 | a2aRl000005KfXEIA0 | 0128Y000001Z1O6QAK | 99729 | a2aRl000005KfXKIA0 | 0128Y000001Z1O3QAK | Misc | a2aVC000001FXZNYA4 | 012D5000000BRfEIAW | a2aVC000001FXEPYA4 | 012D5000000BRjkIAG | 3835500% | 15:00 | 485 | 1415 | 120 | 2 | 9 | 0 | 2 | 21 | 120 | 2 | 9 | 136 | 2 | 9 | 0 | 2 | 21 | 136 | 2 | 9 | 453 | 2 | 25 | 10 | E | 9 | 10 | E | 9 | 11 | A | 7 | 7 | A | 7 | 76 | A | 7 | 997 | A | 7 | 0 | A | 7 | 0 | A | 7 | 6400 | B | 7 | 1800 | A | 7 | 2.9 | E | 8 | 0.073 | F | 8 | 0.17 | F | 8 | 4 | 1 | D | 9 | 5 | C | 8
Outpatient | 0.000147 | 0.000131 | [11 empty] | DIY Vending Machine Controls | 99735 | a2aRl000005KfXCIA0 | 0128Y000001Z1O6QAK | 99730 | a2aRl000005KfXLIA0 | 0128Y000001Z1O3QAK | Misc | a2aVC000001FXW9YAO | 012D5000000BRfEIAW | a2aVC000001FXHdYAO | 012D5000000BRjkIAG | 3835500% | 16:00 | 315 | 1415 | 68 | 2 | 9 | 0 | 2 | 21 | 68 | 2 | 9 | 77 | 2 | 9 | 0 | 2 | 21 | 77 | 2 | 9 | 247 | 2 | 25 | 10 | E | 9 | 10 | E | 9 | 9 | A | 7 | 8 | A | 7 | 93 | A | 7 | 997 | A | 7 | 0 | A | 7 | 0 | A | 7 | 4000 | B | 7 | 2100 | A | 7 | 3 | E | 8 | 0.073 | F | 8 | 0.17 | F | 8 | 0 | 1 | D | 9 | 10 | C | 8
Primary School | 0.0002077 | 0.0001931 | [11 empty] | DIY Suction Pipe Insulation | 99736 | a2aRl000005KfXDIA0 | 0128Y000001Z1O6QAK | 99731 | a2aRl000005KfXMIA0 | 0128Y000001Z1O3QAK | Misc | a2aVC000001FXRJYA4 | 012D5000000BRfEIAW | a2aVC000001FXJFYA4 | 012D5000000BRjkIAG | 3835500% | 17:00 | 102 | 1356 | 23 | 2 | 9 | 36 | 2 | 21 | 20 | 2 | 9 | 26 | 2 | 9 | 18 | 2 | 21 | 24 | 2 | 9 | 41 | 2 | 25 | 10 | E | 9 | 10 | E | 9 | 10 | A | 7 | 8 | A | 7 | 87 | A | 7 | 996 | A | 7 | 0 | A | 7 | 0 | A | 7 | 6400 | B | 7 | 3000 | A | 7 | 3.1 | E | 8 | 0.073 | F | 8 | 0.17 | F | 8 | 0 | 1 | D | 9 | 10 | C | 8
Quick Service Restaurant | 0.0001474 | 0.0001358 | [11 empty] | Add Doors to Existing Refrigerated Display Case | [6 empty] | Refrigeration |  |  |  |  | 3835500% | 18:00 | 0 | 0 | 0 | 2 | 0 | 0 | 2 | 0 | 0 | 2 | 0 | 0 | 2 | 0 | 0 | 2 | 0 | 0 | 2 | 0 | 0 | 2 | 0 | 10 | E | 9 | 10 | E | 9 | 8 | A | 7 | 7 | A | 7 | 93 | A | 7 | 996 | A | 7 | 300 | A | 7 | 1.5 | A | 7 | 4000 | B | 7 | 1320 | A | 7 | 3.1 | E | 8 | 0.073 | F | 8 | 0.17 | F | 8 | 0 | 1 | D | 9 | 10 | C | 8
Retail Standalone | 0.0001483 | 0.0001323 | [10 empty] | Time of Sale | Air Source Heat Pumps - Electrification TOS | 100083 |  |  | 100079 |  |  | Electrification |  |  |  |  | 3835500% | 19:00 | 0 | 0 | 0 | 2 | 0 | 0 | 2 | 0 | 0 | 2 | 0 | 0 | 2 | 0 | 0 | 2 | 0 | 0 | 2 | 0 | 0 | 2 | 0 | 10 | E | 9 | 10 | A | 7 | 9 | A | 7 | 8 | A | 7 | 93 | A | 7 | 996 | A | 7 | 0 | A | 7 | 0 | A | 7 | 4800 | B | 7 | 1380 | A | 7 | 3.2 | E | 8 | 0.073 | F | 8 | 0.17 | F | 8 | 0 | 1 | D | 9 | 10 | C | 8
Retail Strip mall | 0.0001606 | 0.0001246 | [10 empty] | Early Replacement | Air Source Heat Pumps - Electrification ER | 98578 |  |  | 98562 |  |  | Electrification |  |  |  |  | 3835500% | 20:00 | 0 | 0 | 0 | 2 | 0 | 0 | 2 | 0 | 0 | 2 | 0 | 0 | 2 | 0 | 0 | 2 | 0 | 0 | 2 | 0 | 0 | 2 | 0 | 10 | E | 9 | 10 | E | 9 | 10 | A | 7 | 9 | A | 7 | 93 | A | 7 | 995 | A | 7 | 230 | A | 7 | 1.5 | A | 7 | 4800 | B | 7 | 1470 | A | 7 | 3.2 | E | 8 | 0.073 | F | 8 | 0.17 | F | 8 | 5 | 1 | D | 9 | 10 | C | 8
Secondary School | 0.0001513 | 0.0001569 | [10 empty] | Time of Sale | Ductless Mini-Split Heat Pump (DMSHP) - Electrification TOS | 100083 |  |  | 100079 |  |  | Electrification |  |  |  |  | 3835500% | 21:00 | 0 | 0 | 0 | 2 | 0 | 0 | 2 | 0 | 0 | 2 | 0 | 0 | 2 | 0 | 0 | 2 | 0 | 0 | 2 | 0 | 0 | 2 | 0 | 10 | E | 9 | 10 | E | 9 | 12 | A | 7 | 10 | A | 7 | 88 | A | 7 | 995 | A | 7 | 150 | A | 7 | 3.6 | A | 7 | 9700 | B | 7 | 1410 | A | 7 | 3.2 | E | 8 | 0.073 | F | 8 | 0.17 | F | 8 | 5 | 1 | D | 9 | 10 | C | 8
Small Hotel | 0.0001273 | 0.00012 | [10 empty] | Early Replacement | Ductless Mini-Split Heat Pump (DMSHP) - Electrification ER | 98578 |  |  | 98562 |  |  | Electrification |  |  |  |  | 3835500% | 22:00 | 0 | 0 | 0 | 2 | 0 | 0 | 2 | 0 | 0 | 2 | 0 | 0 | 2 | 0 | 0 | 2 | 0 | 0 | 2 | 0 | 0 | 2 | 0 | 10 | E | 9 | 10 | E | 9 | 12 | A | 7 | 10 | A | 7 | 88 | A | 7 | 994 | A | 7 | 170 | A | 7 | 2.6 | A | 7 | 9700 | B | 7 | 2700 | A | 7 | 3.2 | E | 8 | 0.073 | F | 8 | 0.17 | F | 8 | 0 | 1 | D | 9 | 10 | C | 8
Small Office | 0.0001377 | 0.0001338 | [11 empty] | Heat Pump Water Heater (HPWH) - Electrification | 98581 |  |  | 98565 |  |  | Electrification |  |  |  |  | 3835500% | 23:00 | 0 | 0 | 0 | 2 | 0 | 0 | 2 | 0 | 0 | 2 | 0 | 0 | 2 | 0 | 0 | 2 | 0 | 0 | 2 | 0 | 0 | 2 | 0 | 10 | E | 9 | 10 | E | 9 | 13 | A | 7 | 11 | A | 7 | 88 | A | 7 | 994 | A | 7 | 190 | A | 7 | 4.1 | A | 7 | 11300 | B | 7 | 1350 | A | 7 | 3.2 | E | 8 | 0.073 | F | 8 | 0.17 | F | 8 | 0 | 1 | D | 9 | 10 | C | 8
Warehouse | 0.000131 | 0.0001541 | [10 empty] | Time of Sale | Forklift Batteries - Electrification TOS | 100086 |  |  | 100082 |  |  | Electrification |  |  |  |  | 3835500% | 24:00 | 0 | 0 | 0 | 2 | 0 | 0 | 2 | 0 | 0 | 2 | 0 | 0 | 2 | 0 | 0 | 2 | 0 | 0 | 2 | 0 | 0 | 2 | 0 | 10 | E | 9 | 10 | E | 9 | 14 | A | 7 | 11 | A | 7 | 82 | A | 7 | 993 | A | 7 | 200 | A | 7 | 3.1 | A | 7 | 14500 | B | 7 | 1230 | A | 7 | 3.2 | E | 8 | 0.073 | F | 8 | 0.17 | F | 8 | 1 | 1 | D | 9 | 0 | C | 8
Other | 0.0001453 | 0.0001347 | [10 empty] | Early Replacement | Forklift Batteries - Electrification ER | 98583 |  |  | 98567 |  |  | Electrification |  |  |  |  | 3835600% | 1:00 | 0 | 0 | 0 | 2 | 0 | 0 | 2 | 0 | 0 | 2 | 0 | 0 | 2 | 0 | 0 | 2 | 0 | 0 | 2 | 0 | 0 | 2 | 0 | 10 | E | 9 | 10 | E | 9 | 15 | A | 7 | 11 | A | 7 | 77 | A | 7 | 993 | A | 7 | 210 | A | 7 | 3.6 | A | 7 | 16100 | B | 7 | 1170 | A | 7 | 3.2 | E | 8 | 0.073 | F | 8 | 0.17 | F | 8 | 1 | 1 | D | 9 | 0 | C | 8
[14 empty] | Heat Pump Pool Heater - Electrification | 98582 |  |  | 98566 |  |  | Electrification |  |  |  |  | 3835600% | 2:00 | 0 | 0 | 0 | 2 | 0 | 0 | 2 | 0 | 0 | 2 | 0 | 0 | 2 | 0 | 0 | 2 | 0 | 0 | 2 | 0 | 0 | 2 | 0 | 10 | E | 9 | 10 | E | 9 | 15 | A | 7 | 11 | A | 7 | 77 | A | 7 | 993 | A | 7 | 220 | A | 7 | 3.1 | A | 7 | 16100 | B | 7 | 2400 | A | 7 | 3.2 | E | 8 | 0.073 | F | 8 | 0.17 | F | 8 | 1 | 1 | D | 9 | 0 | C | 8
Commercial Ice Maker | [12 empty] | Time of Sale | Packaged Terminal Heat Pump (PTHP) - Electrification TOS | 100084 |  |  | 100080 |  |  | Electrification |  |  |  |  | 3835600% | 3:00 | 0 | 0 | 0 | 2 | 0 | 0 | 2 | 0 | 0 | 2 | 0 | 0 | 2 | 0 | 0 | 2 | 0 | 0 | 2 | 0 | 0 | 2 | 0 | 10 | E | 9 | 10 | E | 9 | 16 | A | 7 | 11 | A | 7 | 72 | A | 7 | 993 | A | 7 | 210 | A | 7 | 3.6 | A | 7 | 16100 | B | 7 | 1140 | A | 7 | 3.2 | E | 8 | 0.073 | F | 8 | 0.17 | F | 8 | 1 | 1 | D | 9 | 0 | C | 8
[13 empty] | Early Replacement | Packaged Terminal Heat Pump (PTHP) - Electrification ER | 98579 |  |  | 98563 |  |  | Electrification |  |  |  |  | 3835600% | 4:00 | 0 | 0 | 0 | 2 | 0 | 0 | 2 | 0 | 0 | 2 | 0 | 0 | 2 | 0 | 0 | 2 | 0 | 0 | 2 | 0 | 0 | 2 | 0 | 10 | E | 9 | 10 | E | 9 | 16 | A | 7 | 11 | A | 7 | 72 | A | 7 | 993 | A | 7 | 230 | A | 7 | 4.1 | A | 7 | 16100 | B | 7 | 1260 | A | 7 | 3.1 | E | 8 | 0.073 | F | 8 | 0.17 | F | 8 | 1 | 1 | D | 9 | 0 | C | 8
Operation | Type | Duty Cycle | Type Match |  | EUL | [7 empty] | Time of Sale | Water Source Heat Pump - Electrification TOS | 100083 |  |  | 100079 |  |  | Electrification |  |  |  |  | 3835600% | 5:00 | 0 | 0 | 0 | 2 | 0 | 0 | 2 | 0 | 0 | 2 | 0 | 0 | 2 | 0 | 0 | 2 | 0 | 0 | 2 | 0 | 0 | 2 | 0 | 10 | E | 9 | 10 | E | 9 | 16 | A | 7 | 11 | A | 7 | 72 | A | 7 | 993 | A | 7 | 240 | A | 7 | 5.1 | A | 7 | 16100 | B | 7 | 1140 | A | 7 | 3 | E | 8 | 0.073 | F | 8 | 0.17 | F | 8 | 1 | 1 | D | 9 | 0 | C | 8
Batch | Ice-Making Head | 0.4 | Ice Machine - Ice-Making Head Unit |  | 8 | [7 empty] | Early Replacement | Water Source Heat Pump - Electrification ER | 98578 |  |  | 98562 |  |  | Electrification |  |  |  |  | 3835600% | 6:00 | 0 | 0 | 0 | 2 | 0 | 0 | 2 | 0 | 0 | 2 | 0 | 0 | 2 | 0 | 0 | 2 | 0 | 0 | 2 | 0 | 0 | 2 | 0 | 10 | E | 9 | 10 | E | 9 | 17 | A | 7 | 11 | A | 7 | 68 | A | 7 | 993 | A | 7 | 240 | A | 7 | 3.6 | A | 7 | 16100 | B | 7 | 1080 | A | 7 | 2.8 | E | 8 | 0.073 | F | 8 | 0.17 | F | 8 | 1 | 1 | D | 9 | 0 | C | 8
Continuous | Remote Condensing w/out Remote Compressor |  | Ice Maker - Batch Type & Continuous Type | [9 empty] | Time of Sale | Ground and Ground Water Source Heat Pumps - Electrification TOS | 100085 |  |  | 100081 |  |  | Electrification |  |  |  |  | 3835600% | 7:00 | 0 | 0 | 0 | 2 | 0 | 0 | 2 | 0 | 0 | 2 | 0 | 0 | 2 | 0 | 0 | 2 | 0 | 0 | 2 | 0 | 0 | 2 | 0 | 10 | E | 9 | 10 | E | 9 | 16 | A | 7 | 11 | A | 7 | 72 | A | 7 | 994 | A | 7 | 230 | A | 7 | 4.6 | A | 7 | 16100 | B | 7 | 1230 | A | 7 | 2.6 | E | 8 | 0.073 | F | 8 | 0.17 | F | 8 | 0 | 1 | D | 9 | 0 | C | 8
| Remote Condensing with Remote Compressor |  | Ice Maker - Batch Type & Continuous Type | [9 empty] | Early Replacement | Ground and Ground Water Source Heat Pumps - Electrification ER | 98580 |  |  | 98564 |  |  | Electrification |  |  |  |  | 3835600% | 8:00 | 21 | 625 | 0 | 2 | 9 | 0 | 2 | 21 | 0 | 2 | 9 | 0 | 2 | 9 | 0 | 2 | 21 | 0 | 2 | 9 | 0 | 2 | 25 | 10 | E | 9 | 10 | E | 9 | 16 | A | 7 | 11 | A | 7 | 72 | A | 7 | 994 | A | 7 | 240 | A | 7 | 3.6 | A | 7 | 16100 | B | 7 | 1470 | A | 7 | 2.4 | E | 8 | 0.073 | F | 8 | 0.17 | F | 8 | 0 | 1 | D | 9 | 0 | C | 8
| Self-Contained |  | Ice Machine - Self-Contained Unit | [22 empty] | 3835600% | 9:00 | 207 | 1415 | 59 | 2 | 9 | 0 | 2 | 21 | 59 | 2 | 9 | 65 | 2 | 9 | 0 | 2 | 21 | 65 | 2 | 9 | 186 | 2 | 25 | 10 | E | 9 | 10 | E | 9 | 13 | A | 7 | 11 | A | 7 | 88 | A | 7 | 996 | A | 7 | 360 | A | 7 | 5.1 | A | 7 | 16100 | B | 7 | 810 | A | 7 | 2.3 | E | 8 | 0.073 | F | 8 | 0.17 | F | 8 | 0 | 1 | D | 9 | 61 | C | 8
[26 empty] | 3835600% | 10:00 | 403 | 1415 | 114 | 2 | 9 | 6 | 2 | 21 | 112 | 2 | 9 | 127 | 2 | 9 | 4 | 2 | 21 | 126 | 2 | 9 | 392 | 2 | 25 | 10 | E | 9 | 10 | E | 9 | 12 | A | 7 | 9 | A | 7 | 82 | A | 7 | 997 | A | 7 | 340 | A | 7 | 5.7 | A | 7 | 16100 | B | 7 | 1800 | A | 7 | 2.1 | E | 8 | 0.073 | F | 8 | 0.17 | F | 8 | 0 | 1 | D | 9 | 0 | C | 8
Operation | Type | Concat OpType | Lower Limit | Upper Limit | Harvest Rate | Concat HR | Base a | Base b | Eff a | Eff b | [15 empty] | 3835600% | 11:00 | 549 | 1415 | 130 | 2 | 9 | 0 | 2 | 21 | 130 | 2 | 9 | 148 | 2 | 9 | 0 | 2 | 21 | 148 | 2 | 9 | 511 | 2 | 25 | 8 | E | 9 | 8 | E | 9 | 11 | A | 7 | 8 | A | 7 | 82 | A | 7 | 997 | A | 7 | 360 | A | 7 | 4.6 | A | 7 | 12900 | B | 7 | 1110 | A | 7 | 2.1 | E | 8 | 0.073 | F | 8 | 0.17 | F | 8 | 0 | 1 | D | 9 | 0 | C | 8
Batch | Ice-Making Head | BatchIce-Making Head | 0 | 300 | < 300 | BatchIce-Making Head< 300 | 10 | -0.01233 | 9.2 | -0.01134 | [15 empty] | 3835600% | 12:00 | 634 | 1415 | 347 | 2 | 9 | 248 | 2 | 21 | 235 | 2 | 9 | 372 | 2 | 9 | 248 | 2 | 21 | 261 | 2 | 9 | 567 | 2 | 25 | 10 | E | 9 | 10 | E | 9 | 11 | A | 7 | 7 | A | 7 | 76 | A | 7 | 997 | A | 7 | 350 | A | 7 | 5.7 | A | 7 | 14500 | B | 7 | 1110 | A | 7 | 2.2 | E | 8 | 0.073 | F | 8 | 0.17 | F | 8 | 0 | 1 | D | 9 | 0 | C | 8
Batch | Ice-Making Head | BatchIce-Making Head | 300 | 800 | 300 ≤ H < 800 | BatchIce-Making Head300 ≤ H < 800 | 7.05 | -0.0025 | 6.49 | -0.0023 | [15 empty] | 3835600% | 13:00 | 653 | 1415 | 167 | 2 | 9 | 6 | 2 | 21 | 165 | 2 | 9 | 192 | 2 | 9 | 5 | 2 | 21 | 190 | 2 | 9 | 664 | 2 | 25 | 10 | E | 9 | 10 | E | 9 | 10 | A | 7 | 7 | A | 7 | 82 | A | 7 | 996 | A | 7 | 360 | A | 7 | 5.1 | A | 7 | 16100 | B | 7 | 1050 | A | 7 | 2.2 | E | 8 | 0.073 | F | 8 | 0.17 | F | 8 | 0 | 1 | D | 9 | 0 | C | 8
Batch | Ice-Making Head | BatchIce-Making Head | 800 | 1500 | 800 ≤ H < 1,500 | BatchIce-Making Head800 ≤ H < 1,500 | 5.55 | -0.00063 | 5.11 | -0.00058 | [15 empty] | 3835600% | 14:00 | 603 | 1415 | 179 | 2 | 9 | 12 | 2 | 21 | 174 | 2 | 9 | 202 | 2 | 9 | 9 | 2 | 21 | 198 | 2 | 9 | 657 | 2 | 25 | 10 | E | 9 | 10 | E | 9 | 10 | A | 7 | 7 | A | 7 | 82 | A | 7 | 996 | A | 7 | 350 | A | 7 | 4.6 | A | 7 | 16100 | B | 7 | 1020 | A | 7 | 2.3 | E | 8 | 0.073 | F | 8 | 0.17 | F | 8 | 0 | 1 | D | 9 | 0 | C | 8
Batch | Ice-Making Head | BatchIce-Making Head | 1500 | 4000 | 1,500 ≤ H < 4,000 | BatchIce-Making Head1,500 ≤ H < 4,000 | 4.61 | 0 | 4.24 | 0 | [15 empty] | 3835600% | 15:00 | 489 | 1415 | 153 | 2 | 9 | 23 | 2 | 21 | 145 | 2 | 9 | 171 | 2 | 9 | 16 | 2 | 21 | 165 | 2 | 9 | 515 | 2 | 25 | 10 | E | 9 | 10 | E | 9 | 10 | A | 7 | 7 | A | 7 | 82 | A | 7 | 997 | A | 7 | 10 | A | 7 | 4.6 | A | 7 | 14500 | B | 7 | 1050 | A | 7 | 2.4 | E | 8 | 0.073 | F | 8 | 0.17 | F | 8 | 0 | 1 | D | 9 | 0 | C | 8
Batch | Remote Condensing w/out Remote Compressor | BatchRemote Condensing w/out Remote Compressor | 0 | 988 | < 988 | BatchRemote Condensing w/out Remote Compressor< 988 | 7.97 | -0.00342 | 7.17 | -0.00308 | [15 empty] | 3835600% | 16:00 | 318 | 1415 | 88 | 2 | 9 | 11 | 2 | 21 | 85 | 2 | 9 | 97 | 2 | 9 | 5 | 2 | 21 | 96 | 2 | 9 | 289 | 2 | 25 | 10 | E | 9 | 10 | E | 9 | 9 | A | 7 | 6 | A | 7 | 81 | A | 7 | 997 | A | 7 | 360 | A | 7 | 3.6 | A | 7 | 14500 | B | 7 | 1200 | A | 7 | 2.5 | E | 8 | 0.073 | F | 8 | 0.17 | F | 8 | 0 | 1 | D | 9 | 0 | C | 8
Batch | Remote Condensing w/out Remote Compressor | BatchRemote Condensing w/out Remote Compressor | 988 | 4000 | 988 ≤ H < 4,000 | BatchRemote Condensing w/out Remote Compressor988 ≤ H < 4,000 | 4.59 | 0 | 4.13 | 0 | [15 empty] | 3835600% | 17:00 | 106 | 1380 | 18 | 2 | 9 | 0 | 2 | 21 | 18 | 2 | 9 | 21 | 2 | 9 | 0 | 2 | 21 | 21 | 2 | 9 | 65 | 2 | 25 | 10 | E | 9 | 10 | E | 9 | 9 | A | 7 | 6 | A | 7 | 81 | A | 7 | 997 | A | 7 | 360 | A | 7 | 3.6 | A | 7 | 16100 | B | 7 | 1140 | A | 7 | 2.5 | E | 8 | 0.073 | F | 8 | 0.17 | F | 8 | 0 | 1 | D | 9 | 0 | C | 8
Batch | Remote Condensing with Remote Compressor | BatchRemote Condensing with Remote Compressor | 0 | 930 | < 930 | BatchRemote Condensing with Remote Compressor< 930 | 7.97 | -0.00342 | 7.17 | -0.00308 | [15 empty] | 3835600% | 18:00 | 0 | 0 | 0 | 2 | 0 | 0 | 2 | 0 | 0 | 2 | 0 | 0 | 2 | 0 | 0 | 2 | 0 | 0 | 2 | 0 | 0 | 2 | 0 | 10 | E | 9 | 10 | E | 9 | 9 | A | 7 | 6 | A | 7 | 81 | A | 7 | 997 | A | 7 | 10 | A | 7 | 2.6 | A | 7 | 14500 | B | 7 | 1800 | A | 7 | 2.4 | E | 8 | 0.073 | F | 8 | 0.17 | F | 8 | 0 | 1 | D | 9 | 0 | C | 8
Batch | Remote Condensing with Remote Compressor | BatchRemote Condensing with Remote Compressor | 930 | 4000 | 930 ≤ H < 4,000 | BatchRemote Condensing with Remote Compressor930 ≤ H < 4,000 | 4.79 | 0 | 4.13 | 0 | [15 empty] | 3835600% | 19:00 | 0 | 0 | 0 | 2 | 0 | 0 | 2 | 0 | 0 | 2 | 0 | 0 | 2 | 0 | 0 | 2 | 0 | 0 | 2 | 0 | 0 | 2 | 0 | 10 | E | 9 | 10 | A | 7 | 9 | A | 7 | 6 | A | 7 | 81 | A | 7 | 997 | A | 7 | 10 | A | 7 | 1.5 | A | 7 | 14500 | B | 7 | 930 | A | 7 | 2.3 | E | 8 | 0.073 | F | 8 | 0.17 | F | 8 | 0 | 1 | D | 9 | 0 | C | 8
Batch | Self-Contained | BatchSelf-Contained | 0 | 110 | < 110 | BatchSelf-Contained< 110 | 14.79 | -0.0469 | 12.57 | -0.0399 | [15 empty] | 3835600% | 20:00 | 0 | 0 | 0 | 2 | 0 | 0 | 2 | 0 | 0 | 2 | 0 | 0 | 2 | 0 | 0 | 2 | 0 | 0 | 2 | 0 | 0 | 2 | 0 | 10 | E | 9 | 10 | E | 9 | 9 | A | 7 | 6 | A | 7 | 81 | A | 7 | 997 | A | 7 | 350 | A | 7 | 2.1 | A | 7 | 14500 | B | 7 | 870 | A | 7 | 2.4 | E | 8 | 0.073 | F | 8 | 0.17 | F | 8 | 0 | 1 | D | 9 | 0 | C | 8
Batch | Self-Contained | BatchSelf-Contained | 110 | 200 | 110 ≤ H < 200 | BatchSelf-Contained110 ≤ H < 200 | 12.42 | -0.02533 | 10.56 | -0.0215 | [15 empty] | 3835600% | 21:00 | 0 | 0 | 0 | 2 | 0 | 0 | 2 | 0 | 0 | 2 | 0 | 0 | 2 | 0 | 0 | 2 | 0 | 0 | 2 | 0 | 0 | 2 | 0 | 10 | E | 9 | 10 | E | 9 | 9 | A | 7 | 6 | A | 7 | 81 | A | 7 | 997 | A | 7 | 360 | A | 7 | 1.5 | A | 7 | 14500 | B | 7 | 660 | A | 7 | 2.4 | E | 8 | 0.073 | F | 8 | 0.17 | F | 8 | 0 | 1 | D | 9 | 0 | C | 8
Batch | Self-Contained | BatchSelf-Contained | 200 | 4000 | 200 ≤ H < 4,000 | BatchSelf-Contained200 ≤ H < 4,000 | 7.35 | 0 | 6.25 | 0 | [15 empty] | 3835600% | 22:00 | 0 | 0 | 0 | 2 | 0 | 0 | 2 | 0 | 0 | 2 | 0 | 0 | 2 | 0 | 0 | 2 | 0 | 0 | 2 | 0 | 0 | 2 | 0 | 10 | E | 9 | 10 | E | 9 | 8 | A | 7 | 7 | A | 7 | 93 | A | 7 | 997 | A | 7 | 0 | A | 7 | 0 | A | 7 | 11300 | B | 7 | 660 | A | 7 | 2.5 | E | 8 | 0.073 | F | 8 | 0.17 | F | 8 | 3 | 1 | D | 9 | 0 | C | 8
Continuous | Ice-Making Head | ContinuousIce-Making Head | 0 | 310 | < 310 | ContinuousIce-Making Head< 310 | 9.19 | -0.00629 | 7.9 | -0.005409 | [15 empty] | 3835600% | 23:00 | 0 | 0 | 0 | 2 | 0 | 0 | 2 | 0 | 0 | 2 | 0 | 0 | 2 | 0 | 0 | 2 | 0 | 0 | 2 | 0 | 0 | 2 | 0 | 10 | E | 9 | 10 | E | 9 | 8 | A | 7 | 7 | A | 7 | 93 | A | 7 | 996 | A | 7 | 60 | A | 7 | 1.5 | A | 7 | 8000 | B | 7 | 660 | A | 7 | 2.5 | E | 8 | 0.073 | F | 8 | 0.17 | F | 8 | 0 | 1 | D | 9 | 0 | C | 8
Continuous | Ice-Making Head | ContinuousIce-Making Head | 310 | 820 | 310 ≤ H < 820 | ContinuousIce-Making Head310 ≤ H < 820 | 8.23 | -0.0032 | 7.08 | -0.002752 | [15 empty] | 3835600% | 24:00 | 0 | 0 | 0 | 2 | 0 | 0 | 2 | 0 | 0 | 2 | 0 | 0 | 2 | 0 | 0 | 2 | 0 | 0 | 2 | 0 | 0 | 2 | 0 | 10 | E | 9 | 10 | E | 9 | 8 | A | 7 | 7 | A | 7 | 93 | A | 7 | 996 | A | 7 | 70 | A | 7 | 2.1 | A | 7 | 4800 | B | 7 | 390 | A | 7 | 2.6 | E | 8 | 0.073 | F | 8 | 0.17 | F | 8 | 5 | 1 | D | 9 | 10 | C | 8
Continuous | Ice-Making Head | ContinuousIce-Making Head | 820 | 4000 | 820 ≤ H < 4,000 | ContinuousIce-Making Head820 ≤ H < 4,000 | 5.51 | 0 | 4.82 | 0 | [15 empty] | 3835700% | 1:00 | 0 | 0 | 0 | 2 | 0 | 0 | 2 | 0 | 0 | 2 | 0 | 0 | 2 | 0 | 0 | 2 | 0 | 0 | 2 | 0 | 0 | 2 | 0 | 10 | E | 9 | 10 | E | 9 | 7 | A | 7 | 6 | A | 7 | 93 | A | 7 | 995 | A | 7 | 40 | A | 7 | 2.1 | A | 7 | 6400 | B | 7 | 450 | A | 7 | 2.7 | E | 8 | 0.073 | F | 8 | 0.17 | F | 8 | 0 | 1 | D | 9 | 10 | C | 8
Continuous | Remote Condensing w/out Remote Compressor | ContinuousRemote Condensing w/out Remote Compressor | 0 | 800 | < 800 | ContinuousRemote Condensing w/out Remote Compressor< 800 | 9.7 | -0.0058 | 7.76 | -0.00464 | [15 empty] | 3835700% | 2:00 | 0 | 0 | 0 | 2 | 0 | 0 | 2 | 0 | 0 | 2 | 0 | 0 | 2 | 0 | 0 | 2 | 0 | 0 | 2 | 0 | 0 | 2 | 0 | 10 | E | 9 | 10 | E | 9 | 7 | A | 7 | 6 | A | 7 | 93 | A | 7 | 995 | A | 7 | 10 | A | 7 | 2.1 | A | 7 | 6400 | B | 7 | 510 | A | 7 | 2.8 | E | 8 | 0.073 | F | 8 | 0.17 | F | 8 | 32 | 1 | D | 9 | 10 | C | 8
Continuous | Remote Condensing w/out Remote Compressor | ContinuousRemote Condensing w/out Remote Compressor | 800 | 4000 | 800 ≤ H < 4,000 | ContinuousRemote Condensing w/out Remote Compressor800 ≤ H < 4,000 | 5.06 | 0 | 4.05 | 0 | [15 empty] | 3835700% | 3:00 | 0 | 0 | 0 | 2 | 0 | 0 | 2 | 0 | 0 | 2 | 0 | 0 | 2 | 0 | 0 | 2 | 0 | 0 | 2 | 0 | 0 | 2 | 0 | 10 | E | 9 | 10 | E | 9 | 7 | A | 7 | 6 | A | 7 | 93 | A | 7 | 994 | A | 7 | 30 | A | 7 | 3.6 | A | 7 | 4800 | B | 7 | 510 | A | 7 | 2.9 | E | 8 | 0.073 | F | 8 | 0.17 | F | 8 | 0 | 1 | D | 9 | 10 | C | 8
Continuous | Remote Condensing with Remote Compressor | ContinuousRemote Condensing with Remote Compressor | 0 | 800 | < 800 | ContinuousRemote Condensing with Remote Compressor< 800 | 9.9 | -0.0058 | 7.76 | -0.00464 | [15 empty] | 3835700% | 4:00 | 0 | 0 | 0 | 2 | 0 | 0 | 2 | 0 | 0 | 2 | 0 | 0 | 2 | 0 | 0 | 2 | 0 | 0 | 2 | 0 | 0 | 2 | 0 | 10 | E | 9 | 10 | E | 9 | 7 | A | 7 | 6 | A | 7 | 93 | A | 7 | 993 | A | 7 | 10 | A | 7 | 4.1 | A | 7 | 4000 | B | 7 | 330 | A | 7 | 3 | E | 8 | 0.073 | F | 8 | 0.17 | F | 8 | 154 | 1 | D | 9 | 10 | C | 8
Continuous | Remote Condensing with Remote Compressor | ContinuousRemote Condensing with Remote Compressor | 800 | 4000 | 800 ≤ H < 4,000 | ContinuousRemote Condensing with Remote Compressor800 ≤ H < 4,000 | 5.26 | 0 | 4.05 | 0 | [15 empty] | 3835700% | 5:00 | 0 | 0 | 0 | 2 | 0 | 0 | 2 | 0 | 0 | 2 | 0 | 0 | 2 | 0 | 0 | 2 | 0 | 0 | 2 | 0 | 0 | 2 | 0 | 10 | E | 9 | 10 | E | 9 | 6 | A | 7 | 6 | A | 7 | 100 | A | 7 | 992 | A | 7 | 50 | A | 7 | 3.6 | A | 7 | 4000 | B | 7 | 510 | A | 7 | 3.1 | E | 8 | 0.073 | F | 8 | 0.17 | F | 8 | 43 | 1 | D | 9 | 10 | C | 8
Continuous | Self-Contained | ContinuousSelf-Contained | 0 | 200 | < 200 | ContinuousSelf-Contained< 200 | 14.22 | -0.03 | 12.37 | -0.0261 | [15 empty] | 3835700% | 6:00 | 0 | 0 | 0 | 2 | 0 | 0 | 2 | 0 | 0 | 2 | 0 | 0 | 2 | 0 | 0 | 2 | 0 | 0 | 2 | 0 | 0 | 2 | 0 | 10 | E | 9 | 10 | E | 9 | 6 | A | 7 | 6 | A | 7 | 100 | A | 7 | 992 | A | 7 | 360 | A | 7 | 3.1 | A | 7 | 6400 | B | 7 | 540 | A | 7 | 3.1 | E | 8 | 0.073 | F | 8 | 0.17 | F | 8 | 133 | 1 | D | 9 | 10 | C | 8
Continuous | Self-Contained | ContinuousSelf-Contained | 200 | 700 | 200 ≤ H < 700 | ContinuousSelf-Contained200 ≤ H < 700 | 9.47 | -0.00624 | 8.24 | -0.005429 | [15 empty] | 3835700% | 7:00 | 0 | 0 | 0 | 2 | 0 | 0 | 2 | 0 | 0 | 2 | 0 | 0 | 2 | 0 | 0 | 2 | 0 | 0 | 2 | 0 | 0 | 2 | 0 | 10 | E | 9 | 10 | E | 9 | 6 | A | 7 | 6 | A | 7 | 100 | A | 7 | 993 | A | 7 | 10 | A | 7 | 2.6 | A | 7 | 4800 | B | 7 | 60 | A | 7 | 3.2 | E | 8 | 0.073 | F | 8 | 0.17 | F | 8 | 0 | 1 | D | 9 | 10 | C | 8
Continuous | Self-Contained | ContinuousSelf-Contained | 700 | 4000 | 700 ≤ H < 4,000 | ContinuousSelf-Contained700 ≤ H < 4,000 | 5.1 | 0 | 4.44 | 0 | [15 empty] | 3835700% | 8:00 | 21 | 625 | 0 | 2 | 9 | 0 | 2 | 21 | 0 | 2 | 9 | 0 | 2 | 9 | 0 | 2 | 21 | 0 | 2 | 9 | 0 | 2 | 25 | 10 | E | 9 | 10 | E | 9 | 6 | A | 7 | 6 | A | 7 | 100 | A | 7 | 993 | A | 7 | 0 | A | 7 | 0 | A | 7 | 4800 | B | 7 | 720 | A | 7 | 3.1 | E | 8 | 0.073 | F | 8 | 0.17 | F | 8 | 10 | 1 | D | 9 | 10 | C | 8
[26 empty] | 3835700% | 9:00 | 208 | 1415 | 20 | 2 | 9 | 0 | 2 | 21 | 20 | 2 | 9 | 24 | 2 | 9 | 0 | 2 | 21 | 24 | 2 | 9 | 80 | 2 | 25 | 10 | E | 9 | 10 | E | 9 | 6 | A | 7 | 6 | A | 7 | 100 | A | 7 | 993 | A | 7 | 50 | A | 7 | 2.6 | A | 7 | 4800 | B | 7 | 390 | A | 7 | 3 | E | 8 | 0.073 | F | 8 | 0.17 | F | 8 | 0 | 1 | D | 9 | 10 | C | 8
Commercial Dishwashers | [25 empty] | 3835700% | 10:00 | 404 | 1415 | 100 | 2 | 9 | 0 | 2 | 21 | 100 | 2 | 9 | 113 | 2 | 9 | 0 | 2 | 21 | 113 | 2 | 9 | 364 | 2 | 25 | 10 | E | 9 | 10 | E | 9 | 6 | A | 7 | 6 | A | 7 | 100 | A | 7 | 994 | A | 7 | 350 | A | 7 | 3.6 | A | 7 | 3200 | B | 7 | 330 | A | 7 | 2.9 | E | 8 | 0.073 | F | 8 | 0.17 | F | 8 | 0 | 1 | D | 9 | 10 | C | 8
[26 empty] | 3835700% | 11:00 | 551 | 1415 | 65 | 2 | 9 | 0 | 2 | 21 | 65 | 2 | 9 | 78 | 2 | 9 | 0 | 2 | 21 | 78 | 2 | 9 | 292 | 2 | 25 | 10 | E | 9 | 10 | E | 9 | 6 | A | 7 | 6 | A | 7 | 100 | A | 7 | 994 | A | 7 | 20 | A | 7 | 4.1 | A | 7 | 3200 | B | 7 | 150 | A | 7 | 2.8 | E | 8 | 0.073 | F | 8 | 0.17 | F | 8 | 0 | 1 | D | 9 | 10 | C | 8
Building Hot Water Fuel Type | Booster Water Heater Fuel Type | Temperature | Dishwasher Type | Measure Life | [21 empty] | 3835700% | 12:00 | 636 | 1415 | 223 | 2 | 9 | 60 | 2 | 21 | 196 | 2 | 9 | 245 | 2 | 9 | 59 | 2 | 21 | 218 | 2 | 9 | 562 | 2 | 25 | 10 | E | 9 | 10 | E | 9 | 6 | A | 7 | 4 | A | 7 | 87 | A | 7 | 993 | A | 7 | 20 | A | 7 | 3.6 | A | 7 | 8000 | B | 7 | 180 | A | 7 | 2.7 | E | 8 | 0.073 | F | 8 | 0.17 | F | 8 | 26 | 1 | D | 9 | 10 | C | 8
Electric | Electric | High | Under Counter | 15 | [21 empty] | 3835700% | 13:00 | 655 | 1415 | 72 | 2 | 9 | 0 | 2 | 21 | 72 | 2 | 9 | 88 | 2 | 9 | 0 | 2 | 21 | 88 | 2 | 9 | 339 | 2 | 25 | 10 | E | 9 | 10 | E | 9 | 5 | A | 7 | 4 | A | 7 | 93 | A | 7 | 992 | A | 7 | 60 | A | 7 | 5.1 | A | 7 | 8000 | B | 7 | 390 | A | 7 | 2.7 | E | 8 | 0.073 | F | 8 | 0.17 | F | 8 | 0 | 1 | D | 9 | 10 | C | 8
Natural Gas | Natural Gas | Low | Stationary Single Tank Door | 15 | [21 empty] | 3835700% | 14:00 | 606 | 1415 | 63 | 2 | 9 | 0 | 2 | 21 | 63 | 2 | 9 | 77 | 2 | 9 | 0 | 2 | 21 | 77 | 2 | 9 | 293 | 2 | 25 | 10 | E | 9 | 10 | A | 7 | 4 | A | 7 | 3 | A | 7 | 93 | A | 7 | 992 | A | 7 | 50 | A | 7 | 5.1 | A | 7 | 4800 | B | 7 | 150 | A | 7 | 2.7 | E | 8 | 0.073 | F | 8 | 0.17 | F | 8 | 0 | 1 | D | 9 | 10 | C | 8
|  |  | Single Tank Conveyor | 15 | [21 empty] | 3835700% | 15:00 | 492 | 1415 | 93 | 2 | 9 | 0 | 2 | 21 | 93 | 2 | 9 | 108 | 2 | 9 | 0 | 2 | 21 | 108 | 2 | 9 | 378 | 2 | 25 | 10 | E | 9 | 10 | E | 9 | 4 | A | 7 | 3 | A | 7 | 93 | A | 7 | 992 | A | 7 | 50 | A | 7 | 4.6 | A | 7 | 4800 | B | 7 | 330 | A | 7 | 2.6 | E | 8 | 0.073 | F | 8 | 0.17 | F | 8 | 0 | 1 | D | 9 | 10 | C | 8
|  |  | Multi Tank Conveyor | 15 | [21 empty] | 3835700% | 16:00 | 322 | 1415 | 49 | 2 | 9 | 0 | 2 | 21 | 49 | 2 | 9 | 57 | 2 | 9 | 0 | 2 | 21 | 57 | 2 | 9 | 193 | 2 | 25 | 10 | E | 9 | 10 | E | 9 | 4 | A | 7 | 2 | A | 7 | 87 | A | 7 | 992 | A | 7 | 60 | A | 7 | 5.1 | A | 7 | 4000 | B | 7 | 390 | A | 7 | 2.6 | E | 8 | 0.073 | F | 8 | 0.17 | F | 8 | 5 | 1 | D | 9 | 10 | C | 8
|  |  | Pot, Pan, and Utensil | 15 | [21 empty] | 3835700% | 17:00 | 109 | 1403 | 24 | 2 | 9 | 27 | 2 | 21 | 22 | 2 | 9 | 27 | 2 | 9 | 14 | 2 | 21 | 26 | 2 | 9 | 46 | 2 | 25 | 10 | E | 9 | 10 | E | 9 | 3 | A | 7 | 2 | A | 7 | 93 | A | 7 | 992 | A | 7 | 40 | A | 7 | 3.6 | A | 7 | 6400 | B | 7 | 180 | A | 7 | 2.6 | E | 8 | 0.073 | F | 8 | 0.17 | F | 8 | 6 | 1 | D | 9 | 10 | C | 8
[26 empty] | 3835700% | 18:00 | 0 | 0 | 0 | 2 | 0 | 0 | 2 | 0 | 0 | 2 | 0 | 0 | 2 | 0 | 0 | 2 | 0 | 0 | 2 | 0 | 0 | 2 | 0 | 10 | E | 9 | 10 | E | 9 | 3 | A | 7 | 2 | A | 7 | 93 | A | 7 | 992 | A | 7 | 60 | A | 7 | 4.6 | A | 7 | 6400 | B | 7 | 150 | A | 7 | 2.6 | E | 8 | 0.073 | F | 8 | 0.17 | F | 8 | 6 | 1 | D | 9 | 10 | C | 8
Concatenate | Building Hot Water Fuel Type | Booster Water Heater Fuel Type | Temperature | Dishwasher Type | kWh Base | kWh Eff | MMBtu Base | MMBtu Eff | CFF Base | CFF Eff | [15 empty] | 3835700% | 19:00 | 0 | 0 | 0 | 2 | 0 | 0 | 2 | 0 | 0 | 2 | 0 | 0 | 2 | 0 | 0 | 2 | 0 | 0 | 2 | 0 | 0 | 2 | 0 | 10 | E | 9 | 10 | A | 7 | 3 | A | 7 | 2 | A | 7 | 93 | A | 7 | 992 | A | 7 | 60 | A | 7 | 4.1 | A | 7 | 6400 | B | 7 | 420 | A | 7 | 2.5 | E | 8 | 0.073 | F | 8 | 0.17 | F | 8 | 0 | 1 | D | 9 | 10 | C | 8
ElectricElectricLowUnder Counter | Electric | Electric | Low | Under Counter | 10965 | 8425 | 0 | 0 | 63.3 | 43.5 | [15 empty] | 3835700% | 20:00 | 0 | 0 | 0 | 2 | 0 | 0 | 2 | 0 | 0 | 2 | 0 | 0 | 2 | 0 | 0 | 2 | 0 | 0 | 2 | 0 | 0 | 2 | 0 | 10 | E | 9 | 10 | E | 9 | 3 | A | 7 | 2 | A | 7 | 93 | A | 7 | 992 | A | 7 | 70 | A | 7 | 3.6 | A | 7 | 4800 | B | 7 | 120 | A | 7 | 2.6 | E | 8 | 0.073 | F | 8 | 0.17 | F | 8 | 9 | 1 | D | 9 | 10 | C | 8
ElectricElectricLowStationary Single Tank Door | Electric | Electric | Low | Stationary Single Tank Door | 39279 | 23126 | 0 | 0 | 286.9 | 161.2 | [15 empty] | 3835700% | 21:00 | 0 | 0 | 0 | 2 | 0 | 0 | 2 | 0 | 0 | 2 | 0 | 0 | 2 | 0 | 0 | 2 | 0 | 0 | 2 | 0 | 0 | 2 | 0 | 10 | E | 9 | 10 | E | 9 | 3 | A | 7 | 2 | A | 7 | 93 | A | 7 | 991 | A | 7 | 60 | A | 7 | 4.1 | A | 7 | 6400 | B | 7 | 330 | A | 7 | 2.6 | E | 8 | 0.073 | F | 8 | 0.17 | F | 8 | 53 | 1 | D | 9 | 10 | C | 8
ElectricElectricLowSingle Tank Conveyor | Electric | Electric | Low | Single Tank Conveyor | 42201 | 28574 | 0 | 0 | 255.7 | 154.2 | [15 empty] | 3835700% | 22:00 | 0 | 0 | 0 | 2 | 0 | 0 | 2 | 0 | 0 | 2 | 0 | 0 | 2 | 0 | 0 | 2 | 0 | 0 | 2 | 0 | 0 | 2 | 0 | 10 | E | 9 | 10 | E | 9 | 3 | A | 7 | 2 | A | 7 | 93 | A | 7 | 991 | A | 7 | 70 | A | 7 | 1.5 | A | 7 | 9700 | B | 7 | 420 | A | 7 | 2.7 | E | 8 | 0.073 | F | 8 | 0.17 | F | 8 | 3 | 1 | D | 9 | 10 | C | 8
ElectricElectricLowMulti Tank Conveyor | Electric | Electric | Low | Multi Tank Conveyor | 50077 | 31266 | 0 | 0 | 304.5 | 158.1 | [15 empty] | 3835700% | 23:00 | 0 | 0 | 0 | 2 | 0 | 0 | 2 | 0 | 0 | 2 | 0 | 0 | 2 | 0 | 0 | 2 | 0 | 0 | 2 | 0 | 0 | 2 | 0 | 10 | E | 9 | 10 | E | 9 | 3 | A | 7 | 2 | A | 7 | 93 | A | 7 | 990 | A | 7 | 80 | A | 7 | 2.6 | A | 7 | 14500 | B | 7 | 420 | A | 7 | 2.7 | E | 8 | 0.073 | F | 8 | 0.17 | F | 8 | 3 | 1 | D | 9 | 10 | C | 8
ElectricElectricHighUnder Counter | Electric | Electric | High | Under Counter | 12355 | 9184 | 0 | 0 | 39.9 | 31.5 | [15 empty] | 3835700% | 24:00 | 0 | 0 | 0 | 2 | 0 | 0 | 2 | 0 | 0 | 2 | 0 | 0 | 2 | 0 | 0 | 2 | 0 | 0 | 2 | 0 | 0 | 2 | 0 | 10 | E | 9 | 10 | E | 9 | 3 | A | 7 | 2 | A | 7 | 93 | A | 7 | 989 | A | 7 | 80 | A | 7 | 2.6 | A | 7 | 12900 | B | 7 | 360 | A | 7 | 2.7 | E | 8 | 0.073 | F | 8 | 0.17 | F | 8 | 0 | 1 | D | 9 | 61 | C | 8
ElectricElectricHighStationary Single Tank Door | Electric | Electric | High | Stationary Single Tank Door | 39825 | 27962 | 0 | 0 | 176.2 | 121.6 | [15 empty] | 3835800% | 1:00 | 0 | 0 | 0 | 2 | 0 | 0 | 2 | 0 | 0 | 2 | 0 | 0 | 2 | 0 | 0 | 2 | 0 | 0 | 2 | 0 | 0 | 2 | 0 | 10 | E | 9 | 10 | E | 9 | 3 | A | 7 | 2 | A | 7 | 93 | A | 7 | 988 | A | 7 | 70 | A | 7 | 2.6 | A | 7 | 6400 | B | 7 | 300 | A | 7 | 2.8 | E | 8 | 0.073 | F | 8 | 0.17 | F | 8 | 5 | 1 | D | 9 | 0 | C | 8
ElectricElectricHighSingle Tank Conveyor | Electric | Electric | High | Single Tank Conveyor | 45561 | 36350 | 0 | 0 | 169.8 | 136.6 | [15 empty] | 3835800% | 2:00 | 0 | 0 | 0 | 2 | 0 | 0 | 2 | 0 | 0 | 2 | 0 | 0 | 2 | 0 | 0 | 2 | 0 | 0 | 2 | 0 | 0 | 2 | 0 | 10 | E | 9 | 10 | E | 9 | 3 | A | 7 | 2 | A | 7 | 93 | A | 7 | 988 | A | 7 | 90 | A | 7 | 3.1 | A | 7 | 9700 | B | 7 | 300 | A | 7 | 2.8 | E | 8 | 0.073 | F | 8 | 0.17 | F | 8 | 0 | 1 | D | 9 | 10 | C | 8
ElectricElectricHighMulti Tank Conveyor | Electric | Electric | High | Multi Tank Conveyor | 72473 | 45065 | 0 | 0 | 284 | 158.1 | [15 empty] | 3835800% | 3:00 | 0 | 0 | 0 | 2 | 0 | 0 | 2 | 0 | 0 | 2 | 0 | 0 | 2 | 0 | 0 | 2 | 0 | 0 | 2 | 0 | 0 | 2 | 0 | 10 | E | 9 | 10 | E | 9 | 3 | A | 7 | 2 | A | 7 | 93 | A | 7 | 987 | A | 7 | 70 | A | 7 | 2.6 | A | 7 | 14500 | B | 7 | 300 | A | 7 | 2.8 | E | 8 | 0.073 | F | 8 | 0.17 | F | 8 | 0 | 1 | D | 9 | 0 | C | 8
ElectricElectricHighPot, Pan, and Utensil | Electric | Electric | High | Pot, Pan, and Utensil | 21065 | 17754 | 0 | 0 | 95.6 | 79.2 | [15 empty] | 3835800% | 4:00 | 0 | 0 | 0 | 2 | 0 | 0 | 2 | 0 | 0 | 2 | 0 | 0 | 2 | 0 | 0 | 2 | 0 | 0 | 2 | 0 | 0 | 2 | 0 | 10 | E | 9 | 10 | E | 9 | 3 | A | 7 | 2 | A | 7 | 93 | A | 7 | 987 | A | 7 | 80 | A | 7 | 3.1 | A | 7 | 16100 | B | 7 | 300 | A | 7 | 2.9 | E | 8 | 0.073 | F | 8 | 0.17 | F | 8 | 0 | 1 | D | 9 | 0 | C | 8
ElectricNatural GasLowUnder Counter | Electric | Natural Gas | Low | Under Counter | 10965 | 8425 | 0 | 0 | 63.3 | 43.5 | [15 empty] | 3835800% | 5:00 | 0 | 0 | 0 | 2 | 0 | 0 | 2 | 0 | 0 | 2 | 0 | 0 | 2 | 0 | 0 | 2 | 0 | 0 | 2 | 0 | 0 | 2 | 0 | 10 | E | 9 | 10 | E | 9 | 3 | A | 7 | 2 | A | 7 | 93 | A | 7 | 986 | A | 7 | 70 | A | 7 | 3.1 | A | 7 | 16100 | B | 7 | 300 | A | 7 | 2.7 | E | 8 | 0.073 | F | 8 | 0.17 | F | 8 | 0 | 1 | D | 9 | 0 | C | 8
ElectricNatural GasLowStationary Single Tank Door | Electric | Natural Gas | Low | Stationary Single Tank Door | 39279 | 23126 | 0 | 0 | 286.9 | 161.2 | [15 empty] | 3835800% | 6:00 | 0 | 0 | 0 | 2 | 0 | 0 | 2 | 0 | 0 | 2 | 0 | 0 | 2 | 0 | 0 | 2 | 0 | 0 | 2 | 0 | 0 | 2 | 0 | 10 | E | 9 | 10 | E | 9 | 2 | A | 7 | 1 | A | 7 | 93 | A | 7 | 985 | A | 7 | 60 | A | 7 | 4.1 | A | 7 | 16100 | B | 7 | 240 | A | 7 | 2.6 | E | 8 | 0.073 | F | 8 | 0.17 | F | 8 | 0 | 1 | D | 9 | 0 | C | 8
ElectricNatural GasLowSingle Tank Conveyor | Electric | Natural Gas | Low | Single Tank Conveyor | 42201 | 28574 | 0 | 0 | 255.7 | 154.2 | [15 empty] | 3835800% | 7:00 | 0 | 0 | 0 | 2 | 0 | 0 | 2 | 0 | 0 | 2 | 0 | 0 | 2 | 0 | 0 | 2 | 0 | 0 | 2 | 0 | 0 | 2 | 0 | 10 | E | 9 | 10 | E | 9 | 2 | A | 7 | 1 | A | 7 | 93 | A | 7 | 985 | A | 7 | 80 | A | 7 | 3.6 | A | 7 | 16100 | B | 7 | 300 | A | 7 | 2.5 | E | 8 | 0.073 | F | 8 | 0.17 | F | 8 | 0 | 1 | D | 9 | 0 | C | 8
ElectricNatural GasLowMulti Tank Conveyor | Electric | Natural Gas | Low | Multi Tank Conveyor | 50077 | 31266 | 0 | 0 | 304.5 | 158.1 | [15 empty] | 3835800% | 8:00 | 21 | 625 | 0 | 2 | 9 | 0 | 2 | 21 | 0 | 2 | 9 | 0 | 2 | 9 | 0 | 2 | 21 | 0 | 2 | 9 | 0 | 2 | 25 | 10 | E | 9 | 10 | E | 9 | 2 | A | 7 | 1 | A | 7 | 93 | A | 7 | 985 | A | 7 | 60 | A | 7 | 3.1 | A | 7 | 16100 | B | 7 | 300 | A | 7 | 2.5 | E | 8 | 0.073 | F | 8 | 0.17 | F | 8 | 0 | 1 | D | 9 | 0 | C | 8
ElectricNatural GasHighUnder Counter | Electric | Natural Gas | High | Under Counter | 9426 | 6873 | 12.2 | 9.7 | 39.9 | 31.5 | [15 empty] | 3835800% | 9:00 | 208 | 1415 | 30 | 2 | 9 | 0 | 2 | 21 | 30 | 2 | 9 | 35 | 2 | 9 | 0 | 2 | 21 | 35 | 2 | 9 | 114 | 2 | 25 | 10 | E | 9 | 10 | E | 9 | 3 | A | 7 | 2 | A | 7 | 93 | A | 7 | 984 | A | 7 | 60 | A | 7 | 3.1 | A | 7 | 14500 | B | 7 | 240 | A | 7 | 2.6 | E | 8 | 0.073 | F | 8 | 0.17 | F | 8 | 0 | 1 | D | 9 | 0 | C | 8
ElectricNatural GasHighStationary Single Tank Door | Electric | Natural Gas | High | Stationary Single Tank Door | 26883 | 19033 | 54.1 | 37.3 | 176.2 | 121.6 | [15 empty] | 3835800% | 10:00 | 405 | 1415 | 43 | 2 | 9 | 0 | 2 | 21 | 43 | 2 | 9 | 52 | 2 | 9 | 0 | 2 | 21 | 52 | 2 | 9 | 185 | 2 | 25 | 10 | E | 9 | 10 | E | 9 | 3 | A | 7 | 2 | A | 7 | 93 | A | 7 | 984 | A | 7 | 70 | A | 7 | 2.1 | A | 7 | 16100 | B | 7 | 240 | A | 7 | 2.7 | E | 8 | 0.073 | F | 8 | 0.17 | F | 8 | 0 | 1 | D | 9 | 0 | C | 8
ElectricNatural GasHighSingle Tank Conveyor | Electric | Natural Gas | High | Single Tank Conveyor | 33092 | 26317 | 52.1 | 41.9 | 169.8 | 136.6 | [15 empty] | 3835800% | 11:00 | 552 | 1415 | 58 | 2 | 9 | 0 | 2 | 21 | 58 | 2 | 9 | 70 | 2 | 9 | 0 | 2 | 21 | 70 | 2 | 9 | 264 | 2 | 25 | 10 | E | 9 | 10 | E | 9 | 3 | A | 7 | 2 | A | 7 | 93 | A | 7 | 984 | A | 7 | 40 | A | 7 | 2.1 | A | 7 | 11300 | B | 7 | 240 | A | 7 | 2.7 | E | 8 | 0.073 | F | 8 | 0.17 | F | 8 | 0 | 1 | D | 9 | 0 | C | 8
ElectricNatural GasHighMulti Tank Conveyor | Electric | Natural Gas | High | Multi Tank Conveyor | 51619 | 33456 | 87.2 | 48.5 | 284 | 158.1 | [15 empty] | 3835800% | 12:00 | 638 | 1415 | 68 | 2 | 9 | 0 | 2 | 21 | 68 | 2 | 9 | 83 | 2 | 9 | 0 | 2 | 21 | 83 | 2 | 9 | 319 | 2 | 25 | 10 | E | 9 | 10 | E | 9 | 3 | A | 7 | 2 | A | 7 | 93 | A | 7 | 983 | A | 7 | 290 | A | 7 | 2.1 | A | 7 | 6400 | B | 7 | 120 | A | 7 | 2.7 | E | 8 | 0.073 | F | 8 | 0.17 | F | 8 | 0 | 1 | D | 9 | 10 | C | 8
ElectricNatural GasHighPot, Pan, and Utensil | Electric | Natural Gas | High | Pot, Pan, and Utensil | 14042 | 11935 | 29.4 | 24.3 | 95.6 | 79.2 | [15 empty] | 3835800% | 13:00 | 658 | 1415 | 72 | 2 | 9 | 0 | 2 | 21 | 72 | 2 | 9 | 88 | 2 | 9 | 0 | 2 | 21 | 88 | 2 | 9 | 339 | 2 | 25 | 10 | E | 9 | 10 | E | 9 | 2 | A | 7 | 2 | A | 7 | 100 | A | 7 | 982 | A | 7 | 300 | A | 7 | 1.5 | A | 7 | 2800 | B | 7 | 60 | A | 7 | 2.7 | E | 8 | 0.073 | F | 8 | 0.17 | F | 8 | 3 | 1 | D | 9 | 10 | C | 8
Natural GasNatural GasLowUnder Counter | Natural Gas | Natural Gas | Low | Under Counter | 2829 | 2829 | 34 | 23.4 | 63.3 | 43.5 | [15 empty] | 3835800% | 14:00 | 609 | 1415 | 69 | 2 | 9 | 0 | 2 | 21 | 69 | 2 | 9 | 84 | 2 | 9 | 0 | 2 | 21 | 84 | 2 | 9 | 318 | 2 | 25 | 10 | E | 9 | 10 | E | 9 | 3 | A | 7 | 2 | A | 7 | 93 | A | 7 | 982 | A | 7 | 0 | A | 7 | 0 | A | 7 | 2000 | B | 7 | 60 | A | 7 | 2.5 | E | 8 | 0.073 | F | 8 | 0.17 | F | 8 | 0 | 1 | D | 9 | 10 | C | 8
Natural GasNatural GasLowStationary Single Tank Door | Natural Gas | Natural Gas | Low | Stationary Single Tank Door | 2409 | 2409 | 154.2 | 86.6 | 286.9 | 161.2 | [15 empty] | 3835800% | 15:00 | 496 | 1415 | 49 | 2 | 9 | 0 | 2 | 21 | 49 | 2 | 9 | 60 | 2 | 9 | 0 | 2 | 21 | 60 | 2 | 9 | 220 | 2 | 25 | 10 | E | 9 | 10 | E | 9 | 3 | A | 7 | 3 | A | 7 | 100 | A | 7 | 982 | A | 7 | 320 | A | 7 | 2.1 | A | 7 | 1200 | B | 7 | 60 | A | 7 | 2.4 | E | 8 | 0.073 | F | 8 | 0.17 | F | 8 | 0 | 1 | D | 9 | 10 | C | 8
Natural GasNatural GasLowSingle Tank Conveyor | Natural Gas | Natural Gas | Low | Single Tank Conveyor | 9344 | 8760 | 137.4 | 82.8 | 255.7 | 154.2 | [15 empty] | 3835800% | 16:00 | 326 | 1415 | 69 | 2 | 9 | 0 | 2 | 21 | 69 | 2 | 9 | 78 | 2 | 9 | 0 | 2 | 21 | 78 | 2 | 9 | 253 | 2 | 25 | 10 | E | 9 | 10 | A | 7 | 3 | A | 7 | 3 | A | 7 | 100 | A | 7 | 982 | A | 7 | 310 | A | 7 | 2.1 | A | 7 | 400 | B | 7 | 30 | A | 7 | 2.3 | E | 8 | 0.073 | F | 8 | 0.17 | F | 8 | 0 | 1 | D | 9 | 10 | C | 8
Natural GasNatural GasLowMulti Tank Conveyor | Natural Gas | Natural Gas | Low | Multi Tank Conveyor | 10950 | 10950 | 163.6 | 84.9 | 304.5 | 158.1 | [15 empty] | 3835800% | 17:00 | 113 | 1415 | 28 | 2 | 9 | 60 | 2 | 21 | 23 | 2 | 9 | 30 | 2 | 9 | 25 | 2 | 21 | 28 | 2 | 9 | 40 | 2 | 25 | 10 | E | 9 | 10 | A | 7 | 3 | A | 7 | 3 | A | 7 | 100 | A | 7 | 982 | A | 7 | 0 | A | 7 | 0 | A | 7 | 400 | B | 7 | 30 | A | 7 | 2.1 | E | 8 | 0.073 | F | 8 | 0.17 | F | 8 | 0 | 1 | D | 9 | 10 | C | 8
Natural GasNatural GasHighUnder Counter | Natural Gas | Natural Gas | High | Under Counter | 4300 | 2829 | 33.7 | 26.6 | 39.9 | 31.5 | [15 empty] | 3835800% | 18:00 | 0 | 12 | 0 | 2 | 0 | 0 | 2 | 0 | 0 | 2 | 0 | 0 | 2 | 1 | 0 | 2 | 2 | 0 | 2 | 2 | 0 | 2 | 1 | 10 | E | 9 | 10 | A | 7 | 3 | A | 7 | 3 | A | 7 | 100 | A | 7 | 983 | A | 7 | 320 | A | 7 | 2.6 | A | 7 | 400 | B | 7 | 30 | A | 7 | 2 | E | 8 | 0.073 | F | 8 | 0.17 | F | 8 | 0 | 1 | D | 9 | 10 | C | 8
Natural GasNatural GasHighStationary Single Tank Door | Natural Gas | Natural Gas | High | Stationary Single Tank Door | 4234 | 3407 | 148.8 | 102.7 | 176.2 | 121.6 | [15 empty] | 3835800% | 19:00 | 0 | 0 | 0 | 2 | 0 | 0 | 2 | 0 | 0 | 2 | 0 | 0 | 2 | 0 | 0 | 2 | 0 | 0 | 2 | 0 | 0 | 2 | 0 | 10 | E | 9 | 10 | A | 7 | 3 | A | 7 | 2 | A | 7 | 93 | A | 7 | 984 | A | 7 | 10 | A | 7 | 1.5 | A | 7 | 400 | B | 7 | 30 | A | 7 | 1.9 | E | 8 | 0.073 | F | 8 | 0.17 | F | 8 | 0 | 1 | D | 9 | 10 | C | 8
Natural GasNatural GasHighSingle Tank Conveyor | Natural Gas | Natural Gas | High | Single Tank Conveyor | 11271 | 8760 | 143.4 | 115.4 | 169.8 | 136.6 | [15 empty] | 3835800% | 20:00 | 0 | 0 | 0 | 2 | 0 | 0 | 2 | 0 | 0 | 2 | 0 | 0 | 2 | 0 | 0 | 2 | 0 | 0 | 2 | 0 | 0 | 2 | 0 | 10 | E | 9 | 10 | A | 7 | 3 | A | 7 | 3 | A | 7 | 100 | A | 7 | 985 | A | 7 | 0 | A | 7 | 0 | A | 7 | 400 | B | 7 | 30 | A | 7 | 1.7 | E | 8 | 0.073 | F | 8 | 0.17 | F | 8 | 0 | 1 | D | 9 | 45 | C | 8
Natural GasNatural GasHighMulti Tank Conveyor | Natural Gas | Natural Gas | High | Multi Tank Conveyor | 15126 | 13140 | 239.8 | 133.5 | 284 | 158.1 | [15 empty] | 3835800% | 21:00 | 0 | 0 | 0 | 2 | 0 | 0 | 2 | 0 | 0 | 2 | 0 | 0 | 2 | 0 | 0 | 2 | 0 | 0 | 2 | 0 | 0 | 2 | 0 | 8 | E | 9 | 8 | E | 9 | 2 | A | 7 | 2 | A | 7 | 100 | A | 7 | 985 | A | 7 | 0 | A | 7 | 0 | A | 7 | 1200 | B | 7 | 1800 | A | 7 | 1.5 | E | 8 | 0.073 | F | 8 | 0.17 | F | 8 | 0 | 1 | D | 9 | 45 | C | 8
Natural GasNatural GasHighPot, Pan, and Utensil | Natural Gas | Natural Gas | High | Pot, Pan, and Utensil | 1752 | 1752 | 80.7 | 66.9 | 95.6 | 79.2 | [15 empty] | 3835800% | 22:00 | 0 | 0 | 0 | 2 | 0 | 0 | 2 | 0 | 0 | 2 | 0 | 0 | 2 | 0 | 0 | 2 | 0 | 0 | 2 | 0 | 0 | 2 | 0 | 9 | E | 9 | 9 | E | 9 | 2 | A | 7 | 1 | A | 7 | 93 | A | 7 | 986 | A | 7 | 0 | A | 7 | 0 | A | 7 | 6400 | B | 7 | 1500 | A | 7 | 1.3 | E | 8 | 0.073 | F | 8 | 0.17 | F | 8 | 0 | 1 | D | 9 | 44 | C | 8
Natural GasElectricLowUnder Counter | Natural Gas | Electric | Low | Under Counter | 2829 | 2829 | 34 | 23.4 | 63.3 | 43.5 | [15 empty] | 3835800% | 23:00 | 0 | 0 | 0 | 2 | 0 | 0 | 2 | 0 | 0 | 2 | 0 | 0 | 2 | 0 | 0 | 2 | 0 | 0 | 2 | 0 | 0 | 2 | 0 | 10 | E | 9 | 10 | E | 9 | 4 | A | 7 | 2 | A | 7 | 87 | A | 7 | 987 | A | 7 | 240 | A | 7 | 3.1 | A | 7 | 14500 | B | 7 | 1350 | A | 7 | 1.2 | E | 8 | 0.073 | F | 8 | 0.17 | F | 8 | 0 | 1 | D | 9 | 10 | C | 8
Natural GasElectricLowStationary Single Tank Door | Natural Gas | Electric | Low | Stationary Single Tank Door | 2409 | 2409 | 154.2 | 86.6 | 286.9 | 161.2 | [15 empty] | 3835800% | 24:00 | 0 | 0 | 0 | 2 | 0 | 0 | 2 | 0 | 0 | 2 | 0 | 0 | 2 | 0 | 0 | 2 | 0 | 0 | 2 | 0 | 0 | 2 | 0 | 10 | E | 9 | 10 | E | 9 | 7 | A | 7 | 1 | A | 7 | 66 | A | 7 | 988 | A | 7 | 270 | A | 7 | 9.3 | A | 7 | 16100 | B | 7 | 1470 | A | 7 | 1.1 | E | 8 | 0.073 | F | 8 | 0.17 | F | 8 | 0 | 1 | D | 9 | 0 | C | 8
Natural GasElectricLowSingle Tank Conveyor | Natural Gas | Electric | Low | Single Tank Conveyor | 9344 | 8760 | 137.4 | 82.8 | 255.7 | 154.2 | [15 empty] | 3835900% | 1:00 | 0 | 0 | 0 | 2 | 0 | 0 | 2 | 0 | 0 | 2 | 0 | 0 | 2 | 0 | 0 | 2 | 0 | 0 | 2 | 0 | 0 | 2 | 0 | 10 | E | 9 | 10 | E | 9 | 6 | A | 7 | -1 | A | 7 | 60 | A | 7 | 989 | A | 7 | 270 | A | 7 | 8.7 | A | 7 | 16100 | B | 7 | 1140 | A | 7 | 1.1 | E | 8 | 0.073 | F | 8 | 0.17 | F | 8 | 0 | 1 | D | 9 | 0 | C | 8
Natural GasElectricLowMulti Tank Conveyor | Natural Gas | Electric | Low | Multi Tank Conveyor | 10950 | 10950 | 163.6 | 84.9 | 304.5 | 158.1 | [15 empty] | 3835900% | 2:00 | 0 | 0 | 0 | 2 | 0 | 0 | 2 | 0 | 0 | 2 | 0 | 0 | 2 | 0 | 0 | 2 | 0 | 0 | 2 | 0 | 0 | 2 | 0 | 10 | E | 9 | 10 | E | 9 | 4 | A | 7 | -1 | A | 7 | 69 | A | 7 | 991 | A | 7 | 270 | A | 7 | 6.7 | A | 7 | 16100 | B | 7 | 1170 | A | 7 | 1 | E | 8 | 0.073 | F | 8 | 0.17 | F | 8 | 0 | 1 | D | 9 | 0 | C | 8
Natural GasElectricHighUnder Counter | Natural Gas | Electric | High | Under Counter | 7229 | 5140 | 21.4 | 16.9 | 39.9 | 31.5 | [15 empty] | 3835900% | 3:00 | 0 | 0 | 0 | 2 | 0 | 0 | 2 | 0 | 0 | 2 | 0 | 0 | 2 | 0 | 0 | 2 | 0 | 0 | 2 | 0 | 0 | 2 | 0 | 10 | E | 9 | 10 | E | 9 | 4 | A | 7 | -1 | A | 7 | 69 | A | 7 | 992 | A | 7 | 270 | A | 7 | 6.7 | A | 7 | 16100 | B | 7 | 990 | A | 7 | 1 | E | 8 | 0.073 | F | 8 | 0.17 | F | 8 | 0 | 1 | D | 9 | 0 | C | 8
Natural GasElectricHighStationary Single Tank Door | Natural Gas | Electric | High | Stationary Single Tank Door | 17176 | 12336 | 94.7 | 65.3 | 176.2 | 121.6 | [15 empty] | 3835900% | 4:00 | 0 | 0 | 0 | 2 | 0 | 0 | 2 | 0 | 0 | 2 | 0 | 0 | 2 | 0 | 0 | 2 | 0 | 0 | 2 | 0 | 0 | 2 | 0 | 10 | E | 9 | 10 | E | 9 | 3 | A | 7 | -2 | A | 7 | 68 | A | 7 | 992 | A | 7 | 290 | A | 7 | 7.7 | A | 7 | 16100 | B | 7 | 1020 | A | 7 | 0.9 | E | 8 | 0.073 | F | 8 | 0.17 | F | 8 | 0 | 1 | D | 9 | 0 | C | 8
Natural GasElectricHighSingle Tank Conveyor | Natural Gas | Electric | High | Single Tank Conveyor | 23740 | 18793 | 91.2 | 73.4 | 169.8 | 136.6 | [15 empty] | 3835900% | 5:00 | 0 | 0 | 0 | 2 | 0 | 0 | 2 | 0 | 0 | 2 | 0 | 0 | 2 | 0 | 0 | 2 | 0 | 0 | 2 | 0 | 0 | 2 | 0 | 10 | E | 9 | 10 | E | 9 | 3 | A | 7 | -3 | A | 7 | 63 | A | 7 | 993 | A | 7 | 280 | A | 7 | 10.3 | A | 7 | 16100 | B | 7 | 1050 | A | 7 | 0.9 | E | 8 | 0.073 | F | 8 | 0.17 | F | 8 | 0 | 1 | D | 9 | 0 | C | 8
Natural GasElectricHighMulti Tank Conveyor | Natural Gas | Electric | High | Multi Tank Conveyor | 35979 | 24749 | 152.6 | 84.9 | 284 | 158.1 | [15 empty] | 3835900% | 6:00 | 0 | 0 | 0 | 2 | 0 | 0 | 2 | 0 | 0 | 2 | 0 | 0 | 2 | 0 | 0 | 2 | 0 | 0 | 2 | 0 | 0 | 2 | 0 | 10 | E | 9 | 10 | E | 9 | 3 | A | 7 | -3 | A | 7 | 63 | A | 7 | 995 | A | 7 | 280 | A | 7 | 5.7 | A | 7 | 16100 | B | 7 | 1110 | A | 7 | 0.9 | E | 8 | 0.073 | F | 8 | 0.17 | F | 8 | 0 | 1 | D | 9 | 0 | C | 8
Natural GasElectricHighPot, Pan, and Utensil | Natural Gas | Electric | High | Pot, Pan, and Utensil | 8775 | 7571 | 51.4 | 42.6 | 95.6 | 79.2 | [15 empty] | 3835900% | 7:00 | 0 | 0 | 0 | 2 | 0 | 0 | 2 | 0 | 0 | 2 | 0 | 0 | 2 | 0 | 0 | 2 | 0 | 0 | 2 | 0 | 0 | 2 | 0 | 10 | E | 9 | 10 | E | 9 | 2 | A | 7 | -4 | A | 7 | 62 | A | 7 | 996 | A | 7 | 290 | A | 7 | 6.7 | A | 7 | 16100 | B | 7 | 1110 | A | 7 | 0.8 | E | 8 | 0.073 | F | 8 | 0.17 | F | 8 | 0 | 1 | D | 9 | 0 | C | 8
[26 empty] | 3835900% | 8:00 | 21 | 625 | 0 | 2 | 9 | 0 | 2 | 21 | 0 | 2 | 9 | 0 | 2 | 9 | 0 | 2 | 21 | 0 | 2 | 9 | 0 | 2 | 25 | 10 | E | 9 | 9 | E | 9 | 2 | A | 7 | -3 | A | 7 | 67 | A | 7 | 997 | A | 7 | 290 | A | 7 | 4.6 | A | 7 | 16100 | B | 7 | 1110 | A | 7 | 0.9 | E | 8 | 0.073 | F | 8 | 0.17 | F | 8 | 0 | 1 | D | 9 | 0 | C | 8
Demand Control Commercial Kitchen Ventilation | [25 empty] | 3835900% | 9:00 | 209 | 1415 | 59 | 2 | 9 | 0 | 2 | 21 | 59 | 2 | 9 | 65 | 2 | 9 | 0 | 2 | 21 | 65 | 2 | 9 | 187 | 2 | 25 | 10 | E | 9 | 9 | E | 9 | 2 | A | 7 | -3 | A | 7 | 67 | A | 7 | 999 | A | 7 | 310 | A | 7 | 4.1 | A | 7 | 16100 | B | 7 | 1050 | A | 7 | 1 | E | 8 | 0.073 | F | 8 | 0.17 | F | 8 | 0 | 1 | D | 9 | 0 | C | 8
[26 empty] | 3835900% | 10:00 | 406 | 1415 | 142 | 2 | 9 | 44 | 2 | 21 | 130 | 2 | 9 | 156 | 2 | 9 | 40 | 2 | 21 | 145 | 2 | 9 | 327 | 2 | 25 | 10 | E | 9 | 9 | E | 9 | 2 | A | 7 | -4 | A | 7 | 62 | A | 7 | 1000 | A | 7 | 310 | A | 7 | 3.6 | A | 7 | 16100 | B | 7 | 990 | A | 7 | 1.1 | E | 8 | 0.073 | F | 8 | 0.17 | F | 8 | 0 | 1 | D | 9 | 0 | C | 8
Percent of Make-up Air from Nearby Conditioned Space (Dining Room) | SFheat |  | *Assumes 30% of time at full flow, 30% of time at 75% flow, and 40% of time at 50% flow | [22 empty] | 3835900% | 11:00 | 554 | 1415 | 227 | 2 | 9 | 110 | 2 | 21 | 184 | 2 | 9 | 249 | 2 | 9 | 106 | 2 | 21 | 207 | 2 | 9 | 495 | 2 | 25 | 10 | B | 8 | 7 | B | 8 | 2.5 | B | 8 | -3.9 | B | 8 | 60 | A | 7 | 1000 | B | 8 | 310 | B | 8 | 3.4 | B | 8 | 16100 | C | 8 | 11495 | B | 8 | 1.1 | E | 8 | 0.073 | F | 8 | 0.17 | F | 8 | 0 | 1 | D | 9 | 0 | C | 8
0% Heated | 0.0088 |  | %FF*PLR | [22 empty] | 3835900% | 12:00 | 641 | 1415 | 211 | 2 | 9 | 30 | 2 | 21 | 197 | 2 | 9 | 237 | 2 | 9 | 25 | 2 | 21 | 225 | 2 | 9 | 739 | 2 | 25 | 10 | E | 9 | 6 | E | 9 | 3 | A | 7 | -4 | A | 7 | 58 | A | 7 | 1000 | A | 7 | 310 | A | 7 | 3.1 | A | 7 | 16100 | B | 7 | 77777 | A | 7 | 1.1 | E | 8 | 0.073 | F | 8 | 0.17 | F | 8 | 0 | 1 | D | 9 | 0 | C | 8
0% NOT Heated | 0 |  | 0.5261 | [22 empty] | 3835900% | 13:00 | 661 | 1415 | 251 | 2 | 9 | 60 | 2 | 21 | 223 | 2 | 9 | 275 | 2 | 9 | 60 | 2 | 21 | 247 | 2 | 9 | 633 | 2 | 25 | 10 | E | 9 | 6 | E | 9 | 3 | A | 7 | -4 | A | 7 | 58 | A | 7 | 1000 | A | 7 | 330 | A | 7 | 2.1 | A | 7 | 16100 | B | 7 | 77777 | A | 7 | 1.2 | E | 8 | 0.073 | F | 8 | 0.17 | F | 8 | 0 | 1 | D | 9 | 0 | C | 8
10% Heated | 0.0093 | [24 empty] | 3835900% | 14:00 | 612 | 1415 | 254 | 2 | 9 | 95 | 2 | 21 | 213 | 2 | 9 | 279 | 2 | 9 | 93 | 2 | 21 | 238 | 2 | 9 | 584 | 2 | 25 | 10 | E | 9 | 6 | E | 9 | 3 | A | 7 | -4 | A | 7 | 58 | A | 7 | 999 | A | 7 | 360 | A | 7 | 2.6 | A | 7 | 16100 | B | 7 | 77777 | A | 7 | 1.2 | E | 8 | 0.073 | F | 8 | 0.17 | F | 8 | 0 | 1 | D | 9 | 0 | C | 8
10% NOT Heated | 0.0013 |  | SFcool | [22 empty] | 3835900% | 15:00 | 499 | 1415 | 214 | 2 | 9 | 135 | 2 | 21 | 166 | 2 | 9 | 231 | 2 | 9 | 128 | 2 | 21 | 185 | 2 | 9 | 380 | 2 | 25 | 8 | E | 9 | 6 | E | 9 | 3 | A | 7 | -4 | A | 7 | 58 | A | 7 | 1000 | A | 7 | 0 | A | 7 | 0 | A | 7 | 16100 | B | 7 | 77777 | A | 7 | 1.3 | E | 8 | 0.073 | F | 8 | 0.17 | F | 8 | 0 | 1 | D | 9 | 0 | C | 8
20% Heated | 0.0097 |  | 0.471 | [22 empty] | 3835900% | 16:00 | 329 | 1415 | 113 | 2 | 9 | 90 | 2 | 21 | 92 | 2 | 9 | 123 | 2 | 9 | 75 | 2 | 21 | 105 | 2 | 9 | 200 | 2 | 25 | 9 | E | 9 | 5 | E | 9 | 3 | A | 7 | -4 | A | 7 | 58 | A | 7 | 1000 | A | 7 | 60 | A | 7 | 2.1 | A | 7 | 16100 | B | 7 | 77777 | A | 7 | 1.4 | E | 8 | 0.073 | F | 8 | 0.17 | F | 8 | 0 | 1 | D | 9 | 0 | C | 8
20% NOT Heated | 0.0026 | [24 empty] | 3835900% | 17:00 | 117 | 1415 | 16 | 2 | 9 | 0 | 2 | 21 | 16 | 2 | 9 | 19 | 2 | 9 | 0 | 2 | 21 | 19 | 2 | 9 | 59 | 2 | 25 | 10 | E | 9 | 10 | E | 9 | 3 | A | 7 | -4 | A | 7 | 58 | A | 7 | 1000 | A | 7 | 60 | A | 7 | 2.6 | A | 7 | 16100 | B | 7 | 3300 | A | 7 | 1.6 | E | 8 | 0.073 | F | 8 | 0.17 | F | 8 | 0 | 1 | D | 9 | 0 | C | 8
30% Heated | 0.0101 |  | EUL | [22 empty] | 3835900% | 18:00 | 0 | 35 | 0 | 2 | 9 | 0 | 2 | 21 | 0 | 2 | 9 | 0 | 2 | 9 | 0 | 2 | 21 | 0 | 2 | 9 | 0 | 2 | 25 | 10 | E | 9 | 10 | E | 9 | 3 | A | 7 | -4 | A | 7 | 58 | A | 7 | 1000 | A | 7 | 70 | A | 7 | 1.5 | A | 7 | 16100 | B | 7 | 2400 | A | 7 | 1.8 | E | 8 | 0.073 | F | 8 | 0.17 | F | 8 | 0 | 1 | D | 9 | 0 | C | 8
30% NOT Heated | 0.0039 |  | 15 | [22 empty] | 3835900% | 19:00 | 0 | 0 | 0 | 2 | 0 | 0 | 2 | 0 | 0 | 2 | 0 | 0 | 2 | 0 | 0 | 2 | 0 | 0 | 2 | 0 | 0 | 2 | 0 | 10 | E | 9 | 10 | A | 7 | 3 | A | 7 | -2 | A | 7 | 68 | A | 7 | 1001 | A | 7 | 110 | A | 7 | 1.5 | A | 7 | 11300 | B | 7 | 2100 | A | 7 | 2.1 | E | 8 | 0.073 | F | 8 | 0.17 | F | 8 | 0 | 1 | D | 9 | 61 | C | 8
40% Heated | 0.0105 | [24 empty] | 3835900% | 20:00 | 0 | 0 | 0 | 2 | 0 | 0 | 2 | 0 | 0 | 2 | 0 | 0 | 2 | 0 | 0 | 2 | 0 | 0 | 2 | 0 | 0 | 2 | 0 | 10 | E | 9 | 10 | E | 9 | 2 | A | 7 | -1 | A | 7 | 80 | A | 7 | 1001 | A | 7 | 0 | A | 7 | 0 | A | 7 | 9700 | B | 7 | 1800 | A | 7 | 2.1 | E | 8 | 0.073 | F | 8 | 0.17 | F | 8 | 0 | 1 | D | 9 | 61 | C | 8
40% NOT Heated | 0.0042 | [24 empty] | 3835900% | 21:00 | 0 | 0 | 0 | 2 | 0 | 0 | 2 | 0 | 0 | 2 | 0 | 0 | 2 | 0 | 0 | 2 | 0 | 0 | 2 | 0 | 0 | 2 | 0 | 10 | E | 9 | 10 | E | 9 | 2 | A | 7 | 0 | A | 7 | 87 | A | 7 | 1001 | A | 7 | 100 | A | 7 | 1.5 | A | 7 | 8000 | B | 7 | 2100 | A | 7 | 2.2 | E | 8 | 0.073 | F | 8 | 0.17 | F | 8 | 0 | 1 | D | 9 | 61 | C | 8
50% Heated | 0.0109 | [24 empty] | 3835900% | 22:00 | 0 | 0 | 0 | 2 | 0 | 0 | 2 | 0 | 0 | 2 | 0 | 0 | 2 | 0 | 0 | 2 | 0 | 0 | 2 | 0 | 0 | 2 | 0 | 10 | E | 9 | 10 | E | 9 | 2 | A | 7 | 1 | A | 7 | 93 | A | 7 | 1000 | A | 7 | 0 | A | 7 | 0 | A | 7 | 8000 | B | 7 | 2100 | A | 7 | 2.2 | E | 8 | 0.073 | F | 8 | 0.17 | F | 8 | 0 | 1 | D | 9 | 10 | C | 8
50% NOT Heated | 0.0065 | [24 empty] | 3835900% | 23:00 | 0 | 0 | 0 | 2 | 0 | 0 | 2 | 0 | 0 | 2 | 0 | 0 | 2 | 0 | 0 | 2 | 0 | 0 | 2 | 0 | 0 | 2 | 0 | 10 | E | 9 | 10 | E | 9 | 2 | A | 7 | 1 | A | 7 | 93 | A | 7 | 1000 | A | 7 | 0 | A | 7 | 0 | A | 7 | 6400 | B | 7 | 1800 | A | 7 | 2.2 | E | 8 | 0.073 | F | 8 | 0.17 | F | 8 | 0 | 1 | D | 9 | 10 | C | 8
60% Heated | 0.0113 | [24 empty] | 3835900% | 24:00 | 0 | 0 | 0 | 2 | 0 | 0 | 2 | 0 | 0 | 2 | 0 | 0 | 2 | 0 | 0 | 2 | 0 | 0 | 2 | 0 | 0 | 2 | 0 | 10 | E | 9 | 10 | E | 9 | 2 | A | 7 | 1 | A | 7 | 93 | A | 7 | 999 | A | 7 | 0 | A | 7 | 0 | A | 7 | 8000 | B | 7 | 1500 | A | 7 | 2.3 | E | 8 | 0.073 | F | 8 | 0.17 | F | 8 | 0 | 1 | D | 9 | 10 | C | 8
60% NOT Heated | 0.0078 | [24 empty] | 3836000% | 1:00 | 0 | 0 | 0 | 2 | 0 | 0 | 2 | 0 | 0 | 2 | 0 | 0 | 2 | 0 | 0 | 2 | 0 | 0 | 2 | 0 | 0 | 2 | 0 | 10 | E | 9 | 10 | E | 9 | 2 | A | 7 | 1 | A | 7 | 93 | A | 7 | 998 | A | 7 | 0 | A | 7 | 0 | A | 7 | 6400 | B | 7 | 1800 | A | 7 | 2.3 | E | 8 | 0.073 | F | 8 | 0.17 | F | 8 | 10 | 1 | D | 9 | 10 | C | 8
70% Heated | 0.0118 | [24 empty] | 3836000% | 2:00 | 0 | 0 | 0 | 2 | 0 | 0 | 2 | 0 | 0 | 2 | 0 | 0 | 2 | 0 | 0 | 2 | 0 | 0 | 2 | 0 | 0 | 2 | 0 | 10 | E | 9 | 10 | E | 9 | 2 | A | 7 | 2 | A | 7 | 100 | A | 7 | 998 | A | 7 | 0 | A | 7 | 0 | A | 7 | 3200 | B | 7 | 1500 | A | 7 | 2.4 | E | 8 | 0.073 | F | 8 | 0.17 | F | 8 | 0 | 1 | D | 9 | 10 | C | 8
70% NOT Heated | 0.0091 | [24 empty] | 3836000% | 3:00 | 0 | 0 | 0 | 2 | 0 | 0 | 2 | 0 | 0 | 2 | 0 | 0 | 2 | 0 | 0 | 2 | 0 | 0 | 2 | 0 | 0 | 2 | 0 | 10 | E | 9 | 10 | E | 9 | 3 | A | 7 | 2 | A | 7 | 93 | A | 7 | 997 | A | 7 | 130 | A | 7 | 2.6 | A | 7 | 6400 | B | 7 | 1410 | A | 7 | 2.6 | E | 8 | 0.073 | F | 8 | 0.17 | F | 8 | 15 | 1 | D | 9 | 10 | C | 8
80% Heated | 0.0122 | [24 empty] | 3836000% | 4:00 | 0 | 0 | 0 | 2 | 0 | 0 | 2 | 0 | 0 | 2 | 0 | 0 | 2 | 0 | 0 | 2 | 0 | 0 | 2 | 0 | 0 | 2 | 0 | 10 | E | 9 | 10 | E | 9 | 3 | A | 7 | 1 | A | 7 | 87 | A | 7 | 996 | A | 7 | 90 | A | 7 | 2.6 | A | 7 | 6400 | B | 7 | 960 | A | 7 | 2.7 | E | 8 | 0.073 | F | 8 | 0.17 | F | 8 | 0 | 1 | D | 9 | 10 | C | 8
80% NOT Heated | 0.0104 | [24 empty] | 3836000% | 5:00 | 0 | 0 | 0 | 2 | 0 | 0 | 2 | 0 | 0 | 2 | 0 | 0 | 2 | 0 | 0 | 2 | 0 | 0 | 2 | 0 | 0 | 2 | 0 | 10 | E | 9 | 10 | E | 9 | 2 | A | 7 | 2 | A | 7 | 100 | A | 7 | 994 | A | 7 | 110 | A | 7 | 2.6 | A | 7 | 4800 | B | 7 | 780 | A | 7 | 2.7 | E | 8 | 0.073 | F | 8 | 0.17 | F | 8 | 0 | 1 | D | 9 | 10 | C | 8
90% Heated | 0.0126 | [24 empty] | 3836000% | 6:00 | 0 | 0 | 0 | 2 | 0 | 0 | 2 | 0 | 0 | 2 | 0 | 0 | 2 | 0 | 0 | 2 | 0 | 0 | 2 | 0 | 0 | 2 | 0 | 10 | E | 9 | 10 | E | 9 | 3 | A | 7 | 2 | A | 7 | 93 | A | 7 | 993 | A | 7 | 140 | A | 7 | 3.6 | A | 7 | 9700 | B | 7 | 390 | A | 7 | 2.8 | E | 8 | 0.073 | F | 8 | 0.17 | F | 8 | 0 | 1 | D | 9 | 10 | C | 8
90% NOT Heated | 0.0117 | [24 empty] | 3836000% | 7:00 | 0 | 0 | 0 | 2 | 0 | 0 | 2 | 0 | 0 | 2 | 0 | 0 | 2 | 0 | 0 | 2 | 0 | 0 | 2 | 0 | 0 | 2 | 0 | 10 | E | 9 | 10 | E | 9 | 3 | A | 7 | 2 | A | 7 | 93 | A | 7 | 992 | A | 7 | 130 | A | 7 | 4.1 | A | 7 | 4800 | B | 7 | 210 | A | 7 | 2.9 | E | 8 | 0.073 | F | 8 | 0.17 | F | 8 | 8 | 1 | D | 9 | 10 | C | 8
100% Heated | 0.013 | [24 empty] | 3836000% | 8:00 | 21 | 625 | 0 | 2 | 9 | 0 | 2 | 21 | 0 | 2 | 9 | 0 | 2 | 9 | 0 | 2 | 21 | 0 | 2 | 9 | 0 | 2 | 25 | 10 | E | 9 | 10 | E | 9 | 3 | A | 7 | 2 | A | 7 | 93 | A | 7 | 992 | A | 7 | 140 | A | 7 | 5.1 | A | 7 | 3200 | B | 7 | 210 | A | 7 | 2.7 | E | 8 | 0.073 | F | 8 | 0.17 | F | 8 | 0 | 1 | D | 9 | 10 | C | 8
100% NOT Heated | 0.013 | [24 empty] | 3836000% | 9:00 | 210 | 1415 | 20 | 2 | 9 | 0 | 2 | 21 | 20 | 2 | 9 | 24 | 2 | 9 | 0 | 2 | 21 | 24 | 2 | 9 | 80 | 2 | 25 | 10 | E | 9 | 10 | E | 9 | 3 | A | 7 | 3 | A | 7 | 100 | A | 7 | 992 | A | 7 | 130 | A | 7 | 3.1 | A | 7 | 3200 | B | 7 | 120 | A | 7 | 2.5 | E | 8 | 0.073 | F | 8 | 0.17 | F | 8 | 0 | 1 | D | 9 | 10 | C | 8
[26 empty] | 3836000% | 10:00 | 408 | 1415 | 214 | 2 | 9 | 234 | 2 | 21 | 146 | 2 | 9 | 221 | 2 | 9 | 207 | 2 | 21 | 161 | 2 | 9 | 310 | 2 | 25 | 10 | E | 9 | 10 | E | 9 | 4 | A | 7 | 3 | A | 7 | 93 | A | 7 | 993 | A | 7 | 190 | A | 7 | 2.1 | A | 7 | 1600 | B | 7 | 150 | A | 7 | 2.3 | E | 8 | 0.073 | F | 8 | 0.17 | F | 8 | 3 | 1 | D | 9 | 10 | C | 8
Variable Speed Drive Screw Air Compressor | [25 empty] | 3836000% | 11:00 | 556 | 1415 | 123 | 2 | 9 | 0 | 2 | 21 | 123 | 2 | 9 | 141 | 2 | 9 | 0 | 2 | 21 | 141 | 2 | 9 | 494 | 2 | 25 | 10 | E | 9 | 10 | E | 9 | 4 | A | 7 | 4 | A | 7 | 100 | A | 7 | 991 | A | 7 | 140 | A | 7 | 4.1 | A | 7 | 6400 | B | 7 | 90 | A | 7 | 2 | E | 8 | 0.073 | F | 8 | 0.17 | F | 8 | 11 | 1 | D | 9 | 10 | C | 8
[26 empty] | 3836000% | 12:00 | 643 | 1415 | 74 | 2 | 9 | 0 | 2 | 21 | 74 | 2 | 9 | 90 | 2 | 9 | 0 | 2 | 21 | 90 | 2 | 9 | 345 | 2 | 25 | 10 | E | 9 | 10 | E | 9 | 6 | A | 7 | 4 | A | 7 | 87 | A | 7 | 991 | A | 7 | 200 | A | 7 | 3.1 | A | 7 | 11300 | B | 7 | 150 | A | 7 | 1.7 | E | 8 | 0.073 | F | 8 | 0.17 | F | 8 | 11 | 1 | D | 9 | 10 | C | 8
# of Shifts |  | Baseline Compressor Control Type | Compressor Factor |  | EUL | [20 empty] | 3836000% | 13:00 | 664 | 1415 | 72 | 2 | 9 | 0 | 2 | 21 | 72 | 2 | 9 | 88 | 2 | 9 | 0 | 2 | 21 | 88 | 2 | 9 | 340 | 2 | 25 | 4 | E | 9 | 4 | E | 9 | 7 | A | 7 | 5 | A | 7 | 87 | A | 7 | 991 | A | 7 | 240 | A | 7 | 6.2 | A | 7 | 9700 | B | 7 | 77777 | A | 7 | 1.5 | E | 8 | 0.073 | F | 8 | 0.17 | F | 8 | 0 | 1 | D | 9 | 10 | C | 8
1 - shift |  | Inlet Vane Modulating w/Blowdown | 0.89 |  | 13 | [20 empty] | 3836000% | 14:00 | 616 | 1415 | 144 | 2 | 9 | 0 | 2 | 21 | 144 | 2 | 9 | 165 | 2 | 9 | 0 | 2 | 21 | 165 | 2 | 9 | 584 | 2 | 25 | 10 | E | 9 | 10 | E | 9 | 9 | A | 7 | 4 | A | 7 | 71 | A | 7 | 992 | A | 7 | 260 | A | 7 | 9.8 | A | 7 | 16100 | B | 7 | 1200 | A | 7 | 1.4 | E | 8 | 0.073 | F | 8 | 0.17 | F | 8 | 0 | 1 | D | 9 | 10 | C | 8
2 - shift |  | Load/No Load w/1 Gallon-of-Storage/CFMmax | 0.909 | [22 empty] | 3836000% | 15:00 | 503 | 1415 | 313 | 2 | 9 | 504 | 2 | 21 | 133 | 2 | 9 | 324 | 2 | 9 | 469 | 2 | 21 | 157 | 2 | 9 | 258 | 2 | 25 | 3 | E | 9 | 3 | E | 9 | 9 | A | 7 | 1 | A | 7 | 57 | A | 7 | 993 | A | 7 | 270 | A | 7 | 12.9 | A | 7 | 16100 | B | 7 | 77777 | A | 7 | 1.3 | E | 8 | 0.073 | F | 8 | 0.17 | F | 8 | 0 | 1 | D | 9 | 0 | C | 8
3 - shift |  | Load/No Load w/3 Gallon-of-Storage/CFMmax | 0.831 | [22 empty] | 3836000% | 16:00 | 333 | 1415 | 207 | 2 | 9 | 485 | 2 | 21 | 93 | 2 | 9 | 213 | 2 | 9 | 390 | 2 | 21 | 120 | 2 | 9 | 175 | 2 | 25 | 8 | E | 9 | 8 | E | 9 | 7 | A | 7 | 0 | A | 7 | 61 | A | 7 | 995 | A | 7 | 270 | A | 7 | 12.9 | A | 7 | 16100 | B | 7 | 1350 | A | 7 | 1.3 | E | 8 | 0.073 | F | 8 | 0.17 | F | 8 | 0 | 1 | D | 9 | 0 | C | 8
4 - shift |  | Load/No Load w/5 Gallon-of-Storage/CFMmax | 0.806 | [22 empty] | 3836000% | 17:00 | 121 | 1415 | 29 | 2 | 9 | 37 | 2 | 21 | 25 | 2 | 9 | 31 | 2 | 9 | 19 | 2 | 21 | 30 | 2 | 9 | 52 | 2 | 25 | 10 | E | 9 | 10 | E | 9 | 6 | A | 7 | -1 | A | 7 | 60 | A | 7 | 997 | A | 7 | 290 | A | 7 | 6.2 | A | 7 | 16100 | B | 7 | 1170 | A | 7 | 1.2 | E | 8 | 0.073 | F | 8 | 0.17 | F | 8 | 0 | 1 | D | 9 | 0 | C | 8
| Whole Building Electric ETDF | [24 empty] | 3836000% | 18:00 | 0 | 59 | 0 | 2 | 9 | 0 | 2 | 21 | 0 | 2 | 9 | 0 | 2 | 9 | 0 | 2 | 21 | 0 | 2 | 9 | 0 | 2 | 25 | 0 | E | 9 | 0 | E | 9 | 5 | A | 7 | -1 | A | 7 | 64 | A | 7 | 999 | A | 7 | 300 | A | 7 | 6.2 | A | 7 | 16100 | B | 7 | 77777 | A | 7 | 1.1 | E | 8 | 0.073 | F | 8 | 0.17 | F | 8 | 0 | 1 | D | 9 | 0 | C | 8
Facility Type | ETDF_Summer Peak | ETDF_Winter Peak | [23 empty] | 3836000% | 19:00 | 0 | 0 | 0 | 2 | 0 | 0 | 2 | 0 | 0 | 2 | 0 | 0 | 2 | 0 | 0 | 2 | 0 | 0 | 2 | 0 | 0 | 2 | 0 | 0 | E | 9 | 0 | A | 7 | 4 | A | 7 | -1 | A | 7 | 69 | A | 7 | 1000 | A | 7 | 280 | A | 7 | 6.7 | A | 7 | 16100 | B | 7 | 77777 | A | 7 | 1.1 | E | 8 | 0.073 | F | 8 | 0.17 | F | 8 | 0 | 1 | D | 9 | 0 | C | 8
Full Service Restaurant | 0.000221 | 0.0002208 | [23 empty] | 3836000% | 20:00 | 0 | 0 | 0 | 2 | 0 | 0 | 2 | 0 | 0 | 2 | 0 | 0 | 2 | 0 | 0 | 2 | 0 | 0 | 2 | 0 | 0 | 2 | 0 | 8 | E | 9 | 8 | E | 9 | 4 | A | 7 | -1 | A | 7 | 69 | A | 7 | 1001 | A | 7 | 300 | A | 7 | 6.7 | A | 7 | 16100 | B | 7 | 960 | A | 7 | 1.1 | E | 8 | 0.073 | F | 8 | 0.17 | F | 8 | 0 | 1 | D | 9 | 0 | C | 8
Hospital | 0.0001486 | 0.0001501 | [23 empty] | 3836000% | 21:00 | 0 | 0 | 0 | 2 | 0 | 0 | 2 | 0 | 0 | 2 | 0 | 0 | 2 | 0 | 0 | 2 | 0 | 0 | 2 | 0 | 0 | 2 | 0 | 10 | E | 9 | 10 | E | 9 | 4 | A | 7 | -1 | A | 7 | 69 | A | 7 | 1002 | A | 7 | 310 | A | 7 | 5.1 | A | 7 | 16100 | B | 7 | 900 | A | 7 | 1.1 | E | 8 | 0.073 | F | 8 | 0.17 | F | 8 | 0 | 1 | D | 9 | 0 | C | 8
Large Hotel | 0.0001601 | 0.0001601 | [23 empty] | 3836000% | 22:00 | 0 | 0 | 0 | 2 | 0 | 0 | 2 | 0 | 0 | 2 | 0 | 0 | 2 | 0 | 0 | 2 | 0 | 0 | 2 | 0 | 0 | 2 | 0 | 10 | E | 9 | 10 | E | 9 | 4 | A | 7 | -1 | A | 7 | 69 | A | 7 | 1002 | A | 7 | 320 | A | 7 | 4.6 | A | 7 | 16100 | B | 7 | 840 | A | 7 | 1.1 | E | 8 | 0.073 | F | 8 | 0.17 | F | 8 | 0 | 1 | D | 9 | 0 | C | 8
Large Office | 0.0001822 | 0.0001822 | [23 empty] | 3836000% | 23:00 | 0 | 0 | 0 | 2 | 0 | 0 | 2 | 0 | 0 | 2 | 0 | 0 | 2 | 0 | 0 | 2 | 0 | 0 | 2 | 0 | 0 | 2 | 0 | 10 | E | 9 | 10 | E | 9 | 3 | A | 7 | -1 | A | 7 | 74 | A | 7 | 1002 | A | 7 | 310 | A | 7 | 4.6 | A | 7 | 16100 | B | 7 | 780 | A | 7 | 1.2 | E | 8 | 0.073 | F | 8 | 0.17 | F | 8 | 0 | 1 | D | 9 | 0 | C | 8
Medium Office | 0.0002088 | 0.0002088 | [23 empty] | 3836000% | 24:00 | 0 | 0 | 0 | 2 | 0 | 0 | 2 | 0 | 0 | 2 | 0 | 0 | 2 | 0 | 0 | 2 | 0 | 0 | 2 | 0 | 0 | 2 | 0 | 10 | E | 9 | 10 | E | 9 | 3 | A | 7 | -2 | A | 7 | 68 | A | 7 | 1002 | A | 7 | 310 | A | 7 | 5.7 | A | 7 | 16100 | B | 7 | 720 | A | 7 | 1.2 | E | 8 | 0.073 | F | 8 | 0.17 | F | 8 | 0 | 1 | D | 9 | 0 | C | 8
Outpatient | 0.000216 | 0.000216 | [23 empty] | 3836100% | 1:00 | 0 | 0 | 0 | 2 | 0 | 0 | 2 | 0 | 0 | 2 | 0 | 0 | 2 | 0 | 0 | 2 | 0 | 0 | 2 | 0 | 0 | 2 | 0 | 10 | E | 9 | 10 | E | 9 | 3 | A | 7 | -2 | A | 7 | 68 | A | 7 | 1002 | A | 7 | 320 | A | 7 | 3.1 | A | 7 | 16100 | B | 7 | 660 | A | 7 | 1.2 | E | 8 | 0.073 | F | 8 | 0.17 | F | 8 | 0 | 1 | D | 9 | 0 | C | 8
Primary School | 0.0002835 | 0.0002862 | [23 empty] | 3836100% | 2:00 | 0 | 0 | 0 | 2 | 0 | 0 | 2 | 0 | 0 | 2 | 0 | 0 | 2 | 0 | 0 | 2 | 0 | 0 | 2 | 0 | 0 | 2 | 0 | 10 | E | 9 | 10 | E | 9 | 3 | A | 7 | -2 | A | 7 | 68 | A | 7 | 1002 | A | 7 | 320 | A | 7 | 2.1 | A | 7 | 16100 | B | 7 | 660 | A | 7 | 1.2 | E | 8 | 0.073 | F | 8 | 0.17 | F | 8 | 0 | 1 | D | 9 | 0 | C | 8
Quick Service Restaurant | 0.0002018 | 0.0002018 | [23 empty] | 3836100% | 3:00 | 0 | 0 | 0 | 2 | 0 | 0 | 2 | 0 | 0 | 2 | 0 | 0 | 2 | 0 | 0 | 2 | 0 | 0 | 2 | 0 | 0 | 2 | 0 | 10 | E | 9 | 10 | E | 9 | 3 | A | 7 | -2 | A | 7 | 68 | A | 7 | 1002 | A | 7 | 330 | A | 7 | 4.1 | A | 7 | 14500 | B | 7 | 660 | A | 7 | 1.2 | E | 8 | 0.073 | F | 8 | 0.17 | F | 8 | 0 | 1 | D | 9 | 0 | C | 8
Retail Standalone | 0.0002438 | 0.0002438 | [23 empty] | 3836100% | 4:00 | 0 | 0 | 0 | 2 | 0 | 0 | 2 | 0 | 0 | 2 | 0 | 0 | 2 | 0 | 0 | 2 | 0 | 0 | 2 | 0 | 0 | 2 | 0 | 10 | E | 9 | 10 | E | 9 | 2 | A | 7 | -2 | A | 7 | 73 | A | 7 | 1003 | A | 7 | 310 | A | 7 | 2.6 | A | 7 | 12900 | B | 7 | 660 | A | 7 | 1.2 | E | 8 | 0.073 | F | 8 | 0.17 | F | 8 | 0 | 1 | D | 9 | 0 | C | 8
Retail Strip mall | 0.0002407 | 0.0002407 | [23 empty] | 3836100% | 5:00 | 0 | 0 | 0 | 2 | 0 | 0 | 2 | 0 | 0 | 2 | 0 | 0 | 2 | 0 | 0 | 2 | 0 | 0 | 2 | 0 | 0 | 2 | 0 | 10 | E | 9 | 10 | E | 9 | 2 | A | 7 | -2 | A | 7 | 73 | A | 7 | 1002 | A | 7 | 330 | A | 7 | 2.1 | A | 7 | 14500 | B | 7 | 660 | A | 7 | 1.1 | E | 8 | 0.073 | F | 8 | 0.17 | F | 8 | 0 | 1 | D | 9 | 0 | C | 8
Secondary School | 0.0002423 | 0.0002423 | [23 empty] | 3836100% | 6:00 | 0 | 0 | 0 | 2 | 0 | 0 | 2 | 0 | 0 | 2 | 0 | 0 | 2 | 0 | 0 | 2 | 0 | 0 | 2 | 0 | 0 | 2 | 0 | 10 | E | 9 | 10 | E | 9 | 2 | A | 7 | -2 | A | 7 | 73 | A | 7 | 1003 | A | 7 | 360 | A | 7 | 2.1 | A | 7 | 16100 | B | 7 | 720 | A | 7 | 1 | E | 8 | 0.073 | F | 8 | 0.17 | F | 8 | 0 | 1 | D | 9 | 0 | C | 8
Small Hotel | 0.0001685 | 0.0001685 | [23 empty] | 3836100% | 7:00 | 0 | 0 | 0 | 2 | 0 | 0 | 2 | 0 | 0 | 2 | 0 | 0 | 2 | 0 | 0 | 2 | 0 | 0 | 2 | 0 | 0 | 2 | 0 | 10 | E | 9 | 10 | E | 9 | 2 | A | 7 | -2 | A | 7 | 73 | A | 7 | 1003 | A | 7 | 40 | A | 7 | 3.6 | A | 7 | 11300 | B | 7 | 840 | A | 7 | 0.9 | E | 8 | 0.073 | F | 8 | 0.17 | F | 8 | 0 | 1 | D | 9 | 0 | C | 8
Small Office | 0.0002369 | 0.0002369 | [23 empty] | 3836100% | 8:00 | 22 | 625 | 0 | 2 | 9 | 0 | 2 | 21 | 0 | 2 | 9 | 0 | 2 | 9 | 0 | 2 | 21 | 0 | 2 | 9 | 0 | 2 | 25 | 10 | E | 9 | 10 | E | 9 | 2 | A | 7 | -2 | A | 7 | 73 | A | 7 | 1003 | A | 7 | 50 | A | 7 | 3.1 | A | 7 | 8000 | B | 7 | 840 | A | 7 | 0.9 | E | 8 | 0.073 | F | 8 | 0.17 | F | 8 | 0 | 1 | D | 9 | 5 | C | 8
Warehouse | 0.000168 | 0.0002018 | [23 empty] | 3836100% | 9:00 | 211 | 1415 | 99 | 2 | 9 | 109 | 2 | 21 | 82 | 2 | 9 | 104 | 2 | 9 | 73 | 2 | 21 | 93 | 2 | 9 | 174 | 2 | 25 | 10 | E | 9 | 10 | E | 9 | 2 | A | 7 | -1 | A | 7 | 80 | A | 7 | 1003 | A | 7 | 0 | A | 7 | 0 | A | 7 | 9700 | B | 7 | 840 | A | 7 | 1 | E | 8 | 0.073 | F | 8 | 0.17 | F | 8 | 0 | 1 | D | 9 | 5 | C | 8
Other | 0.0002077 | 0.000209 | [23 empty] | 3836100% | 10:00 | 409 | 1415 | 43 | 2 | 9 | 0 | 2 | 21 | 43 | 2 | 9 | 52 | 2 | 9 | 0 | 2 | 21 | 52 | 2 | 9 | 185 | 2 | 25 | 10 | E | 9 | 10 | E | 9 | 3 | A | 7 | -2 | A | 7 | 68 | A | 7 | 1004 | A | 7 | 40 | A | 7 | 1.5 | A | 7 | 11300 | B | 7 | 840 | A | 7 | 1 | E | 8 | 0.073 | F | 8 | 0.17 | F | 8 | 0 | 1 | D | 9 | 0 | C | 8
[26 empty] | 3836100% | 11:00 | 558 | 1415 | 71 | 2 | 9 | 0 | 2 | 21 | 71 | 2 | 9 | 85 | 2 | 9 | 0 | 2 | 21 | 85 | 2 | 9 | 317 | 2 | 25 | 10 | E | 9 | 10 | E | 9 | 3 | A | 7 | -1 | A | 7 | 74 | A | 7 | 1004 | A | 7 | 0 | A | 7 | 0 | A | 7 | 11300 | B | 7 | 900 | A | 7 | 1 | E | 8 | 0.073 | F | 8 | 0.17 | F | 8 | 0 | 1 | D | 9 | 0 | C | 8
Refrigeration | [25 empty] | 3836100% | 12:00 | 646 | 1415 | 93 | 2 | 9 | 0 | 2 | 21 | 93 | 2 | 9 | 111 | 2 | 9 | 0 | 2 | 21 | 111 | 2 | 9 | 421 | 2 | 25 | 10 | E | 9 | 10 | E | 9 | 3 | A | 7 | -1 | A | 7 | 74 | A | 7 | 1003 | A | 7 | 240 | A | 7 | 2.1 | A | 7 | 8000 | B | 7 | 600 | A | 7 | 1 | E | 8 | 0.073 | F | 8 | 0.17 | F | 8 | 0 | 1 | D | 9 | 0 | C | 8
[26 empty] | 3836100% | 13:00 | 667 | 1415 | 150 | 2 | 9 | 0 | 2 | 21 | 150 | 2 | 9 | 173 | 2 | 9 | 0 | 2 | 21 | 173 | 2 | 9 | 627 | 2 | 25 | 10 | E | 9 | 10 | E | 9 | 3 | A | 7 | -1 | A | 7 | 74 | A | 7 | 1001 | A | 7 | 180 | A | 7 | 3.1 | A | 7 | 12900 | B | 7 | 540 | A | 7 | 1 | E | 8 | 0.073 | F | 8 | 0.17 | F | 8 | 0 | 1 | D | 9 | 5 | C | 8
Anti-Sweat Heater Controls | [25 empty] | 3836100% | 14:00 | 619 | 1415 | 104 | 2 | 9 | 0 | 2 | 21 | 104 | 2 | 9 | 123 | 2 | 9 | 0 | 2 | 21 | 123 | 2 | 9 | 455 | 2 | 25 | 10 | E | 9 | 10 | E | 9 | 3 | A | 7 | -2 | A | 7 | 68 | A | 7 | 1001 | A | 7 | 140 | A | 7 | 4.1 | A | 7 | 12900 | B | 7 | 990 | A | 7 | 1.1 | E | 8 | 0.073 | F | 8 | 0.17 | F | 8 | 0 | 1 | D | 9 | 0 | C | 8
[26 empty] | 3836100% | 15:00 | 507 | 1415 | 115 | 2 | 9 | 0 | 2 | 21 | 115 | 2 | 9 | 131 | 2 | 9 | 0 | 2 | 21 | 131 | 2 | 9 | 450 | 2 | 25 | 10 | E | 9 | 10 | E | 9 | 4 | A | 7 | -1 | A | 7 | 69 | A | 7 | 1001 | A | 7 | 150 | A | 7 | 3.6 | A | 7 | 12900 | B | 7 | 930 | A | 7 | 1.2 | E | 8 | 0.073 | F | 8 | 0.17 | F | 8 | 0 | 1 | D | 9 | 0 | C | 8
Uncontrolled run time |  | Control Type | Controlled run time |  | Temperature | WHFe |  | Hours | [17 empty] | 3836100% | 16:00 | 337 | 1415 | 134 | 2 | 9 | 181 | 2 | 21 | 90 | 2 | 9 | 141 | 2 | 9 | 148 | 2 | 21 | 105 | 2 | 9 | 175 | 2 | 25 | 10 | E | 9 | 10 | E | 9 | 3 | A | 7 | -1 | A | 7 | 74 | A | 7 | 1000 | A | 7 | 140 | A | 7 | 5.1 | A | 7 | 12900 | B | 7 | 630 | A | 7 | 1.2 | E | 8 | 0.073 | F | 8 | 0.17 | F | 8 | 0 | 1 | D | 9 | 0 | C | 8
0.907 |  | ON/OFF | 0.589 |  | Cooler | 1.25 |  | 8760 | [17 empty] | 3836100% | 17:00 | 125 | 1415 | 42 | 2 | 9 | 174 | 2 | 21 | 27 | 2 | 9 | 44 | 2 | 9 | 83 | 2 | 21 | 37 | 2 | 9 | 48 | 2 | 25 | 10 | E | 9 | 10 | E | 9 | 3 | A | 7 | -2 | A | 7 | 68 | A | 7 | 1000 | A | 7 | 140 | A | 7 | 4.1 | A | 7 | 14500 | B | 7 | 810 | A | 7 | 1.3 | E | 8 | 0.073 | F | 8 | 0.17 | F | 8 | 0 | 1 | D | 9 | 0 | C | 8
|  | Micropulse | 0.428 |  | Freezer | 1.5 | [19 empty] | 3836100% | 18:00 | 0 | 83 | 0 | 2 | 9 | 0 | 2 | 21 | 0 | 2 | 9 | 0 | 2 | 9 | 0 | 2 | 21 | 0 | 2 | 9 | 0 | 2 | 25 | 10 | E | 9 | 10 | E | 9 | 3 | A | 7 | -1 | A | 7 | 74 | A | 7 | 1000 | A | 7 | 140 | A | 7 | 2.6 | A | 7 | 14500 | B | 7 | 750 | A | 7 | 1.4 | E | 8 | 0.073 | F | 8 | 0.17 | F | 8 | 0 | 1 | D | 9 | 0 | C | 8
[26 empty] | 3836100% | 19:00 | 0 | 0 | 0 | 2 | 0 | 0 | 2 | 0 | 0 | 2 | 0 | 0 | 2 | 0 | 0 | 2 | 0 | 0 | 2 | 0 | 0 | 2 | 0 | 10 | E | 9 | 10 | A | 7 | 3 | A | 7 | -1 | A | 7 | 74 | A | 7 | 999 | A | 7 | 150 | A | 7 | 3.6 | A | 7 | 14500 | B | 7 | 690 | A | 7 | 1.4 | E | 8 | 0.073 | F | 8 | 0.17 | F | 8 | 0 | 1 | D | 9 | 0 | C | 8
| Refrigeration ETDF | [24 empty] | 3836100% | 20:00 | 0 | 0 | 0 | 2 | 0 | 0 | 2 | 0 | 0 | 2 | 0 | 0 | 2 | 0 | 0 | 2 | 0 | 0 | 2 | 0 | 0 | 2 | 0 | 10 | E | 9 | 10 | E | 9 | 3 | A | 7 | -1 | A | 7 | 74 | A | 7 | 999 | A | 7 | 160 | A | 7 | 2.6 | A | 7 | 12900 | B | 7 | 690 | A | 7 | 1.4 | E | 8 | 0.073 | F | 8 | 0.17 | F | 8 | 0 | 1 | D | 9 | 0 | C | 8
Facility Type | ETDF_summer peak | ETDF_winter peak |  | RUL | [21 empty] | 3836100% | 21:00 | 0 | 0 | 0 | 2 | 0 | 0 | 2 | 0 | 0 | 2 | 0 | 0 | 2 | 0 | 0 | 2 | 0 | 0 | 2 | 0 | 0 | 2 | 0 | 0 | E | 9 | 0 | E | 9 | 2 | A | 7 | -1 | A | 7 | 80 | A | 7 | 998 | A | 7 | 140 | A | 7 | 3.6 | A | 7 | 12900 | B | 7 | 77777 | A | 7 | 1.4 | E | 8 | 0.073 | F | 8 | 0.17 | F | 8 | 0 | 1 | D | 9 | 0 | C | 8
Full Service Restaurant | 0.0001421 | 0.0001082 |  | 4 | [21 empty] | 3836100% | 22:00 | 0 | 0 | 0 | 2 | 0 | 0 | 2 | 0 | 0 | 2 | 0 | 0 | 2 | 0 | 0 | 2 | 0 | 0 | 2 | 0 | 0 | 2 | 0 | 0 | E | 9 | 0 | E | 9 | 2 | A | 7 | -1 | A | 7 | 80 | A | 7 | 998 | A | 7 | 150 | A | 7 | 4.6 | A | 7 | 12900 | B | 7 | 77777 | A | 7 | 1.4 | E | 8 | 0.073 | F | 8 | 0.17 | F | 8 | 0 | 1 | D | 9 | 0 | C | 8
Hospital | 0.0001533 | 0.0001163 | [23 empty] | 3836100% | 23:00 | 0 | 0 | 0 | 2 | 0 | 0 | 2 | 0 | 0 | 2 | 0 | 0 | 2 | 0 | 0 | 2 | 0 | 0 | 2 | 0 | 0 | 2 | 0 | 0 | E | 9 | 0 | E | 9 | 2 | A | 7 | -1 | A | 7 | 80 | A | 7 | 997 | A | 7 | 150 | A | 7 | 5.1 | A | 7 | 14500 | B | 7 | 77777 | A | 7 | 1.4 | E | 8 | 0.073 | F | 8 | 0.17 | F | 8 | 0 | 1 | D | 9 | 0 | C | 8
Large Hotel | 0.0001374 | 0.0001115 | [23 empty] | 3836100% | 24:00 | 0 | 0 | 0 | 2 | 0 | 0 | 2 | 0 | 0 | 2 | 0 | 0 | 2 | 0 | 0 | 2 | 0 | 0 | 2 | 0 | 0 | 2 | 0 | 1 | E | 9 | 1 | E | 9 | 2 | A | 7 | -1 | A | 7 | 80 | A | 7 | 996 | A | 7 | 150 | A | 7 | 5.1 | A | 7 | 12900 | B | 7 | 77777 | A | 7 | 1.3 | E | 8 | 0.073 | F | 8 | 0.17 | F | 8 | 0 | 1 | D | 9 | 0 | C | 8
Primary School | 0.0001393 | 0.0001079 | [23 empty] | 3836200% | 1:00 | 0 | 0 | 0 | 2 | 0 | 0 | 2 | 0 | 0 | 2 | 0 | 0 | 2 | 0 | 0 | 2 | 0 | 0 | 2 | 0 | 0 | 2 | 0 | 4 | E | 9 | 4 | E | 9 | 2 | A | 7 | -1 | A | 7 | 80 | A | 7 | 995 | A | 7 | 150 | A | 7 | 4.1 | A | 7 | 12900 | B | 7 | 77777 | A | 7 | 1.3 | E | 8 | 0.073 | F | 8 | 0.17 | F | 8 | 0 | 1 | D | 9 | 0 | C | 8
Quick Service Restaurant | 0.0001419 | 0.000107 | [23 empty] | 3836200% | 2:00 | 0 | 0 | 0 | 2 | 0 | 0 | 2 | 0 | 0 | 2 | 0 | 0 | 2 | 0 | 0 | 2 | 0 | 0 | 2 | 0 | 0 | 2 | 0 | 10 | E | 9 | 10 | E | 9 | 2 | A | 7 | -1 | A | 7 | 80 | A | 7 | 994 | A | 7 | 150 | A | 7 | 4.6 | A | 7 | 11300 | B | 7 | 3600 | A | 7 | 1.3 | E | 8 | 0.073 | F | 8 | 0.17 | F | 8 | 0 | 1 | D | 9 | 0 | C | 8
Secondary School | 0.000159 | 0.0001169 | [23 empty] | 3836200% | 3:00 | 0 | 0 | 0 | 2 | 0 | 0 | 2 | 0 | 0 | 2 | 0 | 0 | 2 | 0 | 0 | 2 | 0 | 0 | 2 | 0 | 0 | 2 | 0 | 0 | E | 9 | 0 | E | 9 | 1 | A | 7 | -1 | A | 7 | 86 | A | 7 | 994 | A | 7 | 140 | A | 7 | 2.6 | A | 7 | 9700 | B | 7 | 77777 | A | 7 | 1.4 | E | 8 | 0.073 | F | 8 | 0.17 | F | 8 | 0 | 1 | D | 9 | 10 | C | 8
Other | 0.0001426 | 0.0001094 | [23 empty] | 3836200% | 4:00 | 0 | 0 | 0 | 2 | 0 | 0 | 2 | 0 | 0 | 2 | 0 | 0 | 2 | 0 | 0 | 2 | 0 | 0 | 2 | 0 | 0 | 2 | 0 | 6 | E | 9 | 5 | E | 9 | 1 | A | 7 | -1 | A | 7 | 86 | A | 7 | 992 | A | 7 | 130 | A | 7 | 2.1 | A | 7 | 9700 | B | 7 | 77777 | A | 7 | 1.4 | E | 8 | 0.073 | F | 8 | 0.17 | F | 8 | 0 | 1 | D | 9 | 10 | C | 8
[26 empty] | 3836200% | 5:00 | 0 | 0 | 0 | 2 | 0 | 0 | 2 | 0 | 0 | 2 | 0 | 0 | 2 | 0 | 0 | 2 | 0 | 0 | 2 | 0 | 0 | 2 | 0 | 2 | E | 9 | 2 | E | 9 | -1 | A | 7 | -2 | A | 7 | 92 | A | 7 | 992 | A | 7 | 320 | A | 7 | 3.1 | A | 7 | 6400 | B | 7 | 77777 | A | 7 | 1.3 | E | 8 | 0.073 | F | 8 | 0.17 | F | 8 | 0 | 1 | D | 9 | 10 | C | 8
Evaporator Fan ECM Retrofit | [25 empty] | 3836200% | 6:00 | 0 | 0 | 0 | 2 | 0 | 0 | 2 | 0 | 0 | 2 | 0 | 0 | 2 | 0 | 0 | 2 | 0 | 0 | 2 | 0 | 0 | 2 | 0 | 0 | E | 9 | 0 | E | 9 | -1 | A | 7 | -2 | A | 7 | 92 | A | 7 | 991 | A | 7 | 0 | A | 7 | 0 | A | 7 | 4000 | B | 7 | 77777 | A | 7 | 1.2 | E | 8 | 0.073 | F | 8 | 0.17 | F | 8 | 0 | 1 | D | 9 | 10 | C | 8
[26 empty] | 3836200% | 7:00 | 0 | 0 | 0 | 2 | 0 | 0 | 2 | 0 | 0 | 2 | 0 | 0 | 2 | 0 | 0 | 2 | 0 | 0 | 2 | 0 | 0 | 2 | 0 | 0 | E | 9 | 0 | E | 9 | -1 | A | 7 | -2 | A | 7 | 92 | A | 7 | 992 | A | 7 | 150 | A | 7 | 1.5 | A | 7 | 6400 | B | 7 | 77777 | A | 7 | 1.1 | E | 8 | 0.073 | F | 8 | 0.17 | F | 8 | 0 | 1 | D | 9 | 10 | C | 8
Hours |  | Temperature | WHFe |  | EUL | [20 empty] | 3836200% | 8:00 | 22 | 625 | 0 | 2 | 9 | 0 | 2 | 21 | 0 | 2 | 9 | 0 | 2 | 9 | 0 | 2 | 21 | 0 | 2 | 9 | 0 | 2 | 25 | 0 | E | 9 | 0 | E | 9 | -1 | A | 7 | -1 | A | 7 | 100 | A | 7 | 992 | A | 7 | 140 | A | 7 | 2.1 | A | 7 | 2800 | B | 7 | 77777 | A | 7 | 1 | E | 8 | 0.073 | F | 8 | 0.17 | F | 8 | 0 | 1 | D | 9 | 10 | C | 8
8760 |  | Cooler | 1.38 |  | 15 | [20 empty] | 3836200% | 9:00 | 212 | 1415 | 98 | 2 | 9 | 203 | 2 | 21 | 68 | 2 | 9 | 102 | 2 | 9 | 129 | 2 | 21 | 83 | 2 | 9 | 134 | 2 | 25 | 8 | E | 9 | 8 | E | 9 | 1 | A | 7 | -1 | A | 7 | 86 | A | 7 | 994 | A | 7 | 0 | A | 7 | 0 | A | 7 | 3200 | B | 7 | 1290 | A | 7 | 1 | E | 8 | 0.073 | F | 8 | 0.17 | F | 8 | 0 | 1 | D | 9 | 10 | C | 8
|  | Freezer | 1.76 | [22 empty] | 3836200% | 10:00 | 411 | 1415 | 213 | 2 | 9 | 386 | 2 | 21 | 101 | 2 | 9 | 222 | 2 | 9 | 337 | 2 | 21 | 124 | 2 | 9 | 190 | 2 | 25 | 10 | E | 9 | 10 | E | 9 | 1 | A | 7 | 0 | A | 7 | 93 | A | 7 | 994 | A | 7 | 100 | A | 7 | 2.1 | A | 7 | 4800 | B | 7 | 1110 | A | 7 | 0.9 | E | 8 | 0.073 | F | 8 | 0.17 | F | 8 | 0 | 1 | D | 9 | 10 | C | 8
[26 empty] | 3836200% | 11:00 | 560 | 1415 | 331 | 2 | 9 | 503 | 2 | 21 | 131 | 2 | 9 | 348 | 2 | 9 | 482 | 2 | 21 | 157 | 2 | 9 | 256 | 2 | 25 | 10 | E | 9 | 10 | E | 9 | 3 | A | 7 | 1 | A | 7 | 87 | A | 7 | 994 | A | 7 | 120 | A | 7 | 1.5 | A | 7 | 6400 | B | 7 | 1110 | A | 7 | 1 | E | 8 | 0.073 | F | 8 | 0.17 | F | 8 | 0 | 1 | D | 9 | 10 | C | 8
Evaporator Fan Motor Control | [25 empty] | 3836200% | 12:00 | 649 | 1415 | 378 | 2 | 9 | 466 | 2 | 21 | 164 | 2 | 9 | 397 | 2 | 9 | 460 | 2 | 21 | 185 | 2 | 9 | 337 | 2 | 25 | 10 | E | 9 | 10 | E | 9 | 6 | A | 7 | 2 | A | 7 | 75 | A | 7 | 993 | A | 7 | 0 | A | 7 | 0 | A | 7 | 9700 | B | 7 | 1110 | A | 7 | 1.1 | E | 8 | 0.073 | F | 8 | 0.17 | F | 8 | 0 | 1 | D | 9 | 5 | C | 8
[26 empty] | 3836200% | 13:00 | 670 | 1415 | 413 | 2 | 9 | 552 | 2 | 21 | 151 | 2 | 9 | 439 | 2 | 9 | 549 | 2 | 21 | 178 | 2 | 9 | 310 | 2 | 25 | 3 | E | 9 | 3 | E | 9 | 9 | A | 7 | 3 | A | 7 | 66 | A | 7 | 993 | A | 7 | 280 | A | 7 | 4.1 | A | 7 | 12900 | B | 7 | 77777 | A | 7 | 1.1 | E | 8 | 0.073 | F | 8 | 0.17 | F | 8 | 0 | 1 | D | 9 | 0 | C | 8
Temperature | WHFe |  | Hours |  | Control Type | Controlled run time |  | Motor Type |  | EUL | [15 empty] | 3836200% | 14:00 | 623 | 1415 | 352 | 2 | 9 | 440 | 2 | 21 | 158 | 2 | 9 | 369 | 2 | 9 | 431 | 2 | 21 | 178 | 2 | 9 | 320 | 2 | 25 | 0 | E | 9 | 0 | E | 9 | 11 | A | 7 | 2 | A | 7 | 54 | A | 7 | 993 | A | 7 | 280 | A | 7 | 9.8 | A | 7 | 16100 | B | 7 | 77777 | A | 7 | 1.2 | E | 8 | 0.073 | F | 8 | 0.17 | F | 8 | 0 | 1 | D | 9 | 0 | C | 8
Cooler | 1.38 |  | 8760 |  | ON/OFF | 0.636 |  | SP |  | 16 | [15 empty] | 3836200% | 15:00 | 511 | 1415 | 264 | 2 | 9 | 357 | 2 | 21 | 134 | 2 | 9 | 273 | 2 | 9 | 333 | 2 | 21 | 152 | 2 | 9 | 261 | 2 | 25 | 0 | E | 9 | 0 | E | 9 | 11 | A | 7 | 1 | A | 7 | 50 | A | 7 | 994 | A | 7 | 280 | A | 7 | 8.7 | A | 7 | 16100 | B | 7 | 77777 | A | 7 | 1.2 | E | 8 | 0.073 | F | 8 | 0.17 | F | 8 | 0 | 1 | D | 9 | 0 | C | 8
Freezer | 1.76 |  |  |  | Multi-speed | 0.692 |  | ECM | [17 empty] | 3836200% | 16:00 | 342 | 1415 | 169 | 2 | 9 | 412 | 2 | 21 | 69 | 2 | 9 | 179 | 2 | 9 | 337 | 2 | 21 | 97 | 2 | 9 | 125 | 2 | 25 | 4 | E | 9 | 3 | E | 9 | 10 | A | 7 | 1 | A | 7 | 54 | A | 7 | 995 | A | 7 | 280 | A | 7 | 5.1 | A | 7 | 16100 | B | 7 | 77777 | A | 7 | 1.2 | E | 8 | 0.073 | F | 8 | 0.17 | F | 8 | 0 | 1 | D | 9 | 0 | C | 8
[26 empty] | 3836200% | 17:00 | 129 | 1415 | 39 | 2 | 9 | 151 | 2 | 21 | 26 | 2 | 9 | 42 | 2 | 9 | 74 | 2 | 21 | 35 | 2 | 9 | 46 | 2 | 25 | 6 | E | 9 | 5 | E | 9 | 8 | A | 7 | 0 | A | 7 | 57 | A | 7 | 995 | A | 7 | 330 | A | 7 | 3.6 | A | 7 | 16100 | B | 7 | 77777 | A | 7 | 1.2 | E | 8 | 0.073 | F | 8 | 0.17 | F | 8 | 0 | 1 | D | 9 | 0 | C | 8
LED Refrigerated Case Lighting | [25 empty] | 3836200% | 18:00 | 1 | 106 | 0 | 2 | 9 | 0 | 2 | 21 | 0 | 2 | 9 | 0 | 2 | 9 | 0 | 2 | 21 | 0 | 2 | 9 | 0 | 2 | 25 | 10 | E | 9 | 9 | E | 9 | 7 | A | 7 | 0 | A | 7 | 61 | A | 7 | 996 | A | 7 | 310 | A | 7 | 6.7 | A | 7 | 16100 | B | 7 | 77777 | A | 7 | 1.1 | E | 8 | 0.073 | F | 8 | 0.17 | F | 8 | 0 | 1 | D | 9 | 0 | C | 8
[26 empty] | 3836200% | 19:00 | 0 | 0 | 0 | 2 | 0 | 0 | 2 | 0 | 0 | 2 | 0 | 0 | 2 | 0 | 0 | 2 | 0 | 0 | 2 | 0 | 0 | 2 | 0 | 0 | E | 9 | 0 | A | 7 | 6 | A | 7 | -1 | A | 7 | 60 | A | 7 | 996 | A | 7 | 320 | A | 7 | 4.6 | A | 7 | 16100 | B | 7 | 77777 | A | 7 | 1 | E | 8 | 0.073 | F | 8 | 0.17 | F | 8 | 0 | 1 | D | 9 | 0 | C | 8
Temperature | WHFe | WHFd |  | Baseline Lamp | Watts per Foot |  | Hours |  | CF |  | EUL | [14 empty] | 3836200% | 20:00 | 0 | 0 | 0 | 2 | 0 | 0 | 2 | 0 | 0 | 2 | 0 | 0 | 2 | 0 | 0 | 2 | 0 | 0 | 2 | 0 | 0 | 2 | 0 | 9 | E | 9 | 6 | E | 9 | 6 | A | 7 | -1 | A | 7 | 60 | A | 7 | 997 | A | 7 | 340 | A | 7 | 4.6 | A | 7 | 16100 | B | 7 | 77777 | A | 7 | 1.1 | E | 8 | 0.073 | F | 8 | 0.17 | F | 8 | 0 | 1 | D | 9 | 0 | C | 8
Cooler | 1.41 | 1.4 |  | T8 Case Lighting System | 16 |  | 6209 |  | 0.96 |  | 15 | [14 empty] | 3836200% | 21:00 | 0 | 0 | 0 | 2 | 0 | 0 | 2 | 0 | 0 | 2 | 0 | 0 | 2 | 0 | 0 | 2 | 0 | 0 | 2 | 0 | 0 | 2 | 0 | 10 | E | 9 | 5 | E | 9 | 5 | A | 7 | -1 | A | 7 | 64 | A | 7 | 997 | A | 7 | 360 | A | 7 | 3.6 | A | 7 | 16100 | B | 7 | 77777 | A | 7 | 1.2 | E | 8 | 0.073 | F | 8 | 0.17 | F | 8 | 0 | 1 | D | 9 | 0 | C | 8
Freezer | 1.52 | 1.51 |  | T12 Case Lighting System | 22.4 | [20 empty] | 3836200% | 22:00 | 0 | 0 | 0 | 2 | 0 | 0 | 2 | 0 | 0 | 2 | 0 | 0 | 2 | 0 | 0 | 2 | 0 | 0 | 2 | 0 | 0 | 2 | 0 | 10 | E | 9 | 5 | E | 9 | 4 | A | 7 | -1 | A | 7 | 69 | A | 7 | 997 | A | 7 | 340 | A | 7 | 2.6 | A | 7 | 16100 | B | 7 | 77777 | A | 7 | 1.2 | E | 8 | 0.073 | F | 8 | 0.17 | F | 8 | 0 | 1 | D | 9 | 0 | C | 8
[26 empty] | 3836200% | 23:00 | 0 | 0 | 0 | 2 | 0 | 0 | 2 | 0 | 0 | 2 | 0 | 0 | 2 | 0 | 0 | 2 | 0 | 0 | 2 | 0 | 0 | 2 | 0 | 9 | E | 9 | 5 | E | 9 | 3 | A | 7 | -1 | A | 7 | 74 | A | 7 | 998 | A | 7 | 0 | A | 7 | 0 | A | 7 | 14500 | B | 7 | 77777 | A | 7 | 1.3 | E | 8 | 0.073 | F | 8 | 0.17 | F | 8 | 0 | 1 | D | 9 | 0 | C | 8
Beverage Vending Machine Controls | [25 empty] | 3836200% | 24:00 | 0 | 0 | 0 | 2 | 0 | 0 | 2 | 0 | 0 | 2 | 0 | 0 | 2 | 0 | 0 | 2 | 0 | 0 | 2 | 0 | 0 | 2 | 0 | 10 | E | 9 | 6 | E | 9 | 3 | A | 7 | -1 | A | 7 | 74 | A | 7 | 998 | A | 7 | 70 | A | 7 | 2.6 | A | 7 | 14500 | B | 7 | 77777 | A | 7 | 1.3 | E | 8 | 0.073 | F | 8 | 0.17 | F | 8 | 0 | 1 | D | 9 | 0 | C | 8
[26 empty] | 3836300% | 1:00 | 0 | 0 | 0 | 2 | 0 | 0 | 2 | 0 | 0 | 2 | 0 | 0 | 2 | 0 | 0 | 2 | 0 | 0 | 2 | 0 | 0 | 2 | 0 | 10 | B | 8 | 7 | B | 8 | 2.8 | B | 8 | -1.1 | B | 8 | 75 | A | 7 | 997 | B | 8 | 60 | B | 8 | 2.9 | B | 8 | 13433 | C | 8 | 15867 | B | 8 | 1.3 | E | 8 | 0.073 | F | 8 | 0.17 | F | 8 | 0 | 1 | D | 9 | 0 | C | 8
Category | Vintage | Transparency | Class |  | Sleep Hours |  | Days |  | EUL | [16 empty] | 3836300% | 2:00 | 0 | 0 | 0 | 2 | 0 | 0 | 2 | 0 | 0 | 2 | 0 | 0 | 2 | 0 | 0 | 2 | 0 | 0 | 2 | 0 | 0 | 2 | 0 | 10 | B | 8 | 8 | B | 8 | 3 | B | 8 | -1.1 | B | 8 | 74 | A | 7 | 997 | B | 8 | 60 | B | 8 | 3.3 | B | 8 | 12366 | C | 8 | 9733 | B | 8 | 1.3 | E | 8 | 0.073 | F | 8 | 0.17 | F | 8 | 0 | 1 | D | 9 | 0 | C | 8
Refrigerated Beverage Vending Machine | Post-2019 | >=25% Transparent | A |  | 4 |  | 365.25 |  | 5 | [16 empty] | 3836300% | 3:00 | 0 | 0 | 0 | 2 | 0 | 0 | 2 | 0 | 0 | 2 | 0 | 0 | 2 | 0 | 0 | 2 | 0 | 0 | 2 | 0 | 0 | 2 | 0 | 10 | E | 9 | 10 | E | 9 | 3 | A | 7 | -1 | A | 7 | 74 | A | 7 | 997 | A | 7 | 50 | A | 7 | 3.6 | A | 7 | 11300 | B | 7 | 3600 | A | 7 | 1.4 | E | 8 | 0.073 | F | 8 | 0.17 | F | 8 | 0 | 1 | D | 9 | 0 | C | 8
Combination Vending Machine | Pre-2019 | <25% Transparent | B | [22 empty] | 3836300% | 4:00 | 0 | 0 | 0 | 2 | 0 | 0 | 2 | 0 | 0 | 2 | 0 | 0 | 2 | 0 | 0 | 2 | 0 | 0 | 2 | 0 | 0 | 2 | 0 | 10 | E | 9 | 10 | E | 9 | 2 | A | 7 | -1 | A | 7 | 80 | A | 7 | 997 | A | 7 | 290 | A | 7 | 1.5 | A | 7 | 11300 | B | 7 | 3600 | A | 7 | 1.4 | E | 8 | 0.073 | F | 8 | 0.17 | F | 8 | 0 | 1 | D | 9 | 0 | C | 8
[26 empty] | 3836300% | 5:00 | 0 | 0 | 0 | 2 | 0 | 0 | 2 | 0 | 0 | 2 | 0 | 0 | 2 | 0 | 0 | 2 | 0 | 0 | 2 | 0 | 0 | 2 | 0 | 10 | E | 9 | 10 | E | 9 | 2 | A | 7 | -1 | A | 7 | 80 | A | 7 | 997 | A | 7 | 0 | A | 7 | 0 | A | 7 | 11300 | B | 7 | 3300 | A | 7 | 1.4 | E | 8 | 0.073 | F | 8 | 0.17 | F | 8 | 0 | 1 | D | 9 | 0 | C | 8
Facility Type | Hours of Use |  | Category | Vintage | Class | Concatenate | MDEC A | MDEC B | [17 empty] | 3836300% | 6:00 | 0 | 0 | 0 | 2 | 0 | 0 | 2 | 0 | 0 | 2 | 0 | 0 | 2 | 0 | 0 | 2 | 0 | 0 | 2 | 0 | 0 | 2 | 0 | 10 | E | 9 | 10 | E | 9 | 2 | A | 7 | -1 | A | 7 | 80 | A | 7 | 998 | A | 7 | 240 | A | 7 | 3.1 | A | 7 | 11300 | B | 7 | 3000 | A | 7 | 1.5 | E | 8 | 0.073 | F | 8 | 0.17 | F | 8 | 0 | 1 | D | 9 | 0 | C | 8
Education | 3302 |  | Refrigerated Beverage Vending Machine | Post-2019 | A | Refrigerated Beverage Vending MachinePost-2019A | 0.052 | 2.43 | [17 empty] | 3836300% | 7:00 | 0 | 0 | 0 | 2 | 0 | 0 | 2 | 0 | 0 | 2 | 0 | 0 | 2 | 0 | 0 | 2 | 0 | 0 | 2 | 0 | 0 | 2 | 0 | 10 | E | 9 | 10 | E | 9 | 3 | A | 7 | -1 | A | 7 | 74 | A | 7 | 997 | A | 7 | 110 | A | 7 | 3.1 | A | 7 | 11300 | B | 7 | 2700 | A | 7 | 1.6 | E | 8 | 0.073 | F | 8 | 0.17 | F | 8 | 0 | 1 | D | 9 | 0 | C | 8
Exercise Facility | 5948 |  | Refrigerated Beverage Vending Machine | Post-2019 | B | Refrigerated Beverage Vending MachinePost-2019B | 0.052 | 2.2 | [17 empty] | 3836300% | 8:00 | 23 | 648 | 0 | 2 | 9 | 0 | 2 | 21 | 0 | 2 | 9 | 0 | 2 | 9 | 0 | 2 | 21 | 0 | 2 | 9 | 0 | 2 | 25 | 10 | E | 9 | 9 | E | 9 | 3 | A | 7 | 0 | A | 7 | 81 | A | 7 | 997 | A | 7 | 50 | A | 7 | 2.6 | A | 7 | 8000 | B | 7 | 3300 | A | 7 | 1.7 | E | 8 | 0.073 | F | 8 | 0.17 | F | 8 | 0 | 1 | D | 9 | 5 | C | 8
Grocery | 7272 |  | Combination Vending Machine | Post-2019 | A | Combination Vending MachinePost-2019A | 0.086 | 2.66 | [17 empty] | 3836300% | 9:00 | 214 | 1414 | 108 | 2 | 9 | 261 | 2 | 21 | 68 | 2 | 9 | 108 | 2 | 9 | 169 | 2 | 21 | 82 | 2 | 9 | 128 | 2 | 25 | 10 | E | 9 | 9 | E | 9 | 4 | A | 7 | -1 | A | 7 | 69 | A | 7 | 997 | A | 7 | 60 | A | 7 | 2.6 | A | 7 | 11300 | B | 7 | 2400 | A | 7 | 1.8 | E | 8 | 0.073 | F | 8 | 0.17 | F | 8 | 0 | 1 | D | 9 | 0 | C | 8
Health | 4911 |  | Combination Vending Machine | Post-2019 | B | Combination Vending MachinePost-2019B | 0.111 | 2.04 | [17 empty] | 3836300% | 10:00 | 413 | 1414 | 199 | 2 | 9 | 291 | 2 | 21 | 114 | 2 | 9 | 211 | 2 | 9 | 260 | 2 | 21 | 134 | 2 | 9 | 228 | 2 | 25 | 10 | E | 9 | 9 | E | 9 | 3 | A | 7 | 1 | A | 7 | 87 | A | 7 | 997 | A | 7 | 0 | A | 7 | 0 | A | 7 | 8000 | B | 7 | 2700 | A | 7 | 2 | E | 8 | 0.073 | F | 8 | 0.17 | F | 8 | 0 | 1 | D | 9 | 10 | C | 8
Hotel/Lodging | 7839 |  | Refrigerated Beverage Vending Machine | Pre-2019 | A | Refrigerated Beverage Vending MachinePre-2019A | 0.055 | 2.56 | [17 empty] | 3836300% | 11:00 | 563 | 1414 | 312 | 2 | 9 | 398 | 2 | 21 | 153 | 2 | 9 | 323 | 2 | 9 | 381 | 2 | 21 | 171 | 2 | 9 | 305 | 2 | 25 | 10 | E | 9 | 10 | E | 9 | 4 | A | 7 | 1 | A | 7 | 81 | A | 7 | 997 | A | 7 | 240 | A | 7 | 2.1 | A | 7 | 9700 | B | 7 | 1050 | A | 7 | 2.1 | E | 8 | 0.073 | F | 8 | 0.17 | F | 8 | 15 | 1 | D | 9 | 61 | C | 8
Multi-Family | 5908 |  | Refrigerated Beverage Vending Machine | Pre-2019 | B | Refrigerated Beverage Vending MachinePre-2019B | 0.073 | 3.16 | [17 empty] | 3836300% | 12:00 | 652 | 1414 | 347 | 2 | 9 | 339 | 2 | 21 | 191 | 2 | 9 | 371 | 2 | 9 | 346 | 2 | 21 | 211 | 2 | 9 | 421 | 2 | 25 | 10 | E | 9 | 10 | E | 9 | 3 | A | 7 | 2 | A | 7 | 93 | A | 7 | 996 | B | 8 | 40 | A | 7 | 2.1 | A | 7 | 4000 | B | 7 | 840 | A | 7 | 2.2 | E | 8 | 0.073 | F | 8 | 0.17 | F | 8 | 27 | 1 | D | 9 | 10 | C | 8
Office | 3076 |  | Combination Vending Machine | Pre-2019 | A | Combination Vending MachinePre-2019A | 0.055 | 2.56 | [17 empty] | 3836300% | 13:00 | 674 | 1414 | 389 | 2 | 9 | 468 | 2 | 21 | 166 | 2 | 9 | 410 | 2 | 9 | 465 | 2 | 21 | 188 | 2 | 9 | 345 | 2 | 25 | 10 | E | 9 | 10 | E | 9 | 3 | A | 7 | 2 | A | 7 | 93 | A | 7 | 995 | A | 7 | 80 | A | 7 | 2.6 | A | 7 | 4000 | B | 7 | 840 | A | 7 | 2.4 | E | 8 | 0.073 | F | 8 | 0.17 | F | 8 | 0 | 1 | D | 9 | 10 | C | 8
Other | 5964 |  | Combination Vending Machine | Pre-2019 | B | Combination Vending MachinePre-2019B | 0.073 | 3.16 | [17 empty] | 3836300% | 14:00 | 627 | 1414 | 358 | 2 | 9 | 428 | 2 | 21 | 168 | 2 | 9 | 373 | 2 | 9 | 419 | 2 | 21 | 186 | 2 | 9 | 344 | 2 | 25 | 10 | E | 9 | 10 | E | 9 | 5 | A | 7 | 3 | A | 7 | 87 | A | 7 | 993 | A | 7 | 120 | A | 7 | 3.1 | A | 7 | 4800 | B | 7 | 1320 | A | 7 | 2.4 | E | 8 | 0.073 | F | 8 | 0.17 | F | 8 | 0 | 1 | D | 9 | 10 | C | 8
Parking Garage – No Daylight Controls | 8766 | [24 empty] | 3836300% | 15:00 | 515 | 1414 | 281 | 2 | 9 | 404 | 2 | 21 | 133 | 2 | 9 | 292 | 2 | 9 | 378 | 2 | 21 | 153 | 2 | 9 | 259 | 2 | 25 | 10 | E | 9 | 10 | E | 9 | 6 | A | 7 | 2 | A | 7 | 75 | A | 7 | 993 | A | 7 | 140 | A | 7 | 4.1 | A | 7 | 4800 | B | 7 | 840 | A | 7 | 2.4 | E | 8 | 0.073 | F | 8 | 0.17 | F | 8 | 0 | 1 | D | 9 | 10 | C | 8
Parking Garage – Daylight Controls | 3401 |  | Installation Type | [22 empty] | 3836300% | 16:00 | 346 | 1414 | 169 | 2 | 9 | 339 | 2 | 21 | 86 | 2 | 9 | 175 | 2 | 9 | 278 | 2 | 21 | 107 | 2 | 9 | 160 | 2 | 25 | 10 | E | 9 | 10 | E | 9 | 6 | A | 7 | 2 | A | 7 | 75 | A | 7 | 993 | A | 7 | 140 | A | 7 | 3.6 | A | 7 | 9700 | B | 7 | 780 | A | 7 | 2.4 | E | 8 | 0.073 | F | 8 | 0.17 | F | 8 | 3 | 1 | D | 9 | 5 | C | 8
Retail | 5282 |  | CNP Installed (Default) | [22 empty] | 3836300% | 17:00 | 133 | 1414 | 43 | 2 | 9 | 157 | 2 | 21 | 29 | 2 | 9 | 46 | 2 | 9 | 78 | 2 | 21 | 39 | 2 | 9 | 52 | 2 | 25 | 10 | E | 9 | 10 | E | 9 | 4 | A | 7 | 3 | A | 7 | 93 | A | 7 | 993 | A | 7 | 330 | A | 7 | 3.1 | A | 7 | 4000 | B | 7 | 600 | A | 7 | 2.5 | E | 8 | 0.073 | F | 8 | 0.17 | F | 8 | 19 | 1 | D | 9 | 61 | C | 8
Warehouse/Industrial | 4921 |  | DIY | [22 empty] | 3836300% | 18:00 | 1 | 130 | 0 | 2 | 9 | 0 | 2 | 21 | 0 | 2 | 9 | 0 | 2 | 9 | 0 | 2 | 21 | 0 | 2 | 9 | 0 | 2 | 25 | 10 | E | 9 | 10 | E | 9 | 4 | A | 7 | 3 | A | 7 | 93 | A | 7 | 993 | A | 7 | 80 | A | 7 | 3.6 | A | 7 | 8000 | B | 7 | 720 | A | 7 | 2.5 | E | 8 | 0.073 | F | 8 | 0.17 | F | 8 | 3 | 1 | D | 9 | 10 | C | 8
[26 empty] | 3836300% | 19:00 | 0 | 0 | 0 | 2 | 0 | 0 | 2 | 0 | 0 | 2 | 0 | 0 | 2 | 0 | 0 | 2 | 0 | 0 | 2 | 0 | 0 | 2 | 0 | 10 | E | 9 | 10 | A | 7 | 4 | A | 7 | 3 | A | 7 | 93 | A | 7 | 993 | A | 7 | 60 | A | 7 | 4.1 | A | 7 | 8000 | B | 7 | 1320 | A | 7 | 2.6 | E | 8 | 0.073 | F | 8 | 0.17 | F | 8 | 0 | 1 | D | 9 | 10 | C | 8
Evaporator Coil Defrost Control | [25 empty] | 3836300% | 20:00 | 0 | 0 | 0 | 2 | 0 | 0 | 2 | 0 | 0 | 2 | 0 | 0 | 2 | 0 | 0 | 2 | 0 | 0 | 2 | 0 | 0 | 2 | 0 | 10 | E | 9 | 10 | E | 9 | 4 | A | 7 | 2 | A | 7 | 87 | A | 7 | 994 | A | 7 | 10 | A | 7 | 4.1 | A | 7 | 9700 | B | 7 | 900 | A | 7 | 2.6 | E | 8 | 0.073 | F | 8 | 0.17 | F | 8 | 0 | 1 | D | 9 | 10 | C | 8
[26 empty] | 3836300% | 21:00 | 0 | 0 | 0 | 2 | 0 | 0 | 2 | 0 | 0 | 2 | 0 | 0 | 2 | 0 | 0 | 2 | 0 | 0 | 2 | 0 | 0 | 2 | 0 | 10 | E | 9 | 10 | E | 9 | 4 | A | 7 | 2 | A | 7 | 87 | A | 7 | 994 | A | 7 | 70 | A | 7 | 3.6 | A | 7 | 8000 | B | 7 | 1800 | A | 7 | 2.6 | E | 8 | 0.073 | F | 8 | 0.17 | F | 8 | 0 | 1 | D | 9 | 10 | C | 8
Temperature |  | SVG |  | EUL | [21 empty] | 3836300% | 22:00 | 0 | 0 | 0 | 2 | 0 | 0 | 2 | 0 | 0 | 2 | 0 | 0 | 2 | 0 | 0 | 2 | 0 | 0 | 2 | 0 | 0 | 2 | 0 | 10 | E | 9 | 10 | E | 9 | 3 | A | 7 | 2 | A | 7 | 93 | A | 7 | 994 | A | 7 | 330 | A | 7 | 3.6 | A | 7 | 3200 | B | 7 | 1500 | A | 7 | 2.6 | E | 8 | 0.073 | F | 8 | 0.17 | F | 8 | 0 | 1 | D | 9 | 10 | C | 8
Cooler |  | 0.3 |  | 10 | [21 empty] | 3836300% | 23:00 | 0 | 0 | 0 | 2 | 0 | 0 | 2 | 0 | 0 | 2 | 0 | 0 | 2 | 0 | 0 | 2 | 0 | 0 | 2 | 0 | 0 | 2 | 0 | 10 | E | 9 | 10 | E | 9 | 3 | A | 7 | 2 | A | 7 | 93 | A | 7 | 993 | A | 7 | 330 | A | 7 | 2.6 | A | 7 | 4000 | B | 7 | 3000 | A | 7 | 2.6 | E | 8 | 0.073 | F | 8 | 0.17 | F | 8 | 0 | 1 | D | 9 | 10 | C | 8
Freezer | [25 empty] | 3836300% | 24:00 | 0 | 0 | 0 | 2 | 0 | 0 | 2 | 0 | 0 | 2 | 0 | 0 | 2 | 0 | 0 | 2 | 0 | 0 | 2 | 0 | 0 | 2 | 0 | 10 | E | 9 | 10 | E | 9 | 2 | A | 7 | 2 | A | 7 | 100 | A | 7 | 993 | A | 7 | 340 | A | 7 | 4.1 | A | 7 | 4000 | B | 7 | 600 | A | 7 | 2.6 | E | 8 | 0.073 | F | 8 | 0.17 | F | 8 | 0 | 1 | D | 9 | 10 | C | 8
[26 empty] | 3836400% | 1:00 | 0 | 0 | 0 | 2 | 0 | 0 | 2 | 0 | 0 | 2 | 0 | 0 | 2 | 0 | 0 | 2 | 0 | 0 | 2 | 0 | 0 | 2 | 0 | 10 | E | 9 | 10 | E | 9 | 3 | A | 7 | 2 | A | 7 | 93 | A | 7 | 993 | A | 7 | 10 | A | 7 | 3.6 | A | 7 | 4000 | B | 7 | 480 | A | 7 | 2.6 | E | 8 | 0.073 | F | 8 | 0.17 | F | 8 | 0 | 1 | D | 9 | 10 | C | 8
Variable Speed Refrigeration Compressor | [25 empty] | 3836400% | 2:00 | 0 | 0 | 0 | 2 | 0 | 0 | 2 | 0 | 0 | 2 | 0 | 0 | 2 | 0 | 0 | 2 | 0 | 0 | 2 | 0 | 0 | 2 | 0 | 10 | E | 9 | 10 | E | 9 | 3 | A | 7 | 2 | A | 7 | 93 | A | 7 | 993 | A | 7 | 330 | A | 7 | 3.1 | A | 7 | 4000 | B | 7 | 420 | A | 7 | 2.6 | E | 8 | 0.073 | F | 8 | 0.17 | F | 8 | 0 | 1 | D | 9 | 10 | C | 8
[26 empty] | 3836400% | 3:00 | 0 | 0 | 0 | 2 | 0 | 0 | 2 | 0 | 0 | 2 | 0 | 0 | 2 | 0 | 0 | 2 | 0 | 0 | 2 | 0 | 0 | 2 | 0 | 10 | E | 9 | 10 | E | 9 | 3 | A | 7 | 2 | A | 7 | 93 | A | 7 | 993 | A | 7 | 330 | A | 7 | 3.6 | A | 7 | 2800 | B | 7 | 300 | A | 7 | 2.5 | E | 8 | 0.073 | F | 8 | 0.17 | F | 8 | 0 | 1 | D | 9 | 10 | C | 8
Temperature | DC | LF | Efficiency | Hours | SVG | ETDFw |  | EUL | [17 empty] | 3836400% | 4:00 | 0 | 0 | 0 | 2 | 0 | 0 | 2 | 0 | 0 | 2 | 0 | 0 | 2 | 0 | 0 | 2 | 0 | 0 | 2 | 0 | 0 | 2 | 0 | 10 | E | 9 | 10 | E | 9 | 3 | A | 7 | 2 | A | 7 | 93 | A | 7 | 993 | A | 7 | 320 | A | 7 | 3.1 | A | 7 | 2400 | B | 7 | 150 | A | 7 | 2.5 | E | 8 | 0.073 | F | 8 | 0.17 | F | 8 | 0 | 1 | D | 9 | 10 | C | 8
Cooler | 0.55 | 0.9 | 0.88 | 8760 | 0.15 | 2.74e-05 |  | 15 | [17 empty] | 3836400% | 5:00 | 0 | 0 | 0 | 2 | 0 | 0 | 2 | 0 | 0 | 2 | 0 | 0 | 2 | 0 | 0 | 2 | 0 | 0 | 2 | 0 | 0 | 2 | 0 | 10 | E | 9 | 10 | E | 9 | 3 | A | 7 | 2 | A | 7 | 93 | A | 7 | 993 | A | 7 | 10 | A | 7 | 1.5 | A | 7 | 3200 | B | 7 | 30 | A | 7 | 2.6 | E | 8 | 0.073 | F | 8 | 0.17 | F | 8 | 0 | 1 | D | 9 | 10 | C | 8
Freezer | 0.85 | [24 empty] | 3836400% | 6:00 | 0 | 0 | 0 | 2 | 0 | 0 | 2 | 0 | 0 | 2 | 0 | 0 | 2 | 0 | 0 | 2 | 0 | 0 | 2 | 0 | 0 | 2 | 0 | 10 | E | 9 | 10 | E | 9 | 2 | A | 7 | 2 | A | 7 | 100 | A | 7 | 992 | A | 7 | 320 | A | 7 | 2.6 | A | 7 | 2400 | B | 7 | 30 | A | 7 | 2.6 | E | 8 | 0.073 | F | 8 | 0.17 | F | 8 | 0 | 1 | D | 9 | 10 | C | 8
[26 empty] | 3836400% | 7:00 | 0 | 0 | 0 | 2 | 0 | 0 | 2 | 0 | 0 | 2 | 0 | 0 | 2 | 0 | 0 | 2 | 0 | 0 | 2 | 0 | 0 | 2 | 0 | 10 | E | 9 | 10 | E | 9 | 2 | A | 7 | 2 | A | 7 | 100 | A | 7 | 993 | A | 7 | 320 | A | 7 | 3.1 | A | 7 | 1200 | B | 7 | 30 | A | 7 | 2.6 | E | 8 | 0.073 | F | 8 | 0.17 | F | 8 | 0 | 1 | D | 9 | 10 | C | 8
Floating Head Pressure Controls | [25 empty] | 3836400% | 8:00 | 23 | 648 | 0 | 2 | 9 | 0 | 2 | 21 | 0 | 2 | 9 | 0 | 2 | 9 | 0 | 2 | 21 | 0 | 2 | 9 | 0 | 2 | 25 | 10 | E | 9 | 10 | E | 9 | 2 | A | 7 | 2 | A | 7 | 100 | A | 7 | 993 | A | 7 | 340 | A | 7 | 2.1 | A | 7 | 800 | B | 7 | 30 | A | 7 | 2.6 | E | 8 | 0.073 | F | 8 | 0.17 | F | 8 | 0 | 1 | D | 9 | 10 | C | 8
[5 empty] | Hagerstown Climate Zone | [20 empty] | 3836400% | 9:00 | 215 | 1414 | 98 | 2 | 9 | 217 | 2 | 21 | 64 | 2 | 9 | 101 | 2 | 9 | 139 | 2 | 21 | 80 | 2 | 9 | 124 | 2 | 25 | 10 | E | 9 | 10 | E | 9 | 3 | A | 7 | 2 | A | 7 | 93 | A | 7 | 994 | A | 7 | 340 | A | 7 | 2.1 | A | 7 | 1600 | B | 7 | 30 | A | 7 | 2.6 | E | 8 | 0.073 | F | 8 | 0.17 | F | 8 | 0 | 1 | D | 9 | 10 | C | 8
System Rating |  | Temperature | Condensing Type | Concat | kWh/HP | COP |  | EUL | [17 empty] | 3836400% | 10:00 | 415 | 1414 | 227 | 2 | 9 | 436 | 2 | 21 | 99 | 2 | 9 | 237 | 2 | 9 | 383 | 2 | 21 | 125 | 2 | 9 | 185 | 2 | 25 | 10 | E | 9 | 10 | E | 9 | 3 | A | 7 | 3 | A | 7 | 100 | A | 7 | 994 | A | 7 | 320 | A | 7 | 2.6 | A | 7 | 2000 | B | 7 | 30 | A | 7 | 2.6 | E | 8 | 0.073 | F | 8 | 0.17 | F | 8 | 0 | 1 | D | 9 | 10 | C | 8
Ton |  | Refrigerator | Condensing Unit | RefrigeratorCondensing Unit | 638 | 2.6 |  | 15 | [17 empty] | 3836400% | 11:00 | 565 | 1414 | 331 | 2 | 9 | 466 | 2 | 21 | 144 | 2 | 9 | 345 | 2 | 9 | 447 | 2 | 21 | 166 | 2 | 9 | 285 | 2 | 25 | 10 | E | 9 | 10 | E | 9 | 4 | A | 7 | 3 | A | 7 | 93 | A | 7 | 994 | A | 7 | 340 | A | 7 | 3.1 | A | 7 | 2400 | B | 7 | 210 | A | 7 | 2.6 | E | 8 | 0.073 | F | 8 | 0.17 | F | 8 | 0 | 1 | D | 9 | 10 | C | 8
Horsepower |  | Freezer | Condensing Unit | FreezerCondensing Unit | 830 | 1.4 | [19 empty] | 3836400% | 12:00 | 655 | 1414 | 391 | 2 | 9 | 490 | 2 | 21 | 163 | 2 | 9 | 410 | 2 | 9 | 484 | 2 | 21 | 185 | 2 | 9 | 335 | 2 | 25 | 10 | E | 9 | 10 | E | 9 | 5 | A | 7 | 4 | A | 7 | 93 | A | 7 | 994 | A | 7 | 320 | A | 7 | 2.6 | A | 7 | 2800 | B | 7 | 90 | A | 7 | 2.6 | E | 8 | 0.073 | F | 8 | 0.17 | F | 8 | 0 | 1 | D | 9 | 10 | C | 8
|  | Refrigerator | Remote Condenser | RefrigeratorRemote Condenser | 508 | 2.5 | [19 empty] | 3836400% | 13:00 | 677 | 1414 | 407 | 2 | 9 | 492 | 2 | 21 | 171 | 2 | 9 | 428 | 2 | 9 | 489 | 2 | 21 | 192 | 2 | 9 | 357 | 2 | 25 | 10 | E | 9 | 10 | E | 9 | 5 | A | 7 | 4 | A | 7 | 93 | A | 7 | 993 | A | 7 | 330 | A | 7 | 2.6 | A | 7 | 2800 | B | 7 | 90 | A | 7 | 2.6 | E | 8 | 0.073 | F | 8 | 0.17 | F | 8 | 0 | 1 | D | 9 | 10 | C | 8
Condensing Type |  | Freezer | Remote Condenser | FreezerRemote Condenser | 712 | 1.4 | [19 empty] | 3836400% | 14:00 | 631 | 1414 | 376 | 2 | 9 | 499 | 2 | 21 | 152 | 2 | 9 | 395 | 2 | 9 | 490 | 2 | 21 | 176 | 2 | 9 | 308 | 2 | 25 | 10 | E | 9 | 10 | E | 9 | 6 | A | 7 | 5 | A | 7 | 93 | A | 7 | 993 | A | 7 | 330 | A | 7 | 2.6 | A | 7 | 3200 | B | 7 | 300 | A | 7 | 2.5 | E | 8 | 0.073 | F | 8 | 0.17 | F | 8 | 0 | 1 | D | 9 | 10 | C | 8
Condensing Unit | [25 empty] | 3836400% | 15:00 | 519 | 1414 | 297 | 2 | 9 | 481 | 2 | 21 | 120 | 2 | 9 | 313 | 2 | 9 | 452 | 2 | 21 | 146 | 2 | 9 | 231 | 2 | 25 | 10 | E | 9 | 9 | E | 9 | 6 | A | 7 | 5 | A | 7 | 93 | A | 7 | 993 | A | 7 | 330 | A | 7 | 3.1 | A | 7 | 4000 | B | 7 | 150 | A | 7 | 2.5 | E | 8 | 0.073 | F | 8 | 0.17 | F | 8 | 0 | 1 | D | 9 | 10 | C | 8
Remote Condenser | [25 empty] | 3836400% | 16:00 | 350 | 1414 | 180 | 2 | 9 | 396 | 2 | 21 | 81 | 2 | 9 | 187 | 2 | 9 | 326 | 2 | 21 | 106 | 2 | 9 | 149 | 2 | 25 | 10 | E | 9 | 9 | E | 9 | 6 | A | 7 | 5 | A | 7 | 93 | A | 7 | 993 | A | 7 | 330 | A | 7 | 2.1 | A | 7 | 3200 | B | 7 | 180 | A | 7 | 2.5 | E | 8 | 0.073 | F | 8 | 0.17 | F | 8 | 0 | 1 | D | 9 | 10 | C | 8
[26 empty] | 3836400% | 17:00 | 137 | 1414 | 48 | 2 | 9 | 182 | 2 | 21 | 30 | 2 | 9 | 50 | 2 | 9 | 92 | 2 | 21 | 41 | 2 | 9 | 53 | 2 | 25 | 10 | E | 9 | 10 | E | 9 | 6 | A | 7 | 4 | A | 7 | 87 | A | 7 | 993 | A | 7 | 360 | A | 7 | 1.5 | A | 7 | 3200 | B | 7 | 240 | A | 7 | 2.5 | E | 8 | 0.073 | F | 8 | 0.17 | F | 8 | 0 | 1 | D | 9 | 10 | C | 8
Suction Pipe Insulation | [9 empty] | Special Doors | [15 empty] | 3836400% | 18:00 | 1 | 153 | 0 | 2 | 9 | 0 | 2 | 21 | 0 | 2 | 9 | 0 | 2 | 9 | 0 | 2 | 21 | 0 | 2 | 9 | 0 | 2 | 25 | 10 | E | 9 | 10 | E | 9 | 6 | A | 7 | 4 | A | 7 | 87 | A | 7 | 994 | A | 7 | 10 | A | 7 | 2.6 | A | 7 | 4800 | B | 7 | 240 | A | 7 | 2.5 | E | 8 | 0.073 | F | 8 | 0.17 | F | 8 | 0 | 1 | D | 9 | 10 | C | 8
[26 empty] | 3836400% | 19:00 | 0 | 0 | 0 | 2 | 0 | 0 | 2 | 0 | 0 | 2 | 0 | 0 | 2 | 0 | 0 | 2 | 0 | 0 | 2 | 0 | 0 | 2 | 0 | 10 | E | 9 | 10 | A | 7 | 6 | A | 7 | 4 | A | 7 | 87 | A | 7 | 995 | A | 7 | 350 | A | 7 | 2.6 | A | 7 | 4800 | B | 7 | 240 | A | 7 | 2.5 | E | 8 | 0.073 | F | 8 | 0.17 | F | 8 | 0 | 1 | D | 9 | 10 | C | 8
Temperature |  | Temperature | kWh/ft | kW/ft |  | Installation Type |  | EUL |  | RUL | [15 empty] | 3836400% | 20:00 | 0 | 0 | 0 | 2 | 0 | 0 | 2 | 0 | 0 | 2 | 0 | 0 | 2 | 0 | 0 | 2 | 0 | 0 | 2 | 0 | 0 | 2 | 0 | 10 | E | 9 | 10 | E | 9 | 6 | A | 7 | 4 | A | 7 | 87 | A | 7 | 995 | A | 7 | 350 | A | 7 | 2.6 | A | 7 | 4800 | B | 7 | 180 | A | 7 | 2.4 | E | 8 | 0.073 | F | 8 | 0.17 | F | 8 | 0 | 1 | D | 9 | 10 | C | 8
Cooler |  | Cooler | 35.4 | 0.007 |  | CNP Installed (Default) |  | 11 |  | 4 | [15 empty] | 3836400% | 21:00 | 0 | 0 | 0 | 2 | 0 | 0 | 2 | 0 | 0 | 2 | 0 | 0 | 2 | 0 | 0 | 2 | 0 | 0 | 2 | 0 | 0 | 2 | 0 | 10 | E | 9 | 10 | E | 9 | 5 | A | 7 | 4 | A | 7 | 93 | A | 7 | 995 | A | 7 | 10 | A | 7 | 2.6 | A | 7 | 4000 | B | 7 | 180 | A | 7 | 2.4 | E | 8 | 0.073 | F | 8 | 0.17 | F | 8 | 0 | 1 | D | 9 | 10 | C | 8
Freezer |  | Freezer | 122.1 | 0.023 |  | DIY | [19 empty] | 3836400% | 22:00 | 0 | 0 | 0 | 2 | 0 | 0 | 2 | 0 | 0 | 2 | 0 | 0 | 2 | 0 | 0 | 2 | 0 | 0 | 2 | 0 | 0 | 2 | 0 | 10 | E | 9 | 10 | E | 9 | 6 | A | 7 | 4 | A | 7 | 87 | A | 7 | 995 | A | 7 | 350 | A | 7 | 1.5 | A | 7 | 4800 | B | 7 | 180 | A | 7 | 2.4 | E | 8 | 0.073 | F | 8 | 0.17 | F | 8 | 0 | 1 | D | 9 | 10 | C | 8
[26 empty] | 3836400% | 23:00 | 0 | 0 | 0 | 2 | 0 | 0 | 2 | 0 | 0 | 2 | 0 | 0 | 2 | 0 | 0 | 2 | 0 | 0 | 2 | 0 | 0 | 2 | 0 | 10 | E | 9 | 10 | E | 9 | 6 | A | 7 | 5 | A | 7 | 93 | A | 7 | 995 | A | 7 | 300 | A | 7 | 2.1 | A | 7 | 4800 | B | 7 | 120 | A | 7 | 2.4 | E | 8 | 0.073 | F | 8 | 0.17 | F | 8 | 0 | 1 | D | 9 | 10 | C | 8
Refrigerated Case Covers | [25 empty] | 3836400% | 24:00 | 0 | 0 | 0 | 2 | 0 | 0 | 2 | 0 | 0 | 2 | 0 | 0 | 2 | 0 | 0 | 2 | 0 | 0 | 2 | 0 | 0 | 2 | 0 | 10 | E | 9 | 10 | E | 9 | 5 | A | 7 | 4 | A | 7 | 93 | A | 7 | 994 | A | 7 | 340 | A | 7 | 1.5 | A | 7 | 3200 | B | 7 | 30 | A | 7 | 2.3 | E | 8 | 0.073 | F | 8 | 0.17 | F | 8 | 0 | 1 | D | 9 | 10 | C | 8
[26 empty] | 3836500% | 1:00 | 0 | 0 | 0 | 2 | 0 | 0 | 2 | 0 | 0 | 2 | 0 | 0 | 2 | 0 | 0 | 2 | 0 | 0 | 2 | 0 | 0 | 2 | 0 | 10 | E | 9 | 10 | E | 9 | 5 | A | 7 | 4 | A | 7 | 93 | A | 7 | 994 | A | 7 | 310 | A | 7 | 3.1 | A | 7 | 4000 | B | 7 | 120 | A | 7 | 2.3 | E | 8 | 0.073 | F | 8 | 0.17 | F | 8 | 0 | 1 | D | 9 | 10 | C | 8
LOAD | ESF |  | EUL | [22 empty] | 3836500% | 2:00 | 0 | 0 | 0 | 2 | 0 | 0 | 2 | 0 | 0 | 2 | 0 | 0 | 2 | 0 | 0 | 2 | 0 | 0 | 2 | 0 | 0 | 2 | 0 | 10 | E | 9 | 10 | E | 9 | 5 | A | 7 | 5 | A | 7 | 100 | A | 7 | 994 | A | 7 | 320 | A | 7 | 1.5 | A | 7 | 2000 | B | 7 | 60 | A | 7 | 2.2 | E | 8 | 0.073 | F | 8 | 0.17 | F | 8 | 0 | 1 | D | 9 | 10 | C | 8
1733.625 | 0.09 |  | 5 | [22 empty] | 3836500% | 3:00 | 0 | 0 | 0 | 2 | 0 | 0 | 2 | 0 | 0 | 2 | 0 | 0 | 2 | 0 | 0 | 2 | 0 | 0 | 2 | 0 | 0 | 2 | 0 | 10 | E | 9 | 10 | E | 9 | 5 | A | 7 | 4 | A | 7 | 93 | A | 7 | 993 | A | 7 | 320 | A | 7 | 2.1 | A | 7 | 1600 | B | 7 | 60 | A | 7 | 2.2 | E | 8 | 0.073 | F | 8 | 0.17 | F | 8 | 0 | 1 | D | 9 | 10 | C | 8
[26 empty] | 3836500% | 4:00 | 0 | 0 | 0 | 2 | 0 | 0 | 2 | 0 | 0 | 2 | 0 | 0 | 2 | 0 | 0 | 2 | 0 | 0 | 2 | 0 | 0 | 2 | 0 | 10 | E | 9 | 10 | E | 9 | 5 | A | 7 | 5 | A | 7 | 100 | A | 7 | 993 | A | 7 | 0 | A | 7 | 0 | A | 7 | 1200 | B | 7 | 60 | A | 7 | 2.2 | E | 8 | 0.073 | F | 8 | 0.17 | F | 8 | 0 | 1 | D | 9 | 10 | C | 8
Refrigeration Door Gasket Replacement | [25 empty] | 3836500% | 5:00 | 0 | 0 | 0 | 2 | 0 | 0 | 2 | 0 | 0 | 2 | 0 | 0 | 2 | 0 | 0 | 2 | 0 | 0 | 2 | 0 | 0 | 2 | 0 | 10 | E | 9 | 10 | A | 7 | 5 | A | 7 | 5 | A | 7 | 100 | A | 7 | 992 | A | 7 | 0 | A | 7 | 0 | A | 7 | 400 | B | 7 | 30 | A | 7 | 2.1 | E | 8 | 0.073 | F | 8 | 0.17 | F | 8 | 0 | 1 | D | 9 | 45 | C | 8
[26 empty] | 3836500% | 6:00 | 0 | 0 | 0 | 2 | 0 | 0 | 2 | 0 | 0 | 2 | 0 | 0 | 2 | 0 | 0 | 2 | 0 | 0 | 2 | 0 | 0 | 2 | 0 | 10 | E | 9 | 10 | A | 7 | 5 | A | 7 | 5 | A | 7 | 100 | A | 7 | 992 | A | 7 | 310 | A | 7 | 2.1 | A | 7 | 400 | B | 7 | 30 | A | 7 | 2 | E | 8 | 0.073 | F | 8 | 0.17 | F | 8 | 0 | 1 | D | 9 | 45 | C | 8
Refrigeration Type | Energy Savings per Door | Measure Life Category | EUL | [22 empty] | 3836500% | 7:00 | 0 | 0 | 0 | 2 | 0 | 0 | 2 | 0 | 0 | 2 | 0 | 0 | 2 | 0 | 0 | 2 | 0 | 0 | 2 | 0 | 0 | 2 | 0 | 10 | E | 9 | 10 | A | 7 | 6 | A | 7 | 6 | A | 7 | 100 | A | 7 | 992 | A | 7 | 0 | A | 7 | 0 | A | 7 | 400 | B | 7 | 30 | A | 7 | 1.9 | E | 8 | 0.073 | F | 8 | 0.17 | F | 8 | 0 | 1 | D | 9 | 45 | C | 8
Reach-in Freezer | 243 | Reach-in | 3 | [22 empty] | 3836500% | 8:00 | 24 | 648 | 0 | 2 | 9 | 0 | 2 | 21 | 0 | 2 | 9 | 0 | 2 | 9 | 0 | 2 | 21 | 0 | 2 | 9 | 0 | 2 | 25 | 10 | E | 9 | 10 | A | 7 | 5 | A | 7 | 5 | A | 7 | 100 | A | 7 | 992 | A | 7 | 290 | A | 7 | 2.1 | A | 7 | 400 | B | 7 | 30 | A | 7 | 2.1 | E | 8 | 0.073 | F | 8 | 0.17 | F | 8 | 0 | 1 | D | 9 | 45 | C | 8
Reach-in Cooler | 248 | Reach-in | 3 | [22 empty] | 3836500% | 9:00 | 217 | 1414 | 107 | 2 | 9 | 217 | 2 | 21 | 74 | 2 | 9 | 111 | 2 | 9 | 139 | 2 | 21 | 89 | 2 | 9 | 149 | 2 | 25 | 10 | E | 9 | 10 | A | 7 | 6 | A | 7 | 6 | A | 7 | 100 | A | 7 | 992 | A | 7 | 0 | A | 7 | 0 | A | 7 | 400 | B | 7 | 30 | A | 7 | 2.2 | E | 8 | 0.073 | F | 8 | 0.17 | F | 8 | 0 | 1 | D | 9 | 45 | C | 8
Walk-in Freezer | 347 | Storage | 4 | [22 empty] | 3836500% | 10:00 | 417 | 1414 | 227 | 2 | 9 | 442 | 2 | 21 | 96 | 2 | 9 | 238 | 2 | 9 | 389 | 2 | 21 | 122 | 2 | 9 | 179 | 2 | 25 | 10 | E | 9 | 10 | A | 7 | 8 | A | 7 | 8 | A | 7 | 100 | A | 7 | 992 | A | 7 | 290 | A | 7 | 2.6 | A | 7 | 400 | B | 7 | 30 | A | 7 | 2.4 | E | 8 | 0.073 | F | 8 | 0.17 | F | 8 | 0 | 1 | D | 9 | 45 | C | 8
Walk-in Cooler | 204 | Storage | 4 | [22 empty] | 3836500% | 11:00 | 568 | 1414 | 318 | 2 | 9 | 429 | 2 | 21 | 145 | 2 | 9 | 332 | 2 | 9 | 412 | 2 | 21 | 166 | 2 | 9 | 287 | 2 | 25 | 10 | E | 9 | 10 | E | 9 | 9 | A | 7 | 8 | A | 7 | 93 | A | 7 | 992 | A | 7 | 0 | A | 7 | 0 | A | 7 | 1200 | B | 7 | 90 | A | 7 | 2.5 | E | 8 | 0.073 | F | 8 | 0.17 | F | 8 | 0 | 1 | D | 9 | 44 | C | 8
[26 empty] | 3836500% | 12:00 | 658 | 1414 | 378 | 2 | 9 | 435 | 2 | 21 | 175 | 2 | 9 | 394 | 2 | 9 | 430 | 2 | 21 | 193 | 2 | 9 | 363 | 2 | 25 | 9 | E | 9 | 9 | E | 9 | 9 | A | 7 | 8 | A | 7 | 93 | A | 7 | 990 | A | 7 | 310 | A | 7 | 2.6 | A | 7 | 1600 | B | 7 | 30 | A | 7 | 2.7 | E | 8 | 0.073 | F | 8 | 0.17 | F | 8 | 0 | 1 | D | 9 | 10 | C | 8
Strip Curtains | [25 empty] | 3836500% | 13:00 | 681 | 1414 | 401 | 2 | 9 | 456 | 2 | 21 | 181 | 2 | 9 | 419 | 2 | 9 | 453 | 2 | 21 | 200 | 2 | 9 | 381 | 2 | 25 | 9 | E | 9 | 8 | E | 9 | 17 | A | 7 | 13 | A | 7 | 77 | A | 7 | 989 | A | 7 | 160 | A | 7 | 6.7 | A | 7 | 11300 | B | 7 | 77777 | A | 7 | 2.8 | E | 8 | 0.073 | F | 8 | 0.17 | F | 8 | 0 | 1 | D | 9 | 10 | C | 8
[26 empty] | 3836500% | 14:00 | 635 | 1414 | 364 | 2 | 9 | 464 | 2 | 21 | 155 | 2 | 9 | 383 | 2 | 9 | 456 | 2 | 21 | 177 | 2 | 9 | 315 | 2 | 25 | 10 | E | 9 | 10 | E | 9 | 17 | A | 7 | 13 | A | 7 | 77 | A | 7 | 988 | A | 7 | 170 | B | 8 | 3.1 | A | 7 | 9700 | B | 7 | 660 | A | 7 | 2.9 | E | 8 | 0.073 | F | 8 | 0.17 | F | 8 | 0 | 1 | D | 9 | 0 | C | 8
Building Type | Temperature | Concat | Savings per SF | ETDF Facility Type | ETDF_summer peak | ETDF_winter peak |  | EUL | [17 empty] | 3836500% | 15:00 | 524 | 1414 | 298 | 2 | 9 | 504 | 2 | 21 | 110 | 2 | 9 | 316 | 2 | 9 | 475 | 2 | 21 | 139 | 2 | 9 | 210 | 2 | 25 | 9 | E | 9 | 6 | E | 9 | 19 | A | 7 | 13 | A | 7 | 68 | A | 7 | 987 | A | 7 | 170 | A | 7 | 7.7 | A | 7 | 16100 | B | 7 | 77777 | A | 7 | 2.9 | E | 8 | 0.073 | F | 8 | 0.17 | F | 8 | 0 | 1 | D | 9 | 0 | C | 8
Supermarket | Cooler | SupermarketCooler | 119.9 | Other | 0.0001426 | 0.0001094 |  | 4 | [17 empty] | 3836500% | 16:00 | 355 | 1414 | 180 | 2 | 9 | 380 | 2 | 21 | 84 | 2 | 9 | 187 | 2 | 9 | 315 | 2 | 21 | 108 | 2 | 9 | 155 | 2 | 25 | 10 | E | 9 | 9 | E | 9 | 19 | A | 7 | 12 | A | 7 | 64 | A | 7 | 986 | A | 7 | 160 | A | 7 | 11.3 | A | 7 | 16100 | B | 7 | 3600 | A | 7 | 3 | E | 8 | 0.073 | F | 8 | 0.17 | F | 8 | 0 | 1 | D | 9 | 0 | C | 8
Supermarket | Freezer | SupermarketFreezer | 494.3 | Other | 0.0001426 | 0.0001094 | [19 empty] | 3836500% | 17:00 | 141 | 1414 | 48 | 2 | 9 | 174 | 2 | 21 | 31 | 2 | 9 | 51 | 2 | 9 | 90 | 2 | 21 | 42 | 2 | 9 | 55 | 2 | 25 | 10 | E | 9 | 4 | E | 9 | 18 | A | 7 | 13 | A | 7 | 73 | A | 7 | 986 | A | 7 | 150 | A | 7 | 6.2 | A | 7 | 16100 | B | 7 | 77777 | A | 7 | 2.8 | E | 8 | 0.073 | F | 8 | 0.17 | F | 8 | 0 | 1 | D | 9 | 0 | C | 8
Convenience Store | Cooler | Convenience StoreCooler | 23.6 | Other | 0.0001426 | 0.0001094 | [19 empty] | 3836500% | 18:00 | 2 | 177 | 0 | 2 | 9 | 0 | 2 | 21 | 0 | 2 | 9 | 0 | 2 | 9 | 0 | 2 | 21 | 0 | 2 | 9 | 0 | 2 | 25 | 10 | E | 9 | 4 | E | 9 | 19 | A | 7 | 13 | A | 7 | 68 | A | 7 | 986 | A | 7 | 170 | A | 7 | 9.8 | A | 7 | 16100 | B | 7 | 77777 | A | 7 | 2.5 | E | 8 | 0.073 | F | 8 | 0.17 | F | 8 | 0 | 1 | D | 9 | 0 | C | 8
Convenience Store | Freezer | Convenience StoreFreezer | 33.2 | Other | 0.0001426 | 0.0001094 | [19 empty] | 3836500% | 19:00 | 0 | 0 | 0 | 2 | 0 | 0 | 2 | 0 | 0 | 2 | 0 | 0 | 2 | 0 | 0 | 2 | 0 | 0 | 2 | 0 | 0 | 2 | 0 | 0 | E | 9 | 0 | A | 7 | 18 | A | 7 | 13 | A | 7 | 73 | A | 7 | 985 | A | 7 | 160 | A | 7 | 8.2 | A | 7 | 16100 | B | 7 | 77777 | A | 7 | 2.3 | E | 8 | 0.073 | F | 8 | 0.17 | F | 8 | 0 | 1 | D | 9 | 0 | C | 8
Restaurant | Cooler | RestaurantCooler | 22.5 | Full Service Restaurant | 0.0001421 | 0.0001082 | [19 empty] | 3836500% | 20:00 | 0 | 0 | 0 | 2 | 0 | 0 | 2 | 0 | 0 | 2 | 0 | 0 | 2 | 0 | 0 | 2 | 0 | 0 | 2 | 0 | 0 | 2 | 0 | 0 | E | 9 | 0 | A | 7 | 18 | A | 7 | 13 | A | 7 | 73 | A | 7 | 985 | A | 7 | 160 | A | 7 | 6.7 | A | 7 | 16100 | B | 7 | 77777 | A | 7 | 2.7 | E | 8 | 0.073 | F | 8 | 0.17 | F | 8 | 0 | 1 | D | 9 | 0 | C | 8
Restaurant | Freezer | RestaurantFreezer | 114 | Full Service Restaurant | 0.0001421 | 0.0001082 | [19 empty] | 3836500% | 21:00 | 0 | 0 | 0 | 2 | 0 | 0 | 2 | 0 | 0 | 2 | 0 | 0 | 2 | 0 | 0 | 2 | 0 | 0 | 2 | 0 | 0 | 2 | 0 | 10 | E | 9 | 9 | E | 9 | 18 | A | 7 | 14 | A | 7 | 77 | A | 7 | 985 | A | 7 | 160 | A | 7 | 9.8 | A | 7 | 16100 | B | 7 | 77777 | A | 7 | 3.1 | E | 8 | 0.073 | F | 8 | 0.17 | F | 8 | 0 | 1 | D | 9 | 0 | C | 8
Refrigerated Warehouse | Cooler | Refrigerated WarehouseCooler | 153.4 | Other | 0.0001426 | 0.0001094 | [19 empty] | 3836500% | 22:00 | 0 | 0 | 0 | 2 | 0 | 0 | 2 | 0 | 0 | 2 | 0 | 0 | 2 | 0 | 0 | 2 | 0 | 0 | 2 | 0 | 0 | 2 | 0 | 10 | E | 9 | 10 | E | 9 | 16 | A | 7 | 15 | A | 7 | 94 | A | 7 | 984 | A | 7 | 150 | A | 7 | 7.7 | A | 7 | 14500 | B | 7 | 1290 | A | 7 | 3.4 | E | 8 | 0.073 | F | 8 | 0.17 | F | 8 | 3 | 1 | D | 9 | 0 | C | 8
Refrigerated Warehouse | Freezer | Refrigerated WarehouseFreezer | 153.4 | Other | 0.0001426 | 0.0001094 | [19 empty] | 3836500% | 23:00 | 0 | 0 | 0 | 2 | 0 | 0 | 2 | 0 | 0 | 2 | 0 | 0 | 2 | 0 | 0 | 2 | 0 | 0 | 2 | 0 | 0 | 2 | 0 | 10 | E | 9 | 10 | E | 9 | 17 | A | 7 | 15 | A | 7 | 88 | A | 7 | 983 | A | 7 | 150 | A | 7 | 8.7 | A | 7 | 16100 | B | 7 | 450 | A | 7 | 3.6 | E | 8 | 0.073 | F | 8 | 0.17 | F | 8 | 0 | 1 | D | 9 | 0 | C | 8
[26 empty] | 3836500% | 24:00 | 0 | 0 | 0 | 2 | 0 | 0 | 2 | 0 | 0 | 2 | 0 | 0 | 2 | 0 | 0 | 2 | 0 | 0 | 2 | 0 | 0 | 2 | 0 | 10 | E | 9 | 10 | E | 9 | 17 | A | 7 | 16 | A | 7 | 94 | A | 7 | 982 | A | 7 | 150 | A | 7 | 9.3 | A | 7 | 16100 | B | 7 | 450 | A | 7 | 3.8 | E | 8 | 0.073 | F | 8 | 0.17 | F | 8 | 0 | 1 | D | 9 | 0 | C | 8
Building Type | [25 empty] | 3836600% | 1:00 | 0 | 0 | 0 | 2 | 0 | 0 | 2 | 0 | 0 | 2 | 0 | 0 | 2 | 0 | 0 | 2 | 0 | 0 | 2 | 0 | 0 | 2 | 0 | 10 | E | 9 | 10 | E | 9 | 13 | A | 7 | 13 | A | 7 | 100 | A | 7 | 982 | A | 7 | 270 | A | 7 | 5.7 | A | 7 | 4000 | B | 7 | 480 | A | 7 | 4 | E | 8 | 0.073 | F | 8 | 0.17 | F | 8 | 0 | 1 | D | 9 | 0 | C | 8
Supermarket | [25 empty] | 3836600% | 2:00 | 0 | 0 | 0 | 2 | 0 | 0 | 2 | 0 | 0 | 2 | 0 | 0 | 2 | 0 | 0 | 2 | 0 | 0 | 2 | 0 | 0 | 2 | 0 | 10 | E | 9 | 10 | E | 9 | 13 | A | 7 | 12 | A | 7 | 94 | A | 7 | 982 | A | 7 | 0 | A | 7 | 0 | A | 7 | 11300 | B | 7 | 1500 | A | 7 | 3.8 | E | 8 | 0.073 | F | 8 | 0.17 | F | 8 | 33 | 1 | D | 9 | 10 | C | 8
Convenience Store | [25 empty] | 3836600% | 3:00 | 0 | 0 | 0 | 2 | 0 | 0 | 2 | 0 | 0 | 2 | 0 | 0 | 2 | 0 | 0 | 2 | 0 | 0 | 2 | 0 | 0 | 2 | 0 | 10 | E | 9 | 10 | E | 9 | 13 | A | 7 | 12 | A | 7 | 94 | A | 7 | 983 | A | 7 | 220 | A | 7 | 1.5 | A | 7 | 9700 | B | 7 | 1110 | A | 7 | 3.5 | E | 8 | 0.073 | F | 8 | 0.17 | F | 8 | 15 | 1 | D | 9 | 10 | C | 8
Restaurant | [25 empty] | 3836600% | 4:00 | 0 | 0 | 0 | 2 | 0 | 0 | 2 | 0 | 0 | 2 | 0 | 0 | 2 | 0 | 0 | 2 | 0 | 0 | 2 | 0 | 0 | 2 | 0 | 10 | E | 9 | 10 | E | 9 | 13 | A | 7 | 12 | A | 7 | 94 | A | 7 | 983 | A | 7 | 200 | A | 7 | 2.1 | A | 7 | 16100 | B | 7 | 2100 | A | 7 | 3.2 | E | 8 | 0.073 | F | 8 | 0.17 | F | 8 | 12 | 1 | D | 9 | 61 | C | 8
Refrigerated Warehouse | [25 empty] | 3836600% | 5:00 | 0 | 0 | 0 | 2 | 0 | 0 | 2 | 0 | 0 | 2 | 0 | 0 | 2 | 0 | 0 | 2 | 0 | 0 | 2 | 0 | 0 | 2 | 0 | 10 | E | 9 | 10 | E | 9 | 10 | A | 7 | 7 | A | 7 | 82 | A | 7 | 984 | A | 7 | 300 | A | 7 | 10.8 | A | 7 | 12900 | B | 7 | 840 | A | 7 | 3 | E | 8 | 0.073 | F | 8 | 0.17 | F | 8 | 16 | 1 | D | 9 | 10 | C | 8
[26 empty] | 3836600% | 6:00 | 0 | 0 | 0 | 2 | 0 | 0 | 2 | 0 | 0 | 2 | 0 | 0 | 2 | 0 | 0 | 2 | 0 | 0 | 2 | 0 | 0 | 2 | 0 | 10 | E | 9 | 10 | E | 9 | 7 | A | 7 | 5 | A | 7 | 87 | A | 7 | 987 | A | 7 | 290 | A | 7 | 7.2 | A | 7 | 11300 | B | 7 | 1500 | A | 7 | 2.8 | E | 8 | 0.073 | F | 8 | 0.17 | F | 8 | 129 | 1 | D | 9 | 61 | C | 8
Auto Closers | [25 empty] | 3836600% | 7:00 | 0 | 0 | 0 | 2 | 0 | 0 | 2 | 0 | 0 | 2 | 0 | 0 | 2 | 0 | 0 | 2 | 0 | 0 | 2 | 0 | 0 | 2 | 0 | 10 | E | 9 | 10 | E | 9 | 6 | A | 7 | 4 | A | 7 | 87 | A | 7 | 989 | A | 7 | 300 | A | 7 | 7.7 | A | 7 | 9700 | B | 7 | 1320 | A | 7 | 2.6 | E | 8 | 0.073 | F | 8 | 0.17 | F | 8 | 0 | 1 | D | 9 | 10 | C | 8
[26 empty] | 3836600% | 8:00 | 24 | 648 | 0 | 2 | 9 | 0 | 2 | 21 | 0 | 2 | 9 | 0 | 2 | 9 | 0 | 2 | 21 | 0 | 2 | 9 | 0 | 2 | 25 | 10 | E | 9 | 10 | E | 9 | 4 | A | 7 | 1 | A | 7 | 81 | A | 7 | 991 | A | 7 | 310 | A | 7 | 9.8 | A | 7 | 16100 | B | 7 | 780 | A | 7 | 2.2 | E | 8 | 0.073 | F | 8 | 0.17 | F | 8 | 7 | 1 | D | 9 | 0 | C | 8
Temperature | kWh per door |  | EUL | [22 empty] | 3836600% | 9:00 | 219 | 1414 | 87 | 2 | 9 | 72 | 2 | 21 | 76 | 2 | 9 | 93 | 2 | 9 | 50 | 2 | 21 | 85 | 2 | 9 | 161 | 2 | 25 | 10 | E | 9 | 10 | E | 9 | 4 | A | 7 | 0 | A | 7 | 75 | A | 7 | 993 | A | 7 | 320 | A | 7 | 8.2 | A | 7 | 16100 | B | 7 | 960 | A | 7 | 1.9 | E | 8 | 0.073 | F | 8 | 0.17 | F | 8 | 7 | 1 | D | 9 | 0 | C | 8
Cooler | 1052 |  | 8 | [22 empty] | 3836600% | 10:00 | 420 | 1414 | 199 | 2 | 9 | 272 | 2 | 21 | 118 | 2 | 9 | 210 | 2 | 9 | 245 | 2 | 21 | 137 | 2 | 9 | 237 | 2 | 25 | 10 | E | 9 | 6 | E | 9 | 4 | A | 7 | -1 | A | 7 | 69 | A | 7 | 995 | A | 7 | 310 | A | 7 | 11.3 | A | 7 | 16100 | B | 7 | 77777 | A | 7 | 1.6 | E | 8 | 0.073 | F | 8 | 0.17 | F | 8 | 0 | 1 | D | 9 | 0 | C | 8
Freezer | 2851 | [24 empty] | 3836600% | 11:00 | 571 | 1414 | 299 | 2 | 9 | 325 | 2 | 21 | 167 | 2 | 9 | 317 | 2 | 9 | 322 | 2 | 21 | 187 | 2 | 9 | 355 | 2 | 25 | 10 | E | 9 | 9 | E | 9 | 4 | A | 7 | -1 | A | 7 | 69 | A | 7 | 997 | A | 7 | 300 | A | 7 | 10.3 | A | 7 | 16100 | B | 7 | 1200 | A | 7 | 1.3 | E | 8 | 0.073 | F | 8 | 0.17 | F | 8 | 0 | 1 | D | 9 | 0 | C | 8
[26 empty] | 3836600% | 12:00 | 661 | 1414 | 354 | 2 | 9 | 333 | 2 | 21 | 197 | 2 | 9 | 376 | 2 | 9 | 341 | 2 | 21 | 216 | 2 | 9 | 438 | 2 | 25 | 10 | E | 9 | 9 | E | 9 | 4 | A | 7 | -2 | A | 7 | 64 | A | 7 | 998 | A | 7 | 310 | A | 7 | 8.7 | A | 7 | 16100 | B | 7 | 1020 | A | 7 | 1 | E | 8 | 0.073 | F | 8 | 0.17 | F | 8 | 0 | 1 | D | 9 | 0 | C | 8
Adding Doors to Existing Refrigerated Display Case | [25 empty] | 3836600% | 13:00 | 685 | 1414 | 372 | 2 | 9 | 342 | 2 | 21 | 205 | 2 | 9 | 396 | 2 | 9 | 352 | 2 | 21 | 224 | 2 | 9 | 462 | 2 | 25 | 10 | E | 9 | 9 | E | 9 | 4 | A | 7 | -3 | A | 7 | 59 | A | 7 | 998 | A | 7 | 320 | A | 7 | 6.7 | A | 7 | 16100 | B | 7 | 1080 | A | 7 | 0.7 | E | 8 | 0.073 | F | 8 | 0.17 | F | 8 | 0 | 1 | D | 9 | 0 | C | 8
[26 empty] | 3836600% | 14:00 | 639 | 1414 | 336 | 2 | 9 | 333 | 2 | 21 | 184 | 2 | 9 | 357 | 2 | 9 | 339 | 2 | 21 | 204 | 2 | 9 | 402 | 2 | 25 | 10 | E | 9 | 4 | E | 9 | 4 | A | 7 | -4 | A | 7 | 54 | A | 7 | 999 | A | 7 | 320 | A | 7 | 6.2 | A | 7 | 16100 | B | 7 | 77777 | A | 7 | 0.6 | E | 8 | 0.073 | F | 8 | 0.17 | F | 8 | 0 | 1 | D | 9 | 0 | C | 8
Door Type | ESF |  | Days |  | RUL | [20 empty] | 3836600% | 15:00 | 528 | 1414 | 265 | 2 | 9 | 311 | 2 | 21 | 148 | 2 | 9 | 281 | 2 | 9 | 302 | 2 | 21 | 168 | 2 | 9 | 307 | 2 | 25 | 10 | E | 9 | 8 | E | 9 | 4 | A | 7 | -4 | A | 7 | 54 | A | 7 | 999 | A | 7 | 320 | A | 7 | 5.7 | A | 7 | 16100 | B | 7 | 77777 | A | 7 | 0.6 | E | 8 | 0.073 | F | 8 | 0.17 | F | 8 | 0 | 1 | D | 9 | 0 | C | 8
Without Anti-Sweat Heaters | 0.87 |  | 365.25 |  | 12 | [20 empty] | 3836600% | 16:00 | 359 | 1414 | 161 | 2 | 9 | 261 | 2 | 21 | 94 | 2 | 9 | 170 | 2 | 9 | 220 | 2 | 21 | 114 | 2 | 9 | 183 | 2 | 25 | 0 | E | 9 | 0 | A | 7 | 3 | A | 7 | -6 | A | 7 | 49 | A | 7 | 1001 | A | 7 | 310 | A | 7 | 6.2 | A | 7 | 16100 | B | 7 | 77777 | A | 7 | 0.5 | E | 8 | 0.073 | F | 8 | 0.17 | F | 8 | 0 | 1 | D | 9 | 0 | C | 8
With Anti-Sweat Heaters | 0.52 | [24 empty] | 3836600% | 17:00 | 146 | 1414 | 46 | 2 | 9 | 127 | 2 | 21 | 32 | 2 | 9 | 48 | 2 | 9 | 63 | 2 | 21 | 42 | 2 | 9 | 57 | 2 | 25 | 0 | E | 9 | 0 | A | 7 | 2 | A | 7 | -7 | A | 7 | 48 | A | 7 | 1002 | A | 7 | 310 | A | 7 | 8.7 | A | 7 | 16100 | B | 7 | 77777 | A | 7 | 0.5 | E | 8 | 0.073 | F | 8 | 0.17 | F | 8 | 0 | 1 | D | 9 | 0 | C | 8
[26 empty] | 3836600% | 18:00 | 2 | 200 | 0 | 2 | 9 | 0 | 2 | 21 | 0 | 2 | 9 | 0 | 2 | 9 | 0 | 2 | 21 | 0 | 2 | 9 | 0 | 2 | 25 | 0 | E | 9 | 0 | A | 7 | 2 | A | 7 | -7 | A | 7 | 48 | A | 7 | 1003 | A | 7 | 310 | A | 7 | 7.7 | A | 7 | 16100 | B | 7 | 77777 | A | 7 | 0.5 | E | 8 | 0.073 | F | 8 | 0.17 | F | 8 | 0 | 1 | D | 9 | 0 | C | 8
Commercial Reach-Ins | [25 empty] | 3836600% | 19:00 | 0 | 0 | 0 | 2 | 0 | 0 | 2 | 0 | 0 | 2 | 0 | 0 | 2 | 0 | 0 | 2 | 0 | 0 | 2 | 0 | 0 | 2 | 0 | 0 | E | 9 | 0 | A | 7 | 1 | A | 7 | -6 | A | 7 | 56 | A | 7 | 1004 | A | 7 | 300 | A | 7 | 5.7 | A | 7 | 16100 | B | 7 | 77777 | A | 7 | 0.5 | E | 8 | 0.073 | F | 8 | 0.17 | F | 8 | 0 | 1 | D | 9 | 0 | C | 8
[26 empty] | 3836600% | 20:00 | 0 | 0 | 0 | 2 | 0 | 0 | 2 | 0 | 0 | 2 | 0 | 0 | 2 | 0 | 0 | 2 | 0 | 0 | 2 | 0 | 0 | 2 | 0 | 10 | E | 9 | 5 | E | 9 | 0 | A | 7 | -7 | A | 7 | 55 | A | 7 | 1005 | A | 7 | 300 | A | 7 | 5.1 | A | 7 | 16100 | B | 7 | 77777 | A | 7 | 0.5 | E | 8 | 0.073 | F | 8 | 0.17 | F | 8 | 0 | 1 | D | 9 | 0 | C | 8
Baseline Condition | Temperature | Door Closed | Door Type | Manufacture Date |  | Days |  | EUL | RUL | [16 empty] | 3836600% | 21:00 | 0 | 0 | 0 | 2 | 0 | 0 | 2 | 0 | 0 | 2 | 0 | 0 | 2 | 0 | 0 | 2 | 0 | 0 | 2 | 0 | 0 | 2 | 0 | 7 | E | 9 | 4 | E | 9 | 0 | A | 7 | -8 | A | 7 | 51 | A | 7 | 1006 | A | 7 | 330 | A | 7 | 3.6 | A | 7 | 16100 | B | 7 | 77777 | A | 7 | 0.5 | E | 8 | 0.073 | F | 8 | 0.17 | F | 8 | 0 | 1 | D | 9 | 0 | C | 8
Time of Sale | Refrigerator | Vertical | Solid | Pre 3/26/2017 |  | 365.25 |  | 12 | 4 | [16 empty] | 3836600% | 22:00 | 0 | 0 | 0 | 2 | 0 | 0 | 2 | 0 | 0 | 2 | 0 | 0 | 2 | 0 | 0 | 2 | 0 | 0 | 2 | 0 | 0 | 2 | 0 | 4 | E | 9 | 3 | E | 9 | -1 | A | 7 | -8 | A | 7 | 55 | A | 7 | 1007 | A | 7 | 320 | A | 7 | 4.1 | A | 7 | 16100 | B | 7 | 77777 | A | 7 | 0.5 | E | 8 | 0.073 | F | 8 | 0.17 | F | 8 | 0 | 1 | D | 9 | 0 | C | 8
Early Replacement | Freezer | Horizontal | Transparent | Post 3/27/2017 | [21 empty] | 3836600% | 23:00 | 0 | 0 | 0 | 2 | 0 | 0 | 2 | 0 | 0 | 2 | 0 | 0 | 2 | 0 | 0 | 2 | 0 | 0 | 2 | 0 | 0 | 2 | 0 | 0 | E | 9 | 0 | E | 9 | -1 | A | 7 | -8 | A | 7 | 55 | A | 7 | 1007 | A | 7 | 330 | A | 7 | 4.6 | A | 7 | 16100 | B | 7 | 77777 | A | 7 | 0.5 | E | 8 | 0.073 | F | 8 | 0.17 | F | 8 | 0 | 1 | D | 9 | 0 | C | 8
[26 empty] | 3836600% | 24:00 | 0 | 0 | 0 | 2 | 0 | 0 | 2 | 0 | 0 | 2 | 0 | 0 | 2 | 0 | 0 | 2 | 0 | 0 | 2 | 0 | 0 | 2 | 0 | 0 | E | 9 | 0 | E | 9 | -2 | A | 7 | -11 | A | 7 | 46 | A | 7 | 1007 | A | 7 | 320 | A | 7 | 6.2 | A | 7 | 16100 | B | 7 | 77777 | A | 7 | 0.5 | E | 8 | 0.073 | F | 8 | 0.17 | F | 8 | 0 | 1 | D | 9 | 0 | C | 8
Baseline Coefficients |  |  |  |  | Product |  |  | Sum | [17 empty] | 3836700% | 1:00 | 0 | 0 | 0 | 2 | 0 | 0 | 2 | 0 | 0 | 2 | 0 | 0 | 2 | 0 | 0 | 2 | 0 | 0 | 2 | 0 | 0 | 2 | 0 | 0 | E | 9 | 0 | E | 9 | -2 | A | 7 | -11 | A | 7 | 46 | A | 7 | 1007 | A | 7 | 310 | A | 7 | 7.2 | A | 7 | 16100 | B | 7 | 77777 | A | 7 | 0.5 | E | 8 | 0.073 | F | 8 | 0.17 | F | 8 | 0 | 1 | D | 9 | 0 | C | 8
Temperature | Door Closed | Door Type | Volume | Concatenated List | Baseline Daily Energy Consumption | Efficient Daily Energy Consumption | Existing Daily Energy Consumption (before 2017) | Baseline Daily Energy Consumption | Efficient Daily Energy Consumption | Existing Daily Energy Consumption (before 2017) | [15 empty] | 3836700% | 2:00 | 0 | 0 | 0 | 2 | 0 | 0 | 2 | 0 | 0 | 2 | 0 | 0 | 2 | 0 | 0 | 2 | 0 | 0 | 2 | 0 | 0 | 2 | 0 | 0 | E | 9 | 0 | E | 9 | -3 | A | 7 | -11 | A | 7 | 50 | A | 7 | 1008 | A | 7 | 0 | A | 7 | 0 | A | 7 | 16100 | B | 7 | 77777 | A | 7 | 0.5 | E | 8 | 0.073 | F | 8 | 0.17 | F | 8 | 0 | 1 | D | 9 | 0 | C | 8
Refrigerator | Vertical | Solid | 0<V<15 | RefrigeratorVerticalSolid0<V<15 | 0.05 | 0.0267 | 0.1 | 1.36 | 0.8 | 2.04 | [15 empty] | 3836700% | 3:00 | 0 | 0 | 0 | 2 | 0 | 0 | 2 | 0 | 0 | 2 | 0 | 0 | 2 | 0 | 0 | 2 | 0 | 0 | 2 | 0 | 0 | 2 | 0 | 0 | E | 9 | 0 | E | 9 | -3 | A | 7 | -11 | A | 7 | 50 | A | 7 | 1009 | A | 7 | 310 | A | 7 | 4.1 | A | 7 | 16100 | B | 7 | 77777 | A | 7 | 0.5 | E | 8 | 0.073 | F | 8 | 0.17 | F | 8 | 0 | 1 | D | 9 | 0 | C | 8
Refrigerator | Vertical | Solid | 15≤V<30 | RefrigeratorVerticalSolid15≤V<30 | 0.05 | 0.05 | 0.1 | 1.36 | 0.45 | 2.04 | [15 empty] | 3836700% | 4:00 | 0 | 0 | 0 | 2 | 0 | 0 | 2 | 0 | 0 | 2 | 0 | 0 | 2 | 0 | 0 | 2 | 0 | 0 | 2 | 0 | 0 | 2 | 0 | 0 | E | 9 | 0 | E | 9 | -4 | A | 7 | -11 | A | 7 | 54 | A | 7 | 1010 | A | 7 | 350 | A | 7 | 1.5 | A | 7 | 16100 | B | 7 | 77777 | A | 7 | 0.5 | E | 8 | 0.073 | F | 8 | 0.17 | F | 8 | 0 | 1 | D | 9 | 0 | C | 8
Refrigerator | Vertical | Solid | 30≤V<50 | RefrigeratorVerticalSolid30≤V<50 | 0.05 | 0.05 | 0.1 | 1.36 | 0.45 | 2.04 | [15 empty] | 3836700% | 5:00 | 0 | 0 | 0 | 2 | 0 | 0 | 2 | 0 | 0 | 2 | 0 | 0 | 2 | 0 | 0 | 2 | 0 | 0 | 2 | 0 | 0 | 2 | 0 | 2 | E | 9 | 2 | E | 9 | -4 | A | 7 | -12 | A | 7 | 50 | A | 7 | 1010 | A | 7 | 30 | A | 7 | 2.1 | A | 7 | 16100 | B | 7 | 77777 | A | 7 | 0.5 | E | 8 | 0.073 | F | 8 | 0.17 | F | 8 | 0 | 1 | D | 9 | 0 | C | 8
Refrigerator | Vertical | Solid | 50≤V | RefrigeratorVerticalSolid50≤V | 0.05 | 0.025 | 0.1 | 1.36 | 1.6991 | 2.04 | [15 empty] | 3836700% | 6:00 | 0 | 0 | 0 | 2 | 0 | 0 | 2 | 0 | 0 | 2 | 0 | 0 | 2 | 0 | 0 | 2 | 0 | 0 | 2 | 0 | 0 | 2 | 0 | 8 | E | 9 | 7 | E | 9 | -4 | A | 7 | -12 | A | 7 | 50 | A | 7 | 1011 | A | 7 | 50 | A | 7 | 1.5 | A | 7 | 16100 | B | 7 | 77777 | A | 7 | 0.5 | E | 8 | 0.073 | F | 8 | 0.17 | F | 8 | 0 | 1 | D | 9 | 0 | C | 8
Refrigerator | Vertical | Transparent | 0<V<15 | RefrigeratorVerticalTransparent0<V<15 | 0.1 | 0.095 | 0.12 | 0.86 | 0.445 | 3.34 | [15 empty] | 3836700% | 7:00 | 0 | 0 | 0 | 2 | 0 | 0 | 2 | 0 | 0 | 2 | 0 | 0 | 2 | 0 | 0 | 2 | 0 | 0 | 2 | 0 | 0 | 2 | 0 | 8 | E | 9 | 6 | E | 9 | -4 | A | 7 | -12 | A | 7 | 50 | A | 7 | 1012 | A | 7 | 330 | A | 7 | 2.1 | A | 7 | 16100 | B | 7 | 77777 | A | 7 | 0.5 | E | 8 | 0.073 | F | 8 | 0.17 | F | 8 | 0 | 1 | D | 9 | 0 | C | 8
Refrigerator | Vertical | Transparent | 15≤V<30 | RefrigeratorVerticalTransparent15≤V<30 | 0.1 | 0.05 | 0.12 | 0.86 | 1.12 | 3.34 | [15 empty] | 3836700% | 8:00 | 25 | 672 | 0 | 2 | 9 | 0 | 2 | 21 | 0 | 2 | 9 | 0 | 2 | 9 | 0 | 2 | 21 | 0 | 2 | 9 | 0 | 2 | 25 | 10 | E | 9 | 6 | E | 9 | -4 | A | 7 | -12 | A | 7 | 50 | A | 7 | 1013 | A | 7 | 340 | A | 7 | 2.6 | A | 7 | 16100 | B | 7 | 77777 | A | 7 | 0.5 | E | 8 | 0.073 | F | 8 | 0.17 | F | 8 | 0 | 1 | D | 9 | 0 | C | 8
Refrigerator | Vertical | Transparent | 30≤V<50 | RefrigeratorVerticalTransparent30≤V<50 | 0.1 | 0.076 | 0.12 | 0.86 | 0.34 | 3.34 | [15 empty] | 3836700% | 9:00 | 221 | 1414 | 126 | 2 | 9 | 353 | 2 | 21 | 70 | 2 | 9 | 126 | 2 | 9 | 233 | 2 | 21 | 90 | 2 | 9 | 132 | 2 | 25 | 10 | E | 9 | 5 | E | 9 | -4 | A | 7 | -11 | A | 7 | 54 | A | 7 | 1013 | A | 7 | 310 | A | 7 | 3.1 | A | 7 | 16100 | B | 7 | 77777 | A | 7 | 0.5 | E | 8 | 0.073 | F | 8 | 0.17 | F | 8 | 0 | 1 | D | 9 | 0 | C | 8
Refrigerator | Vertical | Transparent | 50≤V | RefrigeratorVerticalTransparent50≤V | 0.1 | 0.105 | 0.12 | 0.86 | -1.111 | 3.34 | [15 empty] | 3836700% | 10:00 | 422 | 1414 | 255 | 2 | 9 | 575 | 2 | 21 | 83 | 2 | 9 | 262 | 2 | 9 | 503 | 2 | 21 | 111 | 2 | 9 | 151 | 2 | 25 | 10 | E | 9 | 9 | E | 9 | -3 | A | 7 | -12 | A | 7 | 46 | A | 7 | 1014 | A | 7 | 300 | A | 7 | 3.6 | A | 7 | 16100 | B | 7 | 77777 | A | 7 | 0.6 | E | 8 | 0.073 | F | 8 | 0.17 | F | 8 | 0 | 1 | D | 9 | 0 | C | 8
Refrigerator | Horizontal | Solid | 0<V<15 | RefrigeratorHorizontalSolid0<V<15 | 0.05 | 0.05 | 0.1 | 0.91 | 0.28 | 2.04 | [15 empty] | 3836700% | 11:00 | 574 | 1414 | 370 | 2 | 9 | 649 | 2 | 21 | 105 | 2 | 9 | 383 | 2 | 9 | 615 | 2 | 21 | 132 | 2 | 9 | 205 | 2 | 25 | 10 | E | 9 | 8 | E | 9 | -3 | A | 7 | -13 | A | 7 | 42 | A | 7 | 1014 | A | 7 | 330 | A | 7 | 2.6 | A | 7 | 16100 | B | 7 | 77777 | A | 7 | 0.6 | E | 8 | 0.073 | F | 8 | 0.17 | F | 8 | 0 | 1 | D | 9 | 0 | C | 8
Refrigerator | Horizontal | Solid | 15≤V<30 | RefrigeratorHorizontalSolid15≤V<30 | 0.05 | 0.05 | 0.1 | 0.91 | 0.28 | 2.04 | [15 empty] | 3836700% | 12:00 | 665 | 1414 | 440 | 2 | 9 | 690 | 2 | 21 | 115 | 2 | 9 | 460 | 2 | 9 | 673 | 2 | 21 | 142 | 2 | 9 | 237 | 2 | 25 | 7 | E | 9 | 7 | E | 9 | -2 | A | 7 | -14 | A | 7 | 35 | A | 7 | 1014 | A | 7 | 320 | A | 7 | 2.1 | A | 7 | 16100 | B | 7 | 77777 | A | 7 | 0.6 | E | 8 | 0.073 | F | 8 | 0.17 | F | 8 | 0 | 1 | D | 9 | 0 | C | 8
Refrigerator | Horizontal | Solid | 30≤V<50 | RefrigeratorHorizontalSolid30≤V<50 | 0.05 | 0.05 | 0.1 | 0.91 | 0.28 | 2.04 | [15 empty] | 3836700% | 13:00 | 689 | 1414 | 456 | 2 | 9 | 708 | 2 | 21 | 109 | 2 | 9 | 479 | 2 | 9 | 697 | 2 | 21 | 138 | 2 | 9 | 231 | 2 | 25 | 0 | E | 9 | 0 | A | 7 | -2 | A | 7 | -13 | A | 7 | 38 | A | 7 | 1012 | A | 7 | 320 | B | 8 | 1.5 | A | 7 | 16100 | B | 7 | 77777 | A | 7 | 0.6 | E | 8 | 0.073 | F | 8 | 0.17 | F | 8 | 0 | 1 | D | 9 | 0 | C | 8
Refrigerator | Horizontal | Solid | 50≤V | RefrigeratorHorizontalSolid50≤V | 0.05 | 0.05 | 0.1 | 0.91 | 0.28 | 2.04 | [15 empty] | 3836700% | 14:00 | 644 | 1414 | 417 | 2 | 9 | 672 | 2 | 21 | 110 | 2 | 9 | 435 | 2 | 9 | 652 | 2 | 21 | 137 | 2 | 9 | 224 | 2 | 25 | 0 | E | 9 | 0 | A | 7 | -1 | A | 7 | -12 | A | 7 | 39 | A | 7 | 1012 | A | 7 | 320 | B | 8 | 1.5 | A | 7 | 16100 | B | 7 | 77777 | A | 7 | 0.7 | E | 8 | 0.073 | F | 8 | 0.17 | F | 8 | 0 | 1 | D | 9 | 0 | C | 8
Refrigerator | Horizontal | Transparent | 0<V<15 | RefrigeratorHorizontalTransparent0<V<15 | 0.06 | 0.05 | 0.12 | 0.37 | 0.28 | 3.34 | [15 empty] | 3836700% | 15:00 | 533 | 1414 | 326 | 2 | 9 | 605 | 2 | 21 | 97 | 2 | 9 | 337 | 2 | 9 | 565 | 2 | 21 | 123 | 2 | 9 | 186 | 2 | 25 | 0 | E | 9 | 0 | A | 7 | -1 | A | 7 | -12 | A | 7 | 39 | A | 7 | 1012 | A | 7 | 320 | B | 8 | 1.5 | A | 7 | 16100 | B | 7 | 77777 | A | 7 | 0.7 | E | 8 | 0.073 | F | 8 | 0.17 | F | 8 | 0 | 1 | D | 9 | 0 | C | 8
Refrigerator | Horizontal | Transparent | 15≤V<30 | RefrigeratorHorizontalTransparent15≤V<30 | 0.06 | 0.05 | 0.12 | 0.37 | 0.28 | 3.34 | [15 empty] | 3836700% | 16:00 | 364 | 1414 | 201 | 2 | 9 | 511 | 2 | 21 | 69 | 2 | 9 | 206 | 2 | 9 | 428 | 2 | 21 | 95 | 2 | 9 | 125 | 2 | 25 | 0 | E | 9 | 0 | A | 7 | 0 | A | 7 | -13 | A | 7 | 32 | A | 7 | 1012 | A | 7 | 320 | A | 7 | 2.1 | A | 7 | 16100 | B | 7 | 77777 | A | 7 | 0.7 | E | 8 | 0.073 | F | 8 | 0.17 | F | 8 | 0 | 1 | D | 9 | 0 | C | 8
Refrigerator | Horizontal | Transparent | 30≤V<50 | RefrigeratorHorizontalTransparent30≤V<50 | 0.06 | 0.05 | 0.12 | 0.37 | 0.28 | 3.34 | [15 empty] | 3836700% | 17:00 | 150 | 1414 | 53 | 2 | 9 | 230 | 2 | 21 | 29 | 2 | 9 | 55 | 2 | 9 | 133 | 2 | 21 | 40 | 2 | 9 | 51 | 2 | 25 | 0 | E | 9 | 0 | A | 7 | -1 | A | 7 | -13 | A | 7 | 35 | A | 7 | 1011 | A | 7 | 0 | A | 7 | 0 | A | 7 | 16100 | B | 7 | 77777 | A | 7 | 0.7 | E | 8 | 0.073 | F | 8 | 0.17 | F | 8 | 0 | 1 | D | 9 | 0 | C | 8
Refrigerator | Horizontal | Transparent | 50≤V | RefrigeratorHorizontalTransparent50≤V | 0.06 | 0.05 | 0.12 | 0.37 | 0.28 | 3.34 | [15 empty] | 3836700% | 18:00 | 3 | 224 | 0 | 2 | 9 | 0 | 2 | 21 | 0 | 2 | 9 | 0 | 2 | 9 | 0 | 2 | 21 | 0 | 2 | 9 | 0 | 2 | 25 | 0 | E | 9 | 0 | A | 7 | -1 | A | 7 | -12 | A | 7 | 39 | A | 7 | 1012 | A | 7 | 60 | A | 7 | 1.5 | A | 7 | 16100 | B | 7 | 77777 | A | 7 | 0.6 | E | 8 | 0.073 | F | 8 | 0.17 | F | 8 | 0 | 1 | D | 9 | 0 | C | 8
Freezer | Vertical | Solid | 0<V<15 | FreezerVerticalSolid0<V<15 | 0.22 | 0.21 | 0.4 | 1.38 | 0.9 | 1.38 | [15 empty] | 3836700% | 19:00 | 0 | 0 | 0 | 2 | 0 | 0 | 2 | 0 | 0 | 2 | 0 | 0 | 2 | 0 | 0 | 2 | 0 | 0 | 2 | 0 | 0 | 2 | 0 | 0 | E | 9 | 0 | A | 7 | -2 | A | 7 | -10 | A | 7 | 50 | A | 7 | 1012 | A | 7 | 40 | A | 7 | 1.5 | A | 7 | 16100 | B | 7 | 77777 | A | 7 | 0.6 | E | 8 | 0.073 | F | 8 | 0.17 | F | 8 | 0 | 1 | D | 9 | 0 | C | 8
Freezer | Vertical | Solid | 15≤V<30 | FreezerVerticalSolid15≤V<30 | 0.22 | 0.12 | 0.4 | 1.38 | 2.248 | 1.38 | [15 empty] | 3836700% | 20:00 | 0 | 0 | 0 | 2 | 0 | 0 | 2 | 0 | 0 | 2 | 0 | 0 | 2 | 0 | 0 | 2 | 0 | 0 | 2 | 0 | 0 | 2 | 0 | 0 | E | 9 | 0 | E | 9 | -2 | A | 7 | -12 | A | 7 | 42 | A | 7 | 1012 | A | 7 | 70 | A | 7 | 2.6 | A | 7 | 16100 | B | 7 | 77777 | A | 7 | 0.6 | E | 8 | 0.073 | F | 8 | 0.17 | F | 8 | 0 | 1 | D | 9 | 0 | C | 8
Freezer | Vertical | Solid | 30≤V<50 | FreezerVerticalSolid30≤V<50 | 0.22 | 0.2578 | 0.4 | 1.38 | -1.8864 | 1.38 | [15 empty] | 3836700% | 21:00 | 0 | 0 | 0 | 2 | 0 | 0 | 2 | 0 | 0 | 2 | 0 | 0 | 2 | 0 | 0 | 2 | 0 | 0 | 2 | 0 | 0 | 2 | 0 | 3 | E | 9 | 3 | E | 9 | -3 | A | 7 | -11 | A | 7 | 50 | A | 7 | 1012 | A | 7 | 60 | A | 7 | 1.5 | A | 7 | 16100 | B | 7 | 77777 | A | 7 | 0.6 | E | 8 | 0.073 | F | 8 | 0.17 | F | 8 | 0 | 1 | D | 9 | 0 | C | 8
Freezer | Vertical | Solid | 50≤V | FreezerVerticalSolid50≤V | 0.22 | 0.14 | 0.4 | 1.38 | 4 | 1.38 | [15 empty] | 3836700% | 22:00 | 0 | 0 | 0 | 2 | 0 | 0 | 2 | 0 | 0 | 2 | 0 | 0 | 2 | 0 | 0 | 2 | 0 | 0 | 2 | 0 | 0 | 2 | 0 | 10 | E | 9 | 9 | E | 9 | -3 | A | 7 | -10 | A | 7 | 55 | A | 7 | 1012 | A | 7 | 60 | A | 7 | 2.1 | A | 7 | 16100 | B | 7 | 77777 | A | 7 | 0.6 | E | 8 | 0.073 | F | 8 | 0.17 | F | 8 | 0 | 1 | D | 9 | 0 | C | 8
Freezer | Vertical | Transparent | 0<V<15 | FreezerVerticalTransparent0<V<15 | 0.29 | 0.232 | 0.75 | 2.95 | 2.36 | 4.1 | [15 empty] | 3836700% | 23:00 | 0 | 0 | 0 | 2 | 0 | 0 | 2 | 0 | 0 | 2 | 0 | 0 | 2 | 0 | 0 | 2 | 0 | 0 | 2 | 0 | 0 | 2 | 0 | 10 | E | 9 | 9 | E | 9 | -3 | A | 7 | -9 | A | 7 | 60 | A | 7 | 1011 | A | 7 | 70 | A | 7 | 2.1 | A | 7 | 16100 | B | 7 | 77777 | A | 7 | 0.6 | E | 8 | 0.073 | F | 8 | 0.17 | F | 8 | 0 | 1 | D | 9 | 0 | C | 8
Freezer | Vertical | Transparent | 15≤V<30 | FreezerVerticalTransparent15≤V<30 | 0.29 | 0.232 | 0.75 | 2.95 | 2.36 | 4.1 | [15 empty] | 3836700% | 24:00 | 0 | 0 | 0 | 2 | 0 | 0 | 2 | 0 | 0 | 2 | 0 | 0 | 2 | 0 | 0 | 2 | 0 | 0 | 2 | 0 | 0 | 2 | 0 | 10 | E | 9 | 9 | E | 9 | -3 | A | 7 | -9 | A | 7 | 60 | A | 7 | 1010 | A | 7 | 70 | A | 7 | 2.1 | A | 7 | 16100 | B | 7 | 77777 | A | 7 | 0.6 | E | 8 | 0.073 | F | 8 | 0.17 | F | 8 | 0 | 1 | D | 9 | 0 | C | 8
Freezer | Vertical | Transparent | 30≤V<50 | FreezerVerticalTransparent30≤V<50 | 0.29 | 0.232 | 0.75 | 2.95 | 2.36 | 4.1 | [15 empty] | 3836800% | 1:00 | 0 | 0 | 0 | 2 | 0 | 0 | 2 | 0 | 0 | 2 | 0 | 0 | 2 | 0 | 0 | 2 | 0 | 0 | 2 | 0 | 0 | 2 | 0 | 10 | E | 9 | 8 | E | 9 | -4 | A | 7 | -8 | A | 7 | 71 | A | 7 | 1010 | A | 7 | 0 | A | 7 | 0 | A | 7 | 12900 | B | 7 | 77777 | A | 7 | 0.6 | E | 8 | 0.073 | F | 8 | 0.17 | F | 8 | 0 | 1 | D | 9 | 0 | C | 8
Freezer | Vertical | Transparent | 50≤V | FreezerVerticalTransparent50≤V | 0.29 | 0.232 | 0.75 | 2.95 | 2.36 | 4.1 | [15 empty] | 3836800% | 2:00 | 0 | 0 | 0 | 2 | 0 | 0 | 2 | 0 | 0 | 2 | 0 | 0 | 2 | 0 | 0 | 2 | 0 | 0 | 2 | 0 | 0 | 2 | 0 | 10 | E | 9 | 9 | E | 9 | -4 | A | 7 | -8 | A | 7 | 71 | A | 7 | 1010 | A | 7 | 0 | A | 7 | 0 | A | 7 | 12900 | B | 7 | 77777 | A | 7 | 0.6 | E | 8 | 0.073 | F | 8 | 0.17 | F | 8 | 0 | 1 | D | 9 | 0 | C | 8
Freezer | Horizontal | Solid | 0<V<15 | FreezerHorizontalSolid0<V<15 | 0.06 | 0.057 | 0.4 | 1.12 | 0.55 | 1.38 | [15 empty] | 3836800% | 3:00 | 0 | 0 | 0 | 2 | 0 | 0 | 2 | 0 | 0 | 2 | 0 | 0 | 2 | 0 | 0 | 2 | 0 | 0 | 2 | 0 | 0 | 2 | 0 | 10 | E | 9 | 9 | E | 9 | -4 | A | 7 | -8 | A | 7 | 71 | A | 7 | 1009 | A | 7 | 0 | A | 7 | 0 | A | 7 | 16100 | B | 7 | 77777 | A | 7 | 0.7 | E | 8 | 0.073 | F | 8 | 0.17 | F | 8 | 0 | 1 | D | 9 | 0 | C | 8
Freezer | Horizontal | Solid | 15≤V<30 | FreezerHorizontalSolid15≤V<30 | 0.06 | 0.057 | 0.4 | 1.12 | 0.55 | 1.38 | [15 empty] | 3836800% | 4:00 | 0 | 0 | 0 | 2 | 0 | 0 | 2 | 0 | 0 | 2 | 0 | 0 | 2 | 0 | 0 | 2 | 0 | 0 | 2 | 0 | 0 | 2 | 0 | 8 | E | 9 | 8 | E | 9 | -5 | A | 7 | -7 | A | 7 | 84 | A | 7 | 1009 | A | 7 | 310 | A | 7 | 2.1 | A | 7 | 12900 | B | 7 | 77777 | A | 7 | 0.7 | E | 8 | 0.073 | F | 8 | 0.17 | F | 8 | 0 | 1 | D | 9 | 0 | C | 8
Freezer | Horizontal | Solid | 30≤V<50 | FreezerHorizontalSolid30≤V<50 | 0.06 | 0.057 | 0.4 | 1.12 | 0.55 | 1.38 | [15 empty] | 3836800% | 5:00 | 0 | 0 | 0 | 2 | 0 | 0 | 2 | 0 | 0 | 2 | 0 | 0 | 2 | 0 | 0 | 2 | 0 | 0 | 2 | 0 | 0 | 2 | 0 | 8 | E | 9 | 8 | E | 9 | -5 | A | 7 | -7 | A | 7 | 84 | A | 7 | 1008 | A | 7 | 350 | A | 7 | 2.1 | A | 7 | 11300 | B | 7 | 77777 | A | 7 | 0.7 | E | 8 | 0.073 | F | 8 | 0.17 | F | 8 | 0 | 1 | D | 9 | 0 | C | 8
Freezer | Horizontal | Solid | 50≤V | FreezerHorizontalSolid50≤V | 0.06 | 0.057 | 0.4 | 1.12 | 0.55 | 1.38 | [15 empty] | 3836800% | 6:00 | 0 | 0 | 0 | 2 | 0 | 0 | 2 | 0 | 0 | 2 | 0 | 0 | 2 | 0 | 0 | 2 | 0 | 0 | 2 | 0 | 0 | 2 | 0 | 10 | E | 9 | 9 | E | 9 | -5 | A | 7 | -7 | A | 7 | 84 | A | 7 | 1007 | A | 7 | 340 | A | 7 | 2.6 | A | 7 | 11300 | B | 7 | 77777 | A | 7 | 0.7 | E | 8 | 0.073 | F | 8 | 0.17 | F | 8 | 0 | 1 | D | 9 | 0 | C | 8
Freezer | Horizontal | Transparent | 0<V<15 | FreezerHorizontalTransparent0<V<15 | 0.08 | 0.057 | 0.75 | 1.23 | 0.55 | 4.1 | [15 empty] | 3836800% | 7:00 | 0 | 0 | 0 | 2 | 0 | 0 | 2 | 0 | 0 | 2 | 0 | 0 | 2 | 0 | 0 | 2 | 0 | 0 | 2 | 0 | 0 | 2 | 0 | 10 | E | 9 | 9 | E | 9 | -4 | A | 7 | -8 | A | 7 | 71 | A | 7 | 1007 | A | 7 | 360 | A | 7 | 2.6 | A | 7 | 12900 | B | 7 | 77777 | A | 7 | 0.8 | E | 8 | 0.073 | F | 8 | 0.17 | F | 8 | 0 | 1 | D | 9 | 0 | C | 8
Freezer | Horizontal | Transparent | 15≤V<30 | FreezerHorizontalTransparent15≤V<30 | 0.08 | 0.057 | 0.75 | 1.23 | 0.55 | 4.1 | [15 empty] | 3836800% | 8:00 | 26 | 672 | 0 | 2 | 9 | 0 | 2 | 21 | 0 | 2 | 9 | 0 | 2 | 9 | 0 | 2 | 21 | 0 | 2 | 9 | 0 | 2 | 25 | 10 | E | 9 | 9 | E | 9 | -4 | A | 7 | -9 | A | 7 | 65 | A | 7 | 1006 | A | 7 | 30 | A | 7 | 2.6 | A | 7 | 14500 | B | 7 | 77777 | A | 7 | 0.8 | E | 8 | 0.073 | F | 8 | 0.17 | F | 8 | 0 | 1 | D | 9 | 0 | C | 8
Freezer | Horizontal | Transparent | 30≤V<50 | FreezerHorizontalTransparent30≤V<50 | 0.08 | 0.057 | 0.75 | 1.23 | 0.55 | 4.1 | [15 empty] | 3836800% | 9:00 | 223 | 1414 | 115 | 2 | 9 | 273 | 2 | 21 | 72 | 2 | 9 | 116 | 2 | 9 | 181 | 2 | 21 | 87 | 2 | 9 | 136 | 2 | 25 | 10 | E | 9 | 9 | E | 9 | -3 | A | 7 | -9 | A | 7 | 60 | A | 7 | 1007 | A | 7 | 50 | A | 7 | 1.5 | A | 7 | 11300 | B | 7 | 77777 | A | 7 | 0.8 | E | 8 | 0.073 | F | 8 | 0.17 | F | 8 | 0 | 1 | D | 9 | 0 | C | 8
Freezer | Horizontal | Transparent | 50≤V | FreezerHorizontalTransparent50≤V | 0.08 | 0.057 | 0.75 | 1.23 | 0.55 | 4.1 | [15 empty] | 3836800% | 10:00 | 425 | 1414 | 255 | 2 | 9 | 530 | 2 | 21 | 95 | 2 | 9 | 268 | 2 | 9 | 469 | 2 | 21 | 126 | 2 | 9 | 177 | 2 | 25 | 10 | B | 8 | 10 | B | 8 | -2.1 | B | 8 | -9.3 | B | 8 | 54 | A | 7 | 1005 | B | 8 | 50 | B | 8 | 1.8 | B | 8 | 12500 | C | 8 | 17100 | B | 8 | 0.8 | E | 8 | 0.073 | F | 8 | 0.17 | F | 8 | 0 | 1 | D | 9 | 0 | C | 8
[26 empty] | 3836800% | 11:00 | 577 | 1414 | 364 | 2 | 9 | 613 | 2 | 21 | 112 | 2 | 9 | 375 | 2 | 9 | 580 | 2 | 21 | 137 | 2 | 9 | 216 | 2 | 25 | 10 | B | 8 | 10 | B | 8 | -1.3 | B | 8 | -9.8 | B | 8 | 48 | A | 7 | 1004 | B | 8 | 50 | B | 8 | 2.1 | B | 8 | 13700 | C | 8 | 12200 | B | 8 | 0.8 | E | 8 | 0.073 | F | 8 | 0.17 | F | 8 | 0 | 1 | D | 9 | 0 | C | 8
HVAC | [25 empty] | 3836800% | 12:00 | 669 | 1414 | 428 | 2 | 9 | 635 | 2 | 21 | 126 | 2 | 9 | 443 | 2 | 9 | 617 | 2 | 21 | 150 | 2 | 9 | 256 | 2 | 25 | 10 | B | 8 | 10 | B | 8 | -0.5 | B | 8 | -10.3 | B | 8 | 43 | A | 7 | 1003 | B | 8 | 50 | B | 8 | 2.3 | B | 8 | 14900 | C | 8 | 7300 | B | 8 | 0.7 | E | 8 | 0.073 | F | 8 | 0.17 | F | 8 | 0 | 1 | D | 9 | 0 | C | 8
[26 empty] | 3836800% | 13:00 | 693 | 1414 | 444 | 2 | 9 | 636 | 2 | 21 | 131 | 2 | 9 | 461 | 2 | 9 | 621 | 2 | 21 | 155 | 2 | 9 | 270 | 2 | 25 | 10 | E | 9 | 10 | A | 7 | 0 | A | 7 | -11 | A | 7 | 39 | A | 7 | 1002 | A | 7 | 50 | A | 7 | 2.6 | A | 7 | 16100 | B | 7 | 2400 | A | 7 | 0.7 | E | 8 | 0.073 | F | 8 | 0.17 | F | 8 | 0 | 1 | D | 9 | 0 | C | 8
Unitary HVAC | [25 empty] | 3836800% | 14:00 | 648 | 1414 | 411 | 2 | 9 | 625 | 2 | 21 | 124 | 2 | 9 | 426 | 2 | 9 | 604 | 2 | 21 | 148 | 2 | 9 | 249 | 2 | 25 | 10 | E | 9 | 10 | A | 7 | 0 | A | 7 | -10 | A | 7 | 43 | A | 7 | 1000 | A | 7 | 50 | A | 7 | 4.1 | A | 7 | 16100 | B | 7 | 2700 | A | 7 | 0.7 | E | 8 | 0.073 | F | 8 | 0.17 | F | 8 | 0 | 1 | D | 9 | 0 | C | 8
[26 empty] | 3836800% | 15:00 | 537 | 1414 | 326 | 2 | 9 | 593 | 2 | 21 | 100 | 2 | 9 | 337 | 2 | 9 | 554 | 2 | 21 | 126 | 2 | 9 | 191 | 2 | 25 | 10 | B | 8 | 10 | B | 8 | -0.3 | B | 8 | -9.5 | B | 8 | 46 | A | 7 | 999 | B | 8 | 60 | B | 8 | 4.1 | B | 8 | 16100 | C | 8 | 2850 | B | 8 | 0.7 | E | 8 | 0.073 | F | 8 | 0.17 | F | 8 | 0 | 1 | D | 9 | 0 | C | 8
Energy Coefficients |  |  |  | Cooling | Electric Heat | [20 empty] | 3836800% | 16:00 | 369 | 1414 | 202 | 2 | 9 | 500 | 2 | 21 | 71 | 2 | 9 | 207 | 2 | 9 | 420 | 2 | 21 | 97 | 2 | 9 | 128 | 2 | 25 | 10 | E | 9 | 9 | A | 7 | -1 | A | 7 | -9 | A | 7 | 50 | A | 7 | 998 | A | 7 | 60 | A | 7 | 4.1 | A | 7 | 16100 | B | 7 | 3000 | A | 7 | 0.7 | E | 8 | 0.073 | F | 8 | 0.17 | F | 8 | 0 | 1 | D | 9 | 0 | C | 8
Space and/or Building Type | EFLH_Cool | EFLH_Heat | EFLH_Gas | ETDF_summer peak | ETDF_winter peak | ETDF_Water_Heating_Summer peak | ETDF_Water_Heating_Winter peak | ETDF_Ventillation_Summer peak | ETDF_Ventillation_Winter peak | ETDF_Pumps_Summer peak | ETDF_Pumps_Winter peak | [14 empty] | 3836800% | 17:00 | 155 | 1414 | 61 | 2 | 9 | 266 | 2 | 21 | 32 | 2 | 9 | 62 | 2 | 9 | 155 | 2 | 21 | 45 | 2 | 9 | 56 | 2 | 25 | 10 | B | 8 | 9 | B | 8 | -1.1 | B | 8 | -9 | B | 8 | 51 | A | 7 | 998 | B | 8 | 60 | B | 8 | 3.4 | B | 8 | 16100 | C | 8 | 2900 | B | 8 | 0.7 | E | 8 | 0.073 | F | 8 | 0.17 | F | 8 | 0 | 1 | D | 9 | 0 | C | 8
Assembly | 849 | 1090 | 1755 | 0.000692 | 0.001105 | 0.00014 | 0.0001563 | 0.0001453 | 0.0001347 | 0.000143 | 0.0001174 |  |  |  |  | Other | [9 empty] | 3836800% | 18:00 | 3 | 247 | 0 | 2 | 9 | 0 | 2 | 21 | 0 | 2 | 9 | 0 | 2 | 9 | 0 | 2 | 21 | 0 | 2 | 9 | 0 | 2 | 25 | 10 | B | 8 | 10 | B | 8 | -1.3 | B | 8 | -9.2 | B | 8 | 51 | A | 7 | 998 | B | 8 | 60 | B | 8 | 2.8 | B | 8 | 16100 | C | 8 | 2800 | B | 8 | 0.7 | E | 8 | 0.073 | F | 8 | 0.17 | F | 8 | 0 | 1 | D | 9 | 0 | C | 8
Education - Community College | 646 | 697 | 790 | 0.0008522 | 0.0009643 | 7.66e-05 | 0.0002029 | 0.0001513 | 0.0001569 | 0.0001845 | 0.0001177 |  |  |  |  | Secondary School | [9 empty] | 3836800% | 19:00 | 0 | 0 | 0 | 2 | 0 | 0 | 2 | 0 | 0 | 2 | 0 | 0 | 2 | 0 | 0 | 2 | 0 | 0 | 2 | 0 | 0 | 2 | 0 | 10 | E | 9 | 10 | A | 7 | -1 | A | 7 | -9 | A | 7 | 50 | A | 7 | 998 | A | 7 | 60 | A | 7 | 2.1 | A | 7 | 16100 | B | 7 | 2700 | A | 7 | 0.7 | E | 8 | 0.073 | F | 8 | 0.17 | F | 8 | 0 | 1 | D | 9 | 0 | C | 8
Education - Primary School | 265 | 653 | 510 | 0.0010188 | 0.0012313 | 0.0001762 | 0.0002184 | 0.0002077 | 0.0001931 | 0.0002209 | 0.0001292 |  |  |  |  | Primary School | [9 empty] | 3836800% | 20:00 | 0 | 0 | 0 | 2 | 0 | 0 | 2 | 0 | 0 | 2 | 0 | 0 | 2 | 0 | 0 | 2 | 0 | 0 | 2 | 0 | 0 | 2 | 0 | 9 | B | 8 | 9 | B | 8 | -1.7 | B | 8 | -9.5 | B | 8 | 51 | A | 7 | 998 | B | 8 | 50 | B | 8 | 2.7 | B | 8 | 16100 | C | 8 | 4455 | B | 8 | 0.7 | E | 8 | 0.073 | F | 8 | 0.17 | F | 8 | 0 | 1 | D | 9 | 0 | C | 8
Education - Relocatable Classroom | 315 | 633 | 494 | 0.0010188 | 0.0012313 | 0.0001762 | 0.0002184 | 0.0002077 | 0.0001931 | 0.0002209 | 0.0001292 |  |  |  |  | Primary School | [9 empty] | 3836800% | 21:00 | 0 | 0 | 0 | 2 | 0 | 0 | 2 | 0 | 0 | 2 | 0 | 0 | 2 | 0 | 0 | 2 | 0 | 0 | 2 | 0 | 0 | 2 | 0 | 8 | B | 8 | 8 | B | 8 | -2.5 | B | 8 | -11.2 | B | 8 | 47 | A | 7 | 999 | B | 8 | 40 | B | 8 | 3.3 | B | 8 | 16100 | C | 8 | 6209 | B | 8 | 0.6 | E | 8 | 0.073 | F | 8 | 0.17 | F | 8 | 0 | 1 | D | 9 | 0 | C | 8
Education - Secondary School | 305 | 703 | 615 | 0.0008522 | 0.0009643 | 7.66e-05 | 0.0002029 | 0.0001513 | 0.0001569 | 0.0001845 | 0.0001177 |  |  |  |  | Secondary School | [9 empty] | 3836800% | 22:00 | 0 | 0 | 0 | 2 | 0 | 0 | 2 | 0 | 0 | 2 | 0 | 0 | 2 | 0 | 0 | 2 | 0 | 0 | 2 | 0 | 0 | 2 | 0 | 8 | B | 8 | 8 | B | 8 | -3 | B | 8 | -11.5 | B | 8 | 48 | A | 7 | 999 | B | 8 | 30 | B | 8 | 3.9 | B | 8 | 16100 | C | 8 | 7964 | B | 8 | 0.6 | E | 8 | 0.073 | F | 8 | 0.17 | F | 8 | 0 | 1 | D | 9 | 0 | C | 8
Education - University | 713 | 518 | 947 | 0.0008522 | 0.0009643 | 7.66e-05 | 0.0002029 | 0.0001513 | 0.0001569 | 0.0001845 | 0.0001177 |  |  |  |  | Secondary School | [9 empty] | 3836800% | 23:00 | 0 | 0 | 0 | 2 | 0 | 0 | 2 | 0 | 0 | 2 | 0 | 0 | 2 | 0 | 0 | 2 | 0 | 0 | 2 | 0 | 0 | 2 | 0 | 7 | B | 8 | 7 | B | 8 | -4 | B | 8 | -12 | B | 8 | 50 | A | 7 | 999 | B | 8 | 20 | B | 8 | 4.5 | B | 8 | 16100 | C | 8 | 9718 | B | 8 | 0.6 | E | 8 | 0.073 | F | 8 | 0.17 | F | 8 | 0 | 1 | D | 9 | 0 | C | 8
Grocery | 610 | 962 | 962 | 0.000692 | 0.001105 | 0.00014 | 0.0001563 | 0.0001453 | 0.0001347 | 0.000143 | 0.0001174 |  |  |  |  | Other | [9 empty] | 3836800% | 24:00 | 0 | 0 | 0 | 2 | 0 | 0 | 2 | 0 | 0 | 2 | 0 | 0 | 2 | 0 | 0 | 2 | 0 | 0 | 2 | 0 | 0 | 2 | 0 | 6 | B | 8 | 6 | B | 8 | -4.5 | B | 8 | -12.4 | B | 8 | 50 | A | 7 | 1000 | B | 8 | 10 | B | 8 | 5.1 | B | 8 | 16100 | C | 8 | 11473 | B | 8 | 0.6 | E | 8 | 0.073 | F | 8 | 0.17 | F | 8 | 0 | 1 | D | 9 | 0 | C | 8
Health/Medical - Hospital | 1099 | 209 | 302 | 0.0003778 | 0.001547 | 0.0001025 | 0.0001327 | 0.0001181 | 0.0001114 | 0.0001289 | 0.0001037 |  |  |  |  | Hospital | [9 empty] | 3836900% | 1:00 | 0 | 0 | 0 | 2 | 0 | 0 | 2 | 0 | 0 | 2 | 0 | 0 | 2 | 0 | 0 | 2 | 0 | 0 | 2 | 0 | 0 | 2 | 0 | 5 | B | 8 | 5 | B | 8 | -5.2 | B | 8 | -13 | B | 8 | 50 | A | 7 | 1000 | B | 8 | 360 | B | 8 | 5.7 | B | 8 | 16100 | C | 8 | 13227 | B | 8 | 0.5 | E | 8 | 0.073 | F | 8 | 0.17 | F | 8 | 0 | 1 | D | 9 | 0 | C | 8
Health/Medical - Nursing Home | 584 | 912 | 1433 | 0.0003778 | 0.001547 | 0.0001025 | 0.0001327 | 0.0001181 | 0.0001114 | 0.0001289 | 0.0001037 |  |  |  |  | Hospital | [9 empty] | 3836900% | 2:00 | 0 | 0 | 0 | 2 | 0 | 0 | 2 | 0 | 0 | 2 | 0 | 0 | 2 | 0 | 0 | 2 | 0 | 0 | 2 | 0 | 0 | 2 | 0 | 4 | B | 8 | 4 | B | 8 | -5.7 | B | 8 | -13.4 | B | 8 | 51 | A | 7 | 1000 | B | 8 | 350 | B | 8 | 6.3 | B | 8 | 16100 | C | 8 | 14982 | B | 8 | 0.5 | E | 8 | 0.073 | F | 8 | 0.17 | F | 8 | 0 | 1 | D | 9 | 0 | C | 8
Lodging - Hotel | 1645 | 2193 | 1239 | 0.0004755 | 0.0010263 | 8.08e-05 | 0.0001305 | 0.0001254 | 0.0001455 | 0.0001273 | 0.0001138 |  |  |  |  | Large Hotel | [9 empty] | 3836900% | 3:00 | 0 | 0 | 0 | 2 | 0 | 0 | 2 | 0 | 0 | 2 | 0 | 0 | 2 | 0 | 0 | 2 | 0 | 0 | 2 | 0 | 0 | 2 | 0 | 3 | B | 8 | 3 | B | 8 | -6.2 | B | 8 | -13.9 | B | 8 | 50 | A | 7 | 1000 | B | 8 | 340 | B | 8 | 6.9 | B | 8 | 16100 | C | 8 | 16736 | B | 8 | 0.5 | E | 8 | 0.073 | F | 8 | 0.17 | F | 8 | 0 | 1 | D | 9 | 0 | C | 8
Manufacturing – Bio Tech/High Tech | 785 | 143 | 143 | 0.0015434 | 0.0017429 | 0.00014 | 0.0001563 | 0.000131 | 0.0001541 | 0.0001656 | 0.0001332 |  |  |  |  | Warehouse | [9 empty] | 3836900% | 4:00 | 0 | 0 | 0 | 2 | 0 | 0 | 2 | 0 | 0 | 2 | 0 | 0 | 2 | 0 | 0 | 2 | 0 | 0 | 2 | 0 | 0 | 2 | 0 | 3 | B | 8 | 3 | B | 8 | -6.7 | B | 8 | -14.4 | B | 8 | 50 | A | 7 | 1001 | B | 8 | 330 | B | 8 | 7.5 | B | 8 | 16100 | C | 8 | 18491 | B | 8 | 0.4 | E | 8 | 0.073 | F | 8 | 0.17 | F | 8 | 0 | 1 | D | 9 | 0 | C | 8
Manufacturing – 1 Shift/Light Industrial | 413 | 572 | 709 | 0.0015434 | 0.0017429 | 0.00014 | 0.0001563 | 0.000131 | 0.0001541 | 0.0001656 | 0.0001332 |  |  |  |  | Warehouse | [9 empty] | 3836900% | 5:00 | 0 | 0 | 0 | 2 | 0 | 0 | 2 | 0 | 0 | 2 | 0 | 0 | 2 | 0 | 0 | 2 | 0 | 0 | 2 | 0 | 0 | 2 | 0 | 2 | B | 8 | 2 | B | 8 | -7.2 | B | 8 | -14.8 | B | 8 | 51 | A | 7 | 1001 | B | 8 | 320 | B | 8 | 8.1 | B | 8 | 16100 | C | 8 | 20245 | B | 8 | 0.4 | E | 8 | 0.073 | F | 8 | 0.17 | F | 8 | 0 | 1 | D | 9 | 0 | C | 8
Multi-Family (Common Areas) | 1367 | 250 | 1488 | 0.000692 | 0.001105 | 0.00014 | 0.0001563 | 0.0001273 | 0.00012 | 0.0001017 | 0.000137 |  |  |  |  | Small Hotel | [9 empty] | 3836900% | 6:00 | 0 | 0 | 0 | 2 | 0 | 0 | 2 | 0 | 0 | 2 | 0 | 0 | 2 | 0 | 0 | 2 | 0 | 0 | 2 | 0 | 0 | 2 | 0 | 1 | B | 8 | 1 | B | 8 | -7.4 | B | 8 | -15.3 | B | 8 | 49 | A | 7 | 1001 | B | 8 | 310 | B | 8 | 8.7 | B | 8 | 16100 | C | 8 | 77777 | A | 7 | 0.4 | E | 8 | 0.073 | F | 8 | 0.17 | F | 8 | 0 | 1 | D | 9 | 0 | C | 8
Office - Large | 659 | 216 | 2039 | 0.0003938 | 0.0010677 | 0.0001298 | 0.0001573 | 0.0001379 | 0.0001377 | 0.0001424 | 0.0001065 |  |  |  |  | Large Office | [9 empty] | 3836900% | 7:00 | 0 | 0 | 0 | 2 | 0 | 0 | 2 | 0 | 0 | 2 | 0 | 0 | 2 | 0 | 0 | 2 | 0 | 0 | 2 | 0 | 0 | 2 | 0 | 0 | E | 9 | 0 | E | 9 | -8 | A | 7 | -15 | A | 7 | 53 | A | 7 | 1001 | A | 7 | 300 | A | 7 | 9.3 | A | 7 | 16100 | B | 7 | 77777 | A | 7 | 0.3 | E | 8 | 0.073 | F | 8 | 0.17 | F | 8 | 0 | 1 | D | 9 | 0 | C | 8
Office - Small | 569 | 430 | 419 | 0.0010049 | 0.0012355 | 0.0001971 | 0.0001986 | 0.0001377 | 0.0001338 | 0.000175 | 0.0001355 |  |  |  |  | Small Office | [9 empty] | 3836900% | 8:00 | 27 | 695 | 0 | 2 | 9 | 0 | 2 | 21 | 0 | 2 | 9 | 0 | 2 | 9 | 0 | 2 | 21 | 0 | 2 | 9 | 0 | 2 | 25 | 0 | E | 9 | 0 | E | 9 | -8 | A | 7 | -14 | A | 7 | 58 | A | 7 | 1002 | A | 7 | 290 | A | 7 | 7.7 | A | 7 | 16100 | B | 7 | 77777 | A | 7 | 0.3 | E | 8 | 0.073 | F | 8 | 0.17 | F | 8 | 0 | 1 | D | 9 | 0 | C | 8
Restaurant - Fast-Food | 656 | 1199 | 798 | 0.0007826 | 0.0007381 | 0.0001632 | 0.0001754 | 0.0001474 | 0.0001358 | 0.0001585 | 0.0001281 |  |  |  |  | Quick service | [9 empty] | 3836900% | 9:00 | 225 | 1414 | 115 | 2 | 9 | 251 | 2 | 21 | 75 | 2 | 9 | 119 | 2 | 9 | 165 | 2 | 21 | 93 | 2 | 9 | 150 | 2 | 25 | 1 | B | 8 | 1 | B | 8 | -8.6 | B | 8 | -14.9 | B | 8 | 57 | A | 7 | 1003 | B | 8 | 290 | B | 8 | 8.2 | B | 8 | 16100 | C | 8 | 77777 | B | 8 | 0.3 | E | 8 | 0.073 | F | 8 | 0.17 | F | 8 | 0 | 1 | D | 9 | 0 | C | 8
Restaurant - Sit-Down | 690 | 1106 | 828 | 0.0008328 | 0.0008317 | 0.0001607 | 0.0001575 | 0.000157 | 0.0001388 | 0.0001572 | 0.0001146 |  |  |  |  | Full service | [9 empty] | 3836900% | 10:00 | 428 | 1414 | 248 | 2 | 9 | 505 | 2 | 21 | 94 | 2 | 9 | 261 | 2 | 9 | 448 | 2 | 21 | 124 | 2 | 9 | 175 | 2 | 25 | 3 | E | 9 | 3 | E | 9 | -9 | A | 7 | -16 | A | 7 | 53 | A | 7 | 1003 | A | 7 | 290 | A | 7 | 8.7 | A | 7 | 16100 | B | 7 | 77777 | A | 7 | 0.3 | E | 8 | 0.073 | F | 8 | 0.17 | F | 8 | 0 | 1 | D | 9 | 0 | C | 8
Retail - Multistory Large | 797 | 578 | 948 | 0.0008876 | 0.0010828 | 0.000163 | 0.0001525 | 0.0001483 | 0.0001323 | 0.0001189 | 0.0001334 |  |  |  |  | Standalone | [9 empty] | 3836900% | 11:00 | 580 | 1414 | 312 | 2 | 9 | 349 | 2 | 21 | 168 | 2 | 9 | 332 | 2 | 9 | 347 | 2 | 21 | 188 | 2 | 9 | 358 | 2 | 25 | 8 | E | 9 | 8 | E | 9 | -8 | A | 7 | -16 | A | 7 | 49 | A | 7 | 1003 | A | 7 | 280 | A | 7 | 7.2 | A | 7 | 16100 | B | 7 | 1110 | A | 7 | 0.3 | E | 8 | 0.073 | F | 8 | 0.17 | F | 8 | 0 | 1 | D | 9 | 0 | C | 8
Retail - Single-Story Large | 819 | 722 | 722 | 0.0008876 | 0.0010828 | 0.000163 | 0.0001525 | 0.0001483 | 0.0001323 | 0.0001189 | 0.0001334 |  |  |  |  | Standalone | [9 empty] | 3836900% | 12:00 | 672 | 1414 | 354 | 2 | 9 | 327 | 2 | 21 | 198 | 2 | 9 | 378 | 2 | 9 | 336 | 2 | 21 | 217 | 2 | 9 | 441 | 2 | 25 | 8 | B | 8 | 8 | B | 8 | -7.8 | B | 8 | -16.4 | B | 8 | 46 | A | 7 | 1003 | B | 8 | 290 | B | 8 | 8.3 | B | 8 | 16100 | C | 8 | 1230 | B | 8 | 0.3 | E | 8 | 0.073 | F | 8 | 0.17 | F | 8 | 0 | 1 | D | 9 | 0 | C | 8
Retail - Small | 828 | 608 | 545 | 0.0008139 | 0.00111 | 0.000163 | 0.0001525 | 0.0001606 | 0.0001246 | 0.0001385 | 0.00012 |  |  |  |  | Strip | [9 empty] | 3836900% | 13:00 | 697 | 1414 | 444 | 2 | 9 | 534 | 2 | 21 | 179 | 2 | 9 | 465 | 2 | 9 | 533 | 2 | 21 | 201 | 2 | 9 | 379 | 2 | 25 | 8 | E | 9 | 8 | E | 9 | -8 | A | 7 | -17 | A | 7 | 44 | A | 7 | 1002 | A | 7 | 300 | A | 7 | 9.3 | A | 7 | 16100 | B | 7 | 1350 | A | 7 | 0.2 | E | 8 | 0.073 | F | 8 | 0.17 | F | 8 | 0 | 1 | D | 9 | 0 | C | 8
Storage - Conditioned | 220 | 835 | 457 | 0.0015434 | 0.0017429 | 0.00014 | 0.0001563 | 0.000131 | 0.0001541 | 0.0001656 | 0.0001332 |  |  |  |  | Warehouse | [9 empty] | 3836900% | 14:00 | 652 | 1414 | 313 | 2 | 9 | 196 | 2 | 21 | 222 | 2 | 9 | 338 | 2 | 9 | 198 | 2 | 21 | 247 | 2 | 9 | 540 | 2 | 25 | 9 | B | 8 | 9 | B | 8 | -7.7 | B | 8 | -17.2 | B | 8 | 42 | A | 7 | 1002 | B | 8 | 290 | B | 8 | 9 | B | 8 | 16100 | C | 8 | 1410 | B | 8 | 0.3 | E | 8 | 0.073 | F | 8 | 0.17 | F | 8 | 0 | 1 | D | 9 | 0 | C | 8
Warehouse - Refrigerated | 3520 | 335 | 335 | 0.0015434 | 0.0017429 | 0.00014 | 0.0001563 | 0.000131 | 0.0001541 | 0.0001656 | 0.0001332 |  |  |  |  | Warehouse | [9 empty] | 3836900% | 15:00 | 542 | 1414 | 266 | 2 | 9 | 258 | 2 | 21 | 166 | 2 | 9 | 280 | 2 | 9 | 252 | 2 | 21 | 183 | 2 | 9 | 353 | 2 | 25 | 10 | E | 9 | 10 | E | 9 | -8 | A | 7 | -18 | A | 7 | 40 | A | 7 | 1002 | A | 7 | 280 | A | 7 | 8.7 | A | 7 | 16100 | B | 7 | 1470 | A | 7 | 0.3 | E | 8 | 0.073 | F | 8 | 0.17 | F | 8 | 0 | 1 | D | 9 | 0 | C | 8
Other | 569 | 430 | 419 | 0.0010049 | 0.0012355 | 0.0001971 | 0.0001986 | 0.0001377 | 0.0001338 | 0.000175 | 0.0001355 | [14 empty] | 3836900% | 16:00 | 374 | 1414 | 238 | 2 | 9 | 507 | 2 | 21 | 103 | 2 | 9 | 244 | 2 | 9 | 427 | 2 | 21 | 130 | 2 | 9 | 195 | 2 | 25 | 10 | E | 9 | 10 | E | 9 | -8 | A | 7 | -17 | A | 7 | 44 | A | 7 | 1002 | A | 7 | 280 | A | 7 | 10.3 | A | 7 | 16100 | B | 7 | 1170 | A | 7 | 0.3 | E | 8 | 0.073 | F | 8 | 0.17 | F | 8 | 0 | 1 | D | 9 | 0 | C | 8
Baseline Condition |  | System Type |  | Subcategory | Heating Type |  | Equipment Size Classification |  | PTAC and PTHP Size Classification | [16 empty] | 3836900% | 17:00 | 160 | 1414 | 51 | 2 | 9 | 99 | 2 | 21 | 40 | 2 | 9 | 54 | 2 | 9 | 52 | 2 | 21 | 48 | 2 | 9 | 74 | 2 | 25 | 8 | E | 9 | 8 | E | 9 | -9 | A | 7 | -18 | A | 7 | 44 | A | 7 | 1003 | A | 7 | 300 | A | 7 | 8.2 | A | 7 | 16100 | B | 7 | 1500 | A | 7 | 0.2 | E | 8 | 0.073 | F | 8 | 0.17 | F | 8 | 0 | 1 | D | 9 | 0 | C | 8
Time of Sale |  | Air Conditioners, Air Cooled |  | Split system | Electric Resistance |  | <65,000 Btu/h |  | < 9,000 Btu/h | [16 empty] | 3836900% | 18:00 | 4 | 271 | 0 | 2 | 9 | 0 | 2 | 21 | 0 | 2 | 9 | 0 | 2 | 9 | 0 | 2 | 21 | 0 | 2 | 9 | 0 | 2 | 25 | 4 | E | 9 | 4 | E | 9 | -9 | A | 7 | -18 | A | 7 | 44 | A | 7 | 1004 | A | 7 | 290 | A | 7 | 5.7 | A | 7 | 16100 | B | 7 | 77777 | A | 7 | 0.2 | E | 8 | 0.073 | F | 8 | 0.17 | F | 8 | 0 | 1 | D | 9 | 0 | C | 8
Early Replacement |  | Air Conditioners, Water Cooled |  | Single package | Other |  | ≥65,000 Btu/h and <135,000 Btu/h |  | ≥ 9,000 Btu/h and < 12,000 Btu/h | [16 empty] | 3836900% | 19:00 | 0 | 0 | 0 | 2 | 0 | 0 | 2 | 0 | 0 | 2 | 0 | 0 | 2 | 0 | 0 | 2 | 0 | 0 | 2 | 0 | 0 | 2 | 0 | 3 | E | 9 | 3 | A | 7 | -10 | A | 7 | -17 | A | 7 | 53 | A | 7 | 1004 | A | 7 | 280 | A | 7 | 6.7 | A | 7 | 16100 | B | 7 | 77777 | A | 7 | 0.2 | E | 8 | 0.073 | F | 8 | 0.17 | F | 8 | 0 | 1 | D | 9 | 0 | C | 8
|  | Air Conditioners, Evaporatively Cooled |  |  |  |  | ≥135,000 Btu/h and <240,000 Btu/h |  | ≥ 12,000 Btu/h | [16 empty] | 3836900% | 20:00 | 0 | 0 | 0 | 2 | 0 | 0 | 2 | 0 | 0 | 2 | 0 | 0 | 2 | 0 | 0 | 2 | 0 | 0 | 2 | 0 | 0 | 2 | 0 | 4 | E | 9 | 4 | E | 9 | -10 | A | 7 | -18 | A | 7 | 48 | A | 7 | 1004 | A | 7 | 290 | A | 7 | 10.3 | A | 7 | 16100 | B | 7 | 77777 | A | 7 | 0.2 | E | 8 | 0.073 | F | 8 | 0.17 | F | 8 | 0 | 1 | D | 9 | 0 | C | 8
Units |  | Packaged Terminal Air Conditioners |  | Packaged Units |  |  | ≥240,000 Btu/h and <760,000 Btu/h | [18 empty] | 3836900% | 21:00 | 0 | 0 | 0 | 2 | 0 | 0 | 2 | 0 | 0 | 2 | 0 | 0 | 2 | 0 | 0 | 2 | 0 | 0 | 2 | 0 | 0 | 2 | 0 | 3 | E | 9 | 3 | E | 9 | -10 | A | 7 | -19 | A | 7 | 44 | A | 7 | 1005 | A | 7 | 300 | A | 7 | 10.3 | A | 7 | 16100 | B | 7 | 77777 | A | 7 | 0.2 | E | 8 | 0.073 | F | 8 | 0.17 | F | 8 | 0 | 1 | D | 9 | 0 | C | 8
SEER2/EER2/HSPF2/IEER/COP |  | Heat Pumps, Air Cooled |  | Packaged Terminal Air Conditioners |  |  | >=760,000 Btu/h | [18 empty] | 3836900% | 22:00 | 0 | 0 | 0 | 2 | 0 | 0 | 2 | 0 | 0 | 2 | 0 | 0 | 2 | 0 | 0 | 2 | 0 | 0 | 2 | 0 | 0 | 2 | 0 | 3 | E | 9 | 3 | E | 9 | -11 | A | 7 | -19 | A | 7 | 48 | A | 7 | 1005 | A | 7 | 290 | A | 7 | 9.3 | A | 7 | 16100 | B | 7 | 77777 | A | 7 | 0.2 | E | 8 | 0.073 | F | 8 | 0.17 | F | 8 | 0 | 1 | D | 9 | 0 | C | 8
SEER/EER/HSPF/IEER/COP |  | Packaged Terminal Heat Pumps |  | Packaged Terminal Heat Pumps | [21 empty] | 3836900% | 23:00 | 0 | 0 | 0 | 2 | 0 | 0 | 2 | 0 | 0 | 2 | 0 | 0 | 2 | 0 | 0 | 2 | 0 | 0 | 2 | 0 | 0 | 2 | 0 | 3 | B | 8 | 3 | B | 8 | -11.5 | B | 8 | -19.1 | B | 8 | 50 | A | 7 | 1005 | B | 8 | 290 | B | 8 | 9 | B | 8 | 16100 | C | 8 | 77777 | B | 8 | 0.2 | E | 8 | 0.073 | F | 8 | 0.17 | F | 8 | 0 | 1 | D | 9 | 0 | C | 8
[26 empty] | 3836900% | 24:00 | 0 | 0 | 0 | 2 | 0 | 0 | 2 | 0 | 0 | 2 | 0 | 0 | 2 | 0 | 0 | 2 | 0 | 0 | 2 | 0 | 0 | 2 | 0 | 3 | B | 8 | 3 | B | 8 | -11.6 | B | 8 | -19.2 | B | 8 | 49 | A | 7 | 1006 | B | 8 | 290 | B | 8 | 8.7 | B | 8 | 16100 | C | 8 | 77777 | B | 8 | 0.2 | E | 8 | 0.073 | F | 8 | 0.17 | F | 8 | 0 | 1 | D | 9 | 0 | C | 8
Baseline Coefficients Unitary Units | [6 empty] | EER*0.95 | [18 empty] | 3837000% | 1:00 | 0 | 0 | 0 | 2 | 0 | 0 | 2 | 0 | 0 | 2 | 0 | 0 | 2 | 0 | 0 | 2 | 0 | 0 | 2 | 0 | 0 | 2 | 0 | 3 | B | 8 | 3 | B | 8 | -11.9 | B | 8 | -19.4 | B | 8 | 50 | A | 7 | 1006 | B | 8 | 290 | B | 8 | 8.4 | B | 8 | 16100 | C | 8 | 77777 | B | 8 | 0.2 | E | 8 | 0.073 | F | 8 | 0.17 | F | 8 | 0 | 1 | D | 9 | 0 | C | 8
System Type | Subcategory | Size Category | Concatenated List | IEER | SEER2 | EER | EER2 | HSPF2 | COP |  | EUL | RUL | [13 empty] | 3837000% | 2:00 | 0 | 0 | 0 | 2 | 0 | 0 | 2 | 0 | 0 | 2 | 0 | 0 | 2 | 0 | 0 | 2 | 0 | 0 | 2 | 0 | 0 | 2 | 0 | 3 | B | 8 | 3 | B | 8 | -11.9 | B | 8 | -19.4 | B | 8 | 50 | A | 7 | 1007 | B | 8 | 290 | B | 8 | 8.1 | B | 8 | 16100 | C | 8 | 77777 | B | 8 | 0.2 | E | 8 | 0.073 | F | 8 | 0.17 | F | 8 | 0 | 1 | D | 9 | 0 | C | 8
Air Conditioners, Air Cooled | Split system | <65,000 Btu/h | Air Conditioners, Air CooledSplit system<65,000 Btu/h |  | 13.4 |  | 0 |  |  |  | 5 | 5 | [13 empty] | 3837000% | 3:00 | 0 | 0 | 0 | 2 | 0 | 0 | 2 | 0 | 0 | 2 | 0 | 0 | 2 | 0 | 0 | 2 | 0 | 0 | 2 | 0 | 0 | 2 | 0 | 3 | B | 8 | 3 | B | 8 | -12 | B | 8 | -19.4 | B | 8 | 50 | A | 7 | 1007 | B | 8 | 300 | B | 8 | 7.9 | B | 8 | 16100 | C | 8 | 77777 | A | 7 | 0.2 | E | 8 | 0.073 | F | 8 | 0.17 | F | 8 | 0 | 1 | D | 9 | 0 | C | 8
Air Conditioners, Air Cooled | Single package | <65,000 Btu/h | Air Conditioners, Air CooledSingle package<65,000 Btu/h |  | 13.4 |  | 0 | [18 empty] | 3837000% | 4:00 | 0 | 0 | 0 | 2 | 0 | 0 | 2 | 0 | 0 | 2 | 0 | 0 | 2 | 0 | 0 | 2 | 0 | 0 | 2 | 0 | 0 | 2 | 0 | 3 | B | 8 | 3 | B | 8 | -12.1 | B | 8 | -19.6 | B | 8 | 50 | A | 7 | 1008 | B | 8 | 300 | B | 8 | 7.6 | B | 8 | 16100 | C | 8 | 77777 | A | 7 | 0.2 | E | 8 | 0.073 | F | 8 | 0.17 | F | 8 | 0 | 1 | D | 9 | 0 | C | 8
Air Conditioners, Air Cooled | Split system | ≥65,000 Btu/h and <135,000 Btu/h | Air Conditioners, Air CooledSplit system≥65,000 Btu/h and <135,000 Btu/h | 14.8 |  | 11.2 | 10.64 | [18 empty] | 3837000% | 5:00 | 0 | 0 | 0 | 2 | 0 | 0 | 2 | 0 | 0 | 2 | 0 | 0 | 2 | 0 | 0 | 2 | 0 | 0 | 2 | 0 | 0 | 2 | 0 | 3 | B | 8 | 3 | B | 8 | -12.1 | B | 8 | -19.6 | B | 8 | 50 | A | 7 | 1008 | B | 8 | 300 | B | 8 | 7.3 | B | 8 | 16100 | C | 8 | 77777 | B | 8 | 0.2 | E | 8 | 0.073 | F | 8 | 0.17 | F | 8 | 0 | 1 | D | 9 | 0 | C | 8
Air Conditioners, Air Cooled | Single package | ≥65,000 Btu/h and <135,000 Btu/h | Air Conditioners, Air CooledSingle package≥65,000 Btu/h and <135,000 Btu/h | 14.8 |  | 11.2 | 10.64 | [18 empty] | 3837000% | 6:00 | 0 | 0 | 0 | 2 | 0 | 0 | 2 | 0 | 0 | 2 | 0 | 0 | 2 | 0 | 0 | 2 | 0 | 0 | 2 | 0 | 0 | 2 | 0 | 3 | B | 8 | 3 | B | 8 | -11.9 | B | 8 | -19.7 | B | 8 | 48 | A | 7 | 1008 | B | 8 | 300 | B | 8 | 7 | B | 8 | 16100 | C | 8 | 77777 | A | 7 | 0.2 | E | 8 | 0.073 | F | 8 | 0.17 | F | 8 | 0 | 1 | D | 9 | 0 | C | 8
Air Conditioners, Air Cooled | Split system | ≥135,000 Btu/h and <240,000 Btu/h | Air Conditioners, Air CooledSplit system≥135,000 Btu/h and <240,000 Btu/h | 14.2 |  | 11 | 10.45 | [18 empty] | 3837000% | 7:00 | 0 | 0 | 0 | 2 | 0 | 0 | 2 | 0 | 0 | 2 | 0 | 0 | 2 | 0 | 0 | 2 | 0 | 0 | 2 | 0 | 0 | 2 | 0 | 3 | E | 9 | 3 | E | 9 | -12 | A | 7 | -19 | A | 7 | 52 | A | 7 | 1009 | A | 7 | 300 | A | 7 | 6.7 | A | 7 | 16100 | B | 7 | 77777 | A | 7 | 0.1 | E | 8 | 0.073 | F | 8 | 0.17 | F | 8 | 0 | 1 | D | 9 | 0 | C | 8
Air Conditioners, Air Cooled | Single package | ≥135,000 Btu/h and <240,000 Btu/h | Air Conditioners, Air CooledSingle package≥135,000 Btu/h and <240,000 Btu/h | 14.2 |  | 11 | 10.45 | [18 empty] | 3837000% | 8:00 | 28 | 695 | 0 | 2 | 9 | 0 | 2 | 21 | 0 | 2 | 9 | 0 | 2 | 9 | 0 | 2 | 21 | 0 | 2 | 9 | 0 | 2 | 25 | 5 | B | 8 | 5 | B | 8 | -12.2 | B | 8 | -19.4 | B | 8 | 51 | A | 7 | 1010 | B | 8 | 300 | B | 8 | 7.6 | B | 8 | 16100 | C | 8 | 15097 | B | 8 | 0.2 | E | 8 | 0.073 | F | 8 | 0.17 | F | 8 | 0 | 1 | D | 9 | 0 | C | 8
Air Conditioners, Air Cooled | Split system | ≥240,000 Btu/h and <760,000 Btu/h | Air Conditioners, Air CooledSplit system≥240,000 Btu/h and <760,000 Btu/h | 13.2 |  | 10 | 9.5 | [18 empty] | 3837000% | 9:00 | 228 | 1413 | 95 | 2 | 9 | 122 | 2 | 21 | 75 | 2 | 9 | 102 | 2 | 9 | 86 | 2 | 21 | 88 | 2 | 9 | 159 | 2 | 25 | 8 | B | 8 | 7 | B | 8 | -11.7 | B | 8 | -19.1 | B | 8 | 50 | A | 7 | 1011 | B | 8 | 300 | B | 8 | 8.4 | B | 8 | 16100 | C | 8 | 8193 | B | 8 | 0.2 | E | 8 | 0.073 | F | 8 | 0.17 | F | 8 | 0 | 1 | D | 9 | 0 | C | 8
Air Conditioners, Air Cooled | Single package | ≥240,000 Btu/h and <760,000 Btu/h | Air Conditioners, Air CooledSingle package≥240,000 Btu/h and <760,000 Btu/h | 13.2 |  | 10 | 9.5 | [18 empty] | 3837000% | 10:00 | 431 | 1413 | 290 | 2 | 9 | 593 | 2 | 21 | 108 | 2 | 9 | 301 | 2 | 9 | 527 | 2 | 21 | 139 | 2 | 9 | 204 | 2 | 25 | 10 | E | 9 | 9 | A | 7 | -11 | A | 7 | -19 | A | 7 | 48 | A | 7 | 1012 | A | 7 | 300 | A | 7 | 9.3 | A | 7 | 16100 | B | 7 | 1290 | A | 7 | 0.2 | E | 8 | 0.073 | F | 8 | 0.17 | F | 8 | 0 | 1 | D | 9 | 0 | C | 8
Air Conditioners, Air Cooled | Split system | >=760,000 Btu/h | Air Conditioners, Air CooledSplit system>=760,000 Btu/h | 12.5 |  | 9.7 | 9.215 | [18 empty] | 3837000% | 11:00 | 584 | 1413 | 409 | 2 | 9 | 802 | 2 | 21 | 76 | 2 | 9 | 423 | 2 | 9 | 764 | 2 | 21 | 107 | 2 | 9 | 152 | 2 | 25 | 0 | E | 9 | 0 | A | 7 | -10 | A | 7 | -19 | A | 7 | 44 | A | 7 | 1011 | A | 7 | 290 | A | 7 | 8.2 | A | 7 | 16100 | B | 7 | 77777 | A | 7 | 0.2 | E | 8 | 0.073 | F | 8 | 0.17 | F | 8 | 0 | 1 | D | 9 | 0 | C | 8
Air Conditioners, Air Cooled | Single package | >=760,000 Btu/h | Air Conditioners, Air CooledSingle package>=760,000 Btu/h | 12.5 |  | 9.7 | 9.215 | [18 empty] | 3837000% | 12:00 | 676 | 1413 | 496 | 2 | 9 | 829 | 2 | 21 | 98 | 2 | 9 | 510 | 2 | 9 | 802 | 2 | 21 | 124 | 2 | 9 | 192 | 2 | 25 | 0 | E | 9 | 0 | A | 7 | -9 | A | 7 | -19 | A | 7 | 40 | A | 7 | 1011 | A | 7 | 300 | A | 7 | 8.2 | A | 7 | 16100 | B | 7 | 77777 | A | 7 | 0.2 | E | 8 | 0.073 | F | 8 | 0.17 | F | 8 | 0 | 1 | D | 9 | 0 | C | 8
Air Conditioners, Water Cooled | Split system | <65,000 Btu/h | Air Conditioners, Water CooledSplit system<65,000 Btu/h | 12.3 |  | 12.1 | 11.495 | [18 empty] | 3837000% | 13:00 | 701 | 1413 | 498 | 2 | 9 | 804 | 2 | 21 | 97 | 2 | 9 | 514 | 2 | 9 | 783 | 2 | 21 | 124 | 2 | 9 | 196 | 2 | 25 | 0 | E | 9 | 0 | A | 7 | -8 | A | 7 | -20 | A | 7 | 33 | A | 7 | 1011 | A | 7 | 300 | A | 7 | 7.2 | A | 7 | 16100 | B | 7 | 77777 | A | 7 | 0.2 | E | 8 | 0.073 | F | 8 | 0.17 | F | 8 | 0 | 1 | D | 9 | 0 | C | 8
Air Conditioners, Water Cooled | Single package | <65,000 Btu/h | Air Conditioners, Water CooledSingle package<65,000 Btu/h | 12.3 |  | 12.1 | 11.495 | [18 empty] | 3837000% | 14:00 | 657 | 1413 | 452 | 2 | 9 | 780 | 2 | 21 | 88 | 2 | 9 | 468 | 2 | 9 | 755 | 2 | 21 | 116 | 2 | 9 | 178 | 2 | 25 | 0 | E | 9 | 0 | A | 7 | -8 | A | 7 | -19 | A | 7 | 37 | A | 7 | 1010 | A | 7 | 310 | A | 7 | 8.2 | A | 7 | 16100 | B | 7 | 77777 | A | 7 | 0.2 | E | 8 | 0.073 | F | 8 | 0.17 | F | 8 | 0 | 1 | D | 9 | 0 | C | 8
Air Conditioners, Water Cooled | Split system | ≥65,000 Btu/h and <135,000 Btu/h | Air Conditioners, Water CooledSplit system≥65,000 Btu/h and <135,000 Btu/h | 13.9 |  | 12.1 | 11.495 | [18 empty] | 3837000% | 15:00 | 547 | 1413 | 366 | 2 | 9 | 746 | 2 | 21 | 75 | 2 | 9 | 376 | 2 | 9 | 701 | 2 | 21 | 103 | 2 | 9 | 146 | 2 | 25 | 0 | E | 9 | 0 | A | 7 | -8 | A | 7 | -20 | A | 7 | 33 | A | 7 | 1010 | A | 7 | 300 | A | 7 | 6.7 | A | 7 | 16100 | B | 7 | 77777 | A | 7 | 0.3 | E | 8 | 0.073 | F | 8 | 0.17 | F | 8 | 0 | 1 | D | 9 | 0 | C | 8
Air Conditioners, Water Cooled | Single package | ≥65,000 Btu/h and <135,000 Btu/h | Air Conditioners, Water CooledSingle package≥65,000 Btu/h and <135,000 Btu/h | 13.9 |  | 12.1 | 11.495 | [18 empty] | 3837000% | 16:00 | 379 | 1413 | 233 | 2 | 9 | 655 | 2 | 21 | 57 | 2 | 9 | 236 | 2 | 9 | 564 | 2 | 21 | 85 | 2 | 9 | 104 | 2 | 25 | 0 | E | 9 | 0 | A | 7 | -7 | A | 7 | -21 | A | 7 | 28 | A | 7 | 1010 | A | 7 | 320 | A | 7 | 4.6 | A | 7 | 16100 | B | 7 | 77777 | A | 7 | 0.3 | E | 8 | 0.073 | F | 8 | 0.17 | F | 8 | 0 | 1 | D | 9 | 0 | C | 8
Air Conditioners, Water Cooled | Split system | ≥135,000 Btu/h and <240,000 Btu/h | Air Conditioners, Water CooledSplit system≥135,000 Btu/h and <240,000 Btu/h | 13.9 |  | 12.5 | 11.875 | [18 empty] | 3837000% | 17:00 | 165 | 1413 | 78 | 2 | 9 | 394 | 2 | 21 | 32 | 2 | 9 | 80 | 2 | 9 | 237 | 2 | 21 | 52 | 2 | 9 | 57 | 2 | 25 | 0 | E | 9 | 0 | A | 7 | -8 | A | 7 | -21 | A | 7 | 30 | A | 7 | 1010 | A | 7 | 330 | A | 7 | 3.1 | A | 7 | 16100 | B | 7 | 77777 | A | 7 | 0.3 | E | 8 | 0.073 | F | 8 | 0.17 | F | 8 | 0 | 1 | D | 9 | 0 | C | 8
Air Conditioners, Water Cooled | Single package | ≥135,000 Btu/h and <240,000 Btu/h | Air Conditioners, Water CooledSingle package≥135,000 Btu/h and <240,000 Btu/h | 13.9 |  | 12.5 | 11.875 | [18 empty] | 3837000% | 18:00 | 5 | 294 | 0 | 2 | 9 | 0 | 2 | 21 | 0 | 2 | 9 | 0 | 2 | 9 | 0 | 2 | 21 | 0 | 2 | 9 | 0 | 2 | 25 | 0 | E | 9 | 0 | A | 7 | -9 | A | 7 | -20 | A | 7 | 36 | A | 7 | 1010 | A | 7 | 20 | A | 7 | 2.1 | A | 7 | 16100 | B | 7 | 77777 | A | 7 | 0.3 | E | 8 | 0.073 | F | 8 | 0.17 | F | 8 | 0 | 1 | D | 9 | 0 | C | 8
Air Conditioners, Water Cooled | Split system | ≥240,000 Btu/h and <760,000 Btu/h | Air Conditioners, Water CooledSplit system≥240,000 Btu/h and <760,000 Btu/h | 13.6 |  | 12.4 | 11.78 | [18 empty] | 3837000% | 19:00 | 0 | 0 | 0 | 2 | 0 | 0 | 2 | 0 | 0 | 2 | 0 | 0 | 2 | 0 | 0 | 2 | 0 | 0 | 2 | 0 | 0 | 2 | 0 | 0 | E | 9 | 0 | A | 7 | -9 | A | 7 | -19 | A | 7 | 40 | A | 7 | 1010 | A | 7 | 350 | A | 7 | 3.1 | A | 7 | 16100 | B | 7 | 77777 | A | 7 | 0.3 | E | 8 | 0.073 | F | 8 | 0.17 | F | 8 | 0 | 1 | D | 9 | 0 | C | 8
Air Conditioners, Water Cooled | Single package | ≥240,000 Btu/h and <760,000 Btu/h | Air Conditioners, Water CooledSingle package≥240,000 Btu/h and <760,000 Btu/h | 13.6 |  | 12.4 | 11.78 | [18 empty] | 3837000% | 20:00 | 0 | 0 | 0 | 2 | 0 | 0 | 2 | 0 | 0 | 2 | 0 | 0 | 2 | 0 | 0 | 2 | 0 | 0 | 2 | 0 | 0 | 2 | 0 | 0 | E | 9 | 0 | E | 9 | -9 | A | 7 | -20 | A | 7 | 36 | A | 7 | 1010 | A | 7 | 0 | A | 7 | 0 | A | 7 | 16100 | B | 7 | 77777 | A | 7 | 0.3 | E | 8 | 0.073 | F | 8 | 0.17 | F | 8 | 0 | 1 | D | 9 | 0 | C | 8
Air Conditioners, Water Cooled | Split system | >=760,000 Btu/h | Air Conditioners, Water CooledSplit system>=760,000 Btu/h | 13.5 |  | 12.2 | 11.59 | [18 empty] | 3837000% | 21:00 | 0 | 0 | 0 | 2 | 0 | 0 | 2 | 0 | 0 | 2 | 0 | 0 | 2 | 0 | 0 | 2 | 0 | 0 | 2 | 0 | 0 | 2 | 0 | 7 | E | 9 | 7 | E | 9 | -10 | A | 7 | -19 | A | 7 | 44 | A | 7 | 1009 | A | 7 | 100 | A | 7 | 2.6 | A | 7 | 16100 | B | 7 | 77777 | A | 7 | 0.3 | E | 8 | 0.073 | F | 8 | 0.17 | F | 8 | 0 | 1 | D | 9 | 0 | C | 8
Air Conditioners, Water Cooled | Single package | >=760,000 Btu/h | Air Conditioners, Water CooledSingle package>=760,000 Btu/h | 13.5 |  | 12.2 | 11.59 | [18 empty] | 3837000% | 22:00 | 0 | 0 | 0 | 2 | 0 | 0 | 2 | 0 | 0 | 2 | 0 | 0 | 2 | 0 | 0 | 2 | 0 | 0 | 2 | 0 | 0 | 2 | 0 | 8 | B | 8 | 7 | B | 8 | -9.8 | B | 8 | -18.9 | B | 8 | 43 | A | 7 | 1008 | B | 8 | 110 | B | 8 | 3.2 | B | 8 | 16100 | C | 8 | 77777 | B | 8 | 0.3 | E | 8 | 0.073 | F | 8 | 0.17 | F | 8 | 0 | 1 | D | 9 | 0 | C | 8
Air Conditioners, Evaporatively Cooled | Split system | <65,000 Btu/h | Air Conditioners, Evaporatively CooledSplit system<65,000 Btu/h | 12.3 |  | 12.1 | 11.495 | [18 empty] | 3837000% | 23:00 | 0 | 0 | 0 | 2 | 0 | 0 | 2 | 0 | 0 | 2 | 0 | 0 | 2 | 0 | 0 | 2 | 0 | 0 | 2 | 0 | 0 | 2 | 0 | 8 | B | 8 | 7 | B | 8 | -10 | B | 8 | -18.9 | B | 8 | 44 | A | 7 | 1007 | B | 8 | 110 | B | 8 | 3.7 | B | 8 | 16100 | C | 8 | 77777 | B | 8 | 0.4 | E | 8 | 0.073 | F | 8 | 0.17 | F | 8 | 0 | 1 | D | 9 | 0 | C | 8
Air Conditioners, Evaporatively Cooled | Single package | <65,000 Btu/h | Air Conditioners, Evaporatively CooledSingle package<65,000 Btu/h | 12.3 |  | 12.1 | 11.495 | [18 empty] | 3837000% | 24:00 | 0 | 0 | 0 | 2 | 0 | 0 | 2 | 0 | 0 | 2 | 0 | 0 | 2 | 0 | 0 | 2 | 0 | 0 | 2 | 0 | 0 | 2 | 0 | 8 | B | 8 | 8 | B | 8 | -9.8 | B | 8 | -18.8 | B | 8 | 44 | A | 7 | 1006 | B | 8 | 120 | B | 8 | 4.3 | B | 8 | 16100 | C | 8 | 77777 | B | 8 | 0.4 | E | 8 | 0.073 | F | 8 | 0.17 | F | 8 | 0 | 1 | D | 9 | 0 | C | 8
Air Conditioners, Evaporatively Cooled | Split system | ≥65,000 Btu/h and <135,000 Btu/h | Air Conditioners, Evaporatively CooledSplit system≥65,000 Btu/h and <135,000 Btu/h | 12.3 |  | 12.1 | 11.495 | [18 empty] | 3837100% | 1:00 | 0 | 0 | 0 | 2 | 0 | 0 | 2 | 0 | 0 | 2 | 0 | 0 | 2 | 0 | 0 | 2 | 0 | 0 | 2 | 0 | 0 | 2 | 0 | 8 | B | 8 | 8 | B | 8 | -9.8 | B | 8 | -18.9 | B | 8 | 43 | A | 7 | 1005 | B | 8 | 120 | B | 8 | 4.8 | B | 8 | 16100 | C | 8 | 77777 | B | 8 | 0.4 | E | 8 | 0.074 | F | 8 | 0.17 | F | 8 | 0 | 1 | D | 9 | 0 | C | 8
Air Conditioners, Evaporatively Cooled | Single package | ≥65,000 Btu/h and <135,000 Btu/h | Air Conditioners, Evaporatively CooledSingle package≥65,000 Btu/h and <135,000 Btu/h | 12.3 |  | 12.1 | 11.495 | [18 empty] | 3837100% | 2:00 | 0 | 0 | 0 | 2 | 0 | 0 | 2 | 0 | 0 | 2 | 0 | 0 | 2 | 0 | 0 | 2 | 0 | 0 | 2 | 0 | 0 | 2 | 0 | 9 | B | 8 | 8 | B | 8 | -9.5 | B | 8 | -18.9 | B | 8 | 42 | A | 7 | 1004 | B | 8 | 130 | B | 8 | 5.4 | B | 8 | 16100 | C | 8 | 77777 | B | 8 | 0.4 | E | 8 | 0.074 | F | 8 | 0.17 | F | 8 | 0 | 1 | D | 9 | 0 | C | 8
Air Conditioners, Evaporatively Cooled | Split system | ≥135,000 Btu/h and <240,000 Btu/h | Air Conditioners, Evaporatively CooledSplit system≥135,000 Btu/h and <240,000 Btu/h | 12.2 |  | 12 | 11.4 | [18 empty] | 3837100% | 3:00 | 0 | 0 | 0 | 2 | 0 | 0 | 2 | 0 | 0 | 2 | 0 | 0 | 2 | 0 | 0 | 2 | 0 | 0 | 2 | 0 | 0 | 2 | 0 | 9 | B | 8 | 9 | B | 8 | -9.2 | B | 8 | -18.8 | B | 8 | 42 | A | 7 | 1003 | B | 8 | 130 | B | 8 | 6 | B | 8 | 16100 | C | 8 | 77777 | A | 7 | 0.5 | E | 8 | 0.074 | F | 8 | 0.17 | F | 8 | 0 | 1 | D | 9 | 0 | C | 8
Air Conditioners, Evaporatively Cooled | Single package | ≥135,000 Btu/h and <240,000 Btu/h | Air Conditioners, Evaporatively CooledSingle package≥135,000 Btu/h and <240,000 Btu/h | 12.2 |  | 12 | 11.4 | [18 empty] | 3837100% | 4:00 | 0 | 0 | 0 | 2 | 0 | 0 | 2 | 0 | 0 | 2 | 0 | 0 | 2 | 0 | 0 | 2 | 0 | 0 | 2 | 0 | 0 | 2 | 0 | 9 | B | 8 | 9 | B | 8 | -9 | B | 8 | -18.9 | B | 8 | 40 | A | 7 | 1002 | B | 8 | 140 | B | 8 | 6.5 | B | 8 | 16100 | C | 8 | 77777 | A | 7 | 0.5 | E | 8 | 0.074 | F | 8 | 0.17 | F | 8 | 0 | 1 | D | 9 | 0 | C | 8
Air Conditioners, Evaporatively Cooled | Split system | ≥240,000 Btu/h and <760,000 Btu/h | Air Conditioners, Evaporatively CooledSplit system≥240,000 Btu/h and <760,000 Btu/h | 12.1 |  | 11.9 | 11.305 | [18 empty] | 3837100% | 5:00 | 0 | 0 | 0 | 2 | 0 | 0 | 2 | 0 | 0 | 2 | 0 | 0 | 2 | 0 | 0 | 2 | 0 | 0 | 2 | 0 | 0 | 2 | 0 | 9 | B | 8 | 9 | B | 8 | -8.7 | B | 8 | -18.8 | B | 8 | 40 | A | 7 | 1001 | B | 8 | 140 | B | 8 | 7.1 | B | 8 | 16100 | C | 8 | 77777 | B | 8 | 0.5 | E | 8 | 0.074 | F | 8 | 0.17 | F | 8 | 0 | 1 | D | 9 | 0 | C | 8
Air Conditioners, Evaporatively Cooled | Single package | ≥240,000 Btu/h and <760,000 Btu/h | Air Conditioners, Evaporatively CooledSingle package≥240,000 Btu/h and <760,000 Btu/h | 12.1 |  | 11.9 | 11.305 | [18 empty] | 3837100% | 6:00 | 0 | 0 | 0 | 2 | 0 | 0 | 2 | 0 | 0 | 2 | 0 | 0 | 2 | 0 | 0 | 2 | 0 | 0 | 2 | 0 | 0 | 2 | 0 | 10 | B | 8 | 10 | B | 8 | -8.2 | B | 8 | -18.8 | B | 8 | 38 | A | 7 | 1000 | B | 8 | 150 | B | 8 | 7.6 | B | 8 | 16100 | C | 8 | 77777 | A | 7 | 0.6 | E | 8 | 0.074 | F | 8 | 0.17 | F | 8 | 0 | 1 | D | 9 | 0 | C | 8
Air Conditioners, Evaporatively Cooled | Split system | >=760,000 Btu/h | Air Conditioners, Evaporatively CooledSplit system>=760,000 Btu/h | 11.9 |  | 11.7 | 11.115 | [18 empty] | 3837100% | 7:00 | 0 | 0 | 0 | 2 | 0 | 0 | 2 | 0 | 0 | 2 | 0 | 0 | 2 | 0 | 0 | 2 | 0 | 0 | 2 | 0 | 0 | 2 | 0 | 10 | E | 9 | 10 | E | 9 | -8 | A | 7 | -18 | A | 7 | 40 | A | 7 | 999 | A | 7 | 150 | A | 7 | 8.2 | A | 7 | 16100 | B | 7 | 2700 | A | 7 | 0.7 | E | 8 | 0.074 | F | 8 | 0.17 | F | 8 | 0 | 1 | D | 9 | 0 | C | 8
Air Conditioners, Evaporatively Cooled | Single package | >=760,000 Btu/h | Air Conditioners, Evaporatively CooledSingle package>=760,000 Btu/h | 11.9 |  | 11.7 | 11.115 | [18 empty] | 3837100% | 8:00 | 29 | 718 | 0 | 2 | 9 | 0 | 2 | 21 | 0 | 2 | 9 | 0 | 2 | 9 | 0 | 2 | 21 | 0 | 2 | 9 | 0 | 2 | 25 | 10 | E | 9 | 10 | E | 9 | -8 | A | 7 | -17 | A | 7 | 44 | A | 7 | 997 | A | 7 | 150 | A | 7 | 7.2 | A | 7 | 16100 | B | 7 | 1500 | A | 7 | 0.7 | E | 8 | 0.074 | F | 8 | 0.17 | F | 8 | 0 | 1 | D | 9 | 0 | C | 8
Heat Pumps, Air Cooled | Split system | <65,000 Btu/h | Heat Pumps, Air CooledSplit system<65,000 Btu/h |  | 14.3 |  | 0 | 7.5 | [17 empty] | 3837100% | 9:00 | 230 | 1413 | 47 | 2 | 9 | 0 | 2 | 21 | 47 | 2 | 9 | 53 | 2 | 9 | 0 | 2 | 21 | 53 | 2 | 9 | 167 | 2 | 25 | 10 | E | 9 | 10 | A | 7 | -9 | A | 7 | -13 | A | 7 | 70 | A | 7 | 996 | A | 7 | 150 | A | 7 | 8.7 | A | 7 | 1200 | B | 7 | 270 | A | 7 | 0.8 | E | 8 | 0.074 | F | 8 | 0.17 | F | 8 | 0 | 1 | D | 9 | 71 | C | 8
Heat Pumps, Air Cooled | Single package | <65,000 Btu/h | Heat Pumps, Air CooledSingle package<65,000 Btu/h |  | 13.4 |  | 0 | 6.7 | [17 empty] | 3837100% | 10:00 | 434 | 1413 | 92 | 2 | 9 | 0 | 2 | 21 | 92 | 2 | 9 | 105 | 2 | 9 | 0 | 2 | 21 | 105 | 2 | 9 | 355 | 2 | 25 | 10 | E | 9 | 10 | A | 7 | -9 | A | 7 | -11 | A | 7 | 84 | A | 7 | 995 | A | 7 | 140 | A | 7 | 8.7 | A | 7 | 1200 | B | 7 | 180 | A | 7 | 0.9 | E | 8 | 0.074 | F | 8 | 0.17 | F | 8 | 0 | 1 | D | 9 | 71 | C | 8
Heat Pumps, Air Cooled | Split system | ≥65,000 Btu/h and <135,000 Btu/h | Heat Pumps, Air CooledSplit system≥65,000 Btu/h and <135,000 Btu/h | 14.1 |  | 11 | 10.45 |  | 3.4 | [16 empty] | 3837100% | 11:00 | 588 | 1413 | 97 | 2 | 9 | 0 | 2 | 21 | 97 | 2 | 9 | 114 | 2 | 9 | 0 | 2 | 21 | 114 | 2 | 9 | 420 | 2 | 25 | 10 | E | 9 | 10 | E | 9 | -8 | A | 7 | -11 | A | 7 | 77 | A | 7 | 994 | A | 7 | 160 | A | 7 | 7.2 | A | 7 | 4800 | B | 7 | 1500 | A | 7 | 0.9 | E | 8 | 0.074 | F | 8 | 0.17 | F | 8 | 0 | 1 | D | 9 | 10 | C | 8
Heat Pumps, Air Cooled | Single package | ≥65,000 Btu/h and <135,000 Btu/h | Heat Pumps, Air CooledSingle package≥65,000 Btu/h and <135,000 Btu/h | 14.1 |  | 11 | 10.45 |  | 3.4 | [16 empty] | 3837100% | 12:00 | 680 | 1413 | 105 | 2 | 9 | 0 | 2 | 21 | 105 | 2 | 9 | 125 | 2 | 9 | 0 | 2 | 21 | 125 | 2 | 9 | 476 | 2 | 25 | 10 | E | 9 | 10 | E | 9 | -8 | A | 7 | -11 | A | 7 | 77 | A | 7 | 993 | A | 7 | 160 | A | 7 | 7.7 | A | 7 | 2400 | B | 7 | 1080 | A | 7 | 0.9 | E | 8 | 0.074 | F | 8 | 0.17 | F | 8 | 0 | 1 | D | 9 | 71 | C | 8
Heat Pumps, Air Cooled | Split system | ≥135,000 Btu/h and <240,000 Btu/h | Heat Pumps, Air CooledSplit system≥135,000 Btu/h and <240,000 Btu/h | 13.5 |  | 10.6 | 10.07 |  | 3.3 | [16 empty] | 3837100% | 13:00 | 706 | 1413 | 144 | 2 | 9 | 0 | 2 | 21 | 144 | 2 | 9 | 168 | 2 | 9 | 0 | 2 | 21 | 168 | 2 | 9 | 625 | 2 | 25 | 10 | E | 9 | 10 | E | 9 | -7 | A | 7 | -11 | A | 7 | 70 | A | 7 | 991 | A | 7 | 150 | A | 7 | 5.1 | A | 7 | 11300 | B | 7 | 1800 | A | 7 | 0.9 | E | 8 | 0.074 | F | 8 | 0.17 | F | 8 | 0 | 1 | D | 9 | 0 | C | 8
Heat Pumps, Air Cooled | Single package | ≥135,000 Btu/h and <240,000 Btu/h | Heat Pumps, Air CooledSingle package≥135,000 Btu/h and <240,000 Btu/h | 13.5 |  | 10.6 | 10.07 |  | 3.3 | [16 empty] | 3837100% | 14:00 | 662 | 1413 | 99 | 2 | 9 | 0 | 2 | 21 | 99 | 2 | 9 | 118 | 2 | 9 | 0 | 2 | 21 | 118 | 2 | 9 | 448 | 2 | 25 | 10 | B | 8 | 10 | B | 8 | -6.7 | B | 8 | -10.7 | B | 8 | 70 | A | 7 | 990 | B | 8 | 170 | B | 8 | 4.9 | B | 8 | 11300 | C | 8 | 1575 | B | 8 | 0.9 | E | 8 | 0.074 | F | 8 | 0.17 | F | 8 | 0 | 1 | D | 9 | 10 | C | 8
Heat Pumps, Air Cooled | Split system | ≥240,000 Btu/h and <760,000 Btu/h | Heat Pumps, Air CooledSplit system≥240,000 Btu/h and <760,000 Btu/h | 12.5 |  | 9.5 | 9.025 |  | 3.2 | [16 empty] | 3837100% | 15:00 | 552 | 1413 | 111 | 2 | 9 | 0 | 2 | 21 | 111 | 2 | 9 | 128 | 2 | 9 | 0 | 2 | 21 | 128 | 2 | 9 | 456 | 2 | 25 | 10 | E | 9 | 10 | E | 9 | -7 | A | 7 | -11 | A | 7 | 70 | A | 7 | 989 | A | 7 | 180 | A | 7 | 4.6 | A | 7 | 11300 | B | 7 | 1350 | A | 7 | 0.9 | E | 8 | 0.074 | F | 8 | 0.17 | F | 8 | 0 | 1 | D | 9 | 10 | C | 8
Heat Pumps, Air Cooled | Single package | ≥240,000 Btu/h and <760,000 Btu/h | Heat Pumps, Air CooledSingle package≥240,000 Btu/h and <760,000 Btu/h | 12.5 |  | 9.5 | 9.025 |  | 3.2 | [16 empty] | 3837100% | 16:00 | 383 | 1413 | 107 | 2 | 9 | 17 | 2 | 21 | 102 | 2 | 9 | 119 | 2 | 9 | 9 | 2 | 21 | 117 | 2 | 9 | 359 | 2 | 25 | 10 | E | 9 | 10 | E | 9 | -6 | A | 7 | -10 | A | 7 | 70 | A | 7 | 989 | A | 7 | 160 | A | 7 | 3.1 | A | 7 | 11300 | B | 7 | 1230 | A | 7 | 1 | E | 8 | 0.074 | F | 8 | 0.17 | F | 8 | 0 | 1 | D | 9 | 71 | C | 8
[26 empty] | 3837100% | 17:00 | 169 | 1413 | 41 | 2 | 9 | 20 | 2 | 21 | 39 | 2 | 9 | 45 | 2 | 9 | 14 | 2 | 21 | 44 | 2 | 9 | 95 | 2 | 25 | 10 | E | 9 | 10 | E | 9 | -6 | A | 7 | -9 | A | 7 | 77 | A | 7 | 988 | A | 7 | 170 | A | 7 | 4.1 | A | 7 | 12900 | B | 7 | 1290 | A | 7 | 0.9 | E | 8 | 0.074 | F | 8 | 0.17 | F | 8 | 0 | 1 | D | 9 | 71 | C | 8
Smart Thermostat | [25 empty] | 3837100% | 18:00 | 6 | 341 | 0 | 2 | 9 | 0 | 2 | 21 | 0 | 2 | 9 | 0 | 2 | 9 | 0 | 2 | 21 | 0 | 2 | 9 | 0 | 2 | 25 | 10 | B | 8 | 10 | B | 8 | -6.3 | B | 8 | -9.2 | B | 8 | 78 | A | 7 | 988 | B | 8 | 190 | B | 8 | 3.1 | B | 8 | 13700 | C | 8 | 1080 | B | 8 | 0.9 | E | 8 | 0.074 | F | 8 | 0.17 | F | 8 | 0 | 1 | D | 9 | 0 | C | 8
[26 empty] | 3837100% | 19:00 | 0 | 0 | 0 | 2 | 0 | 0 | 2 | 0 | 0 | 2 | 0 | 0 | 2 | 0 | 0 | 2 | 0 | 0 | 2 | 0 | 0 | 2 | 0 | 10 | E | 9 | 10 | A | 7 | -6 | A | 7 | -9 | A | 7 | 77 | A | 7 | 988 | A | 7 | 200 | A | 7 | 2.1 | A | 7 | 14500 | B | 7 | 870 | A | 7 | 0.9 | E | 8 | 0.074 | F | 8 | 0.17 | F | 8 | 0 | 1 | D | 9 | 0 | C | 8
Savings Type | Baseline System Type | Non-New Construction |  | EUL | [21 empty] | 3837100% | 20:00 | 0 | 0 | 0 | 2 | 0 | 0 | 2 | 0 | 0 | 2 | 0 | 0 | 2 | 0 | 0 | 2 | 0 | 0 | 2 | 0 | 0 | 2 | 0 | 10 | E | 9 | 10 | E | 9 | -5 | A | 7 | -8 | A | 7 | 77 | A | 7 | 988 | A | 7 | 180 | A | 7 | 2.1 | A | 7 | 11300 | B | 7 | 930 | A | 7 | 0.9 | E | 8 | 0.074 | F | 8 | 0.17 | F | 8 | 0 | 1 | D | 9 | 0 | C | 8
Electric | Electric Heat | 5.2% |  | 7.5 | [21 empty] | 3837100% | 21:00 | 0 | 0 | 0 | 2 | 0 | 0 | 2 | 0 | 0 | 2 | 0 | 0 | 2 | 0 | 0 | 2 | 0 | 0 | 2 | 0 | 0 | 2 | 0 | 10 | B | 8 | 10 | B | 8 | -4.6 | B | 8 | -8.7 | B | 8 | 70 | A | 7 | 988 | B | 8 | 190 | B | 8 | 2.4 | B | 8 | 8850 | C | 8 | 1020 | B | 8 | 0.8 | E | 8 | 0.074 | F | 8 | 0.17 | F | 8 | 0 | 1 | D | 9 | 0 | C | 8
| Non-Electric Heat | 9.2% | [23 empty] | 3837100% | 22:00 | 0 | 0 | 0 | 2 | 0 | 0 | 2 | 0 | 0 | 2 | 0 | 0 | 2 | 0 | 0 | 2 | 0 | 0 | 2 | 0 | 0 | 2 | 0 | 10 | E | 9 | 10 | E | 9 | -4 | A | 7 | -8 | A | 7 | 71 | A | 7 | 988 | A | 7 | 200 | A | 7 | 2.6 | A | 7 | 6400 | B | 7 | 1110 | A | 7 | 0.8 | E | 8 | 0.074 | F | 8 | 0.17 | F | 8 | 0 | 1 | D | 9 | 10 | C | 8
| Unknown Heat Type | 5.6% | [23 empty] | 3837100% | 23:00 | 0 | 0 | 0 | 2 | 0 | 0 | 2 | 0 | 0 | 2 | 0 | 0 | 2 | 0 | 0 | 2 | 0 | 0 | 2 | 0 | 0 | 2 | 0 | 10 | B | 8 | 10 | B | 8 | -4.2 | B | 8 | -8.2 | B | 8 | 71 | A | 7 | 988 | B | 8 | 210 | B | 8 | 2.9 | B | 8 | 7300 | C | 8 | 1143 | B | 8 | 0.8 | E | 8 | 0.074 | F | 8 | 0.17 | F | 8 | 0 | 1 | D | 9 | 10 | C | 8
Fuel | Electric Heat | 0% | [23 empty] | 3837100% | 24:00 | 0 | 0 | 0 | 2 | 0 | 0 | 2 | 0 | 0 | 2 | 0 | 0 | 2 | 0 | 0 | 2 | 0 | 0 | 2 | 0 | 0 | 2 | 0 | 10 | B | 8 | 10 | B | 8 | -3.9 | B | 8 | -8.4 | B | 8 | 68 | A | 7 | 988 | B | 8 | 220 | B | 8 | 3.3 | B | 8 | 8200 | C | 8 | 1177 | B | 8 | 0.8 | E | 8 | 0.074 | F | 8 | 0.17 | F | 8 | 0 | 1 | D | 9 | 0 | C | 8
| Non-Electric Heat | 1.8% | [23 empty] | 3837200% | 1:00 | 0 | 0 | 0 | 2 | 0 | 0 | 2 | 0 | 0 | 2 | 0 | 0 | 2 | 0 | 0 | 2 | 0 | 0 | 2 | 0 | 0 | 2 | 0 | 10 | B | 8 | 10 | B | 8 | -3.9 | B | 8 | -8.7 | B | 8 | 66 | A | 7 | 988 | B | 8 | 230 | B | 8 | 3.6 | B | 8 | 9100 | C | 8 | 1210 | B | 8 | 0.8 | E | 8 | 0.074 | F | 8 | 0.17 | F | 8 | 0 | 1 | D | 9 | 0 | C | 8
| Unknown Heat Type | 1.3% | [23 empty] | 3837200% | 2:00 | 0 | 0 | 0 | 2 | 0 | 0 | 2 | 0 | 0 | 2 | 0 | 0 | 2 | 0 | 0 | 2 | 0 | 0 | 2 | 0 | 0 | 2 | 0 | 10 | B | 8 | 10 | B | 8 | -3.6 | B | 8 | -8.8 | B | 8 | 64 | A | 7 | 988 | B | 8 | 240 | B | 8 | 4 | B | 8 | 10000 | C | 8 | 1243 | B | 8 | 0.8 | E | 8 | 0.074 | F | 8 | 0.17 | F | 8 | 0 | 1 | D | 9 | 0 | C | 8
[26 empty] | 3837200% | 3:00 | 0 | 0 | 0 | 2 | 0 | 0 | 2 | 0 | 0 | 2 | 0 | 0 | 2 | 0 | 0 | 2 | 0 | 0 | 2 | 0 | 0 | 2 | 0 | 10 | B | 8 | 10 | B | 8 | -3.3 | B | 8 | -9 | B | 8 | 61 | A | 7 | 988 | B | 8 | 250 | B | 8 | 4.3 | B | 8 | 10900 | C | 8 | 1277 | B | 8 | 0.7 | E | 8 | 0.074 | F | 8 | 0.17 | F | 8 | 0 | 1 | D | 9 | 0 | C | 8
Ductless Mini Split Heat Pump | [25 empty] | 3837200% | 4:00 | 0 | 0 | 0 | 2 | 0 | 0 | 2 | 0 | 0 | 2 | 0 | 0 | 2 | 0 | 0 | 2 | 0 | 0 | 2 | 0 | 0 | 2 | 0 | 10 | B | 8 | 10 | B | 8 | -3.1 | B | 8 | -9.3 | B | 8 | 59 | A | 7 | 989 | B | 8 | 260 | B | 8 | 4.7 | B | 8 | 11800 | C | 8 | 1310 | B | 8 | 0.7 | E | 8 | 0.074 | F | 8 | 0.17 | F | 8 | 0 | 1 | D | 9 | 0 | C | 8
[26 empty] | 3837200% | 5:00 | 0 | 0 | 0 | 2 | 0 | 0 | 2 | 0 | 0 | 2 | 0 | 0 | 2 | 0 | 0 | 2 | 0 | 0 | 2 | 0 | 0 | 2 | 0 | 10 | B | 8 | 10 | B | 8 | -2.7 | B | 8 | -9.4 | B | 8 | 56 | A | 7 | 989 | B | 8 | 270 | B | 8 | 5 | B | 8 | 12700 | C | 8 | 1343 | B | 8 | 0.6 | E | 8 | 0.074 | F | 8 | 0.17 | F | 8 | 0 | 1 | D | 9 | 0 | C | 8
Units |  | Baseline | Efficiency |  | EUL | [20 empty] | 3837200% | 6:00 | 0 | 0 | 0 | 2 | 0 | 0 | 2 | 0 | 0 | 2 | 0 | 0 | 2 | 0 | 0 | 2 | 0 | 0 | 2 | 0 | 0 | 2 | 0 | 10 | B | 8 | 10 | B | 8 | -2.2 | B | 8 | -9.6 | B | 8 | 53 | A | 7 | 989 | B | 8 | 280 | B | 8 | 5.4 | B | 8 | 13600 | C | 8 | 1377 | B | 8 | 0.6 | E | 8 | 0.074 | F | 8 | 0.17 | F | 8 | 0 | 1 | D | 9 | 0 | C | 8
SEER2/HSPF2/EER2 |  | SEER2 | 14.3 |  | 15 | [20 empty] | 3837200% | 7:00 | 0 | 0 | 0 | 2 | 0 | 0 | 2 | 0 | 0 | 2 | 0 | 0 | 2 | 0 | 0 | 2 | 0 | 0 | 2 | 0 | 0 | 2 | 0 | 10 | E | 9 | 10 | A | 7 | -2 | A | 7 | -9 | A | 7 | 55 | A | 7 | 989 | A | 7 | 290 | A | 7 | 5.7 | A | 7 | 14500 | B | 7 | 1410 | A | 7 | 0.5 | E | 8 | 0.074 | F | 8 | 0.17 | F | 8 | 0 | 1 | D | 9 | 10 | C | 8
SEER/HSPF/EER |  | HSPF2 | 7.5 | [22 empty] | 3837200% | 8:00 | 30 | 718 | 0 | 2 | 9 | 0 | 2 | 21 | 0 | 2 | 9 | 0 | 2 | 9 | 0 | 2 | 21 | 0 | 2 | 9 | 0 | 2 | 25 | 10 | E | 9 | 10 | E | 9 | -3 | A | 7 | -7 | A | 7 | 71 | A | 7 | 990 | A | 7 | 320 | A | 7 | 4.1 | A | 7 | 12900 | B | 7 | 1050 | A | 7 | 0.5 | E | 8 | 0.074 | F | 8 | 0.17 | F | 8 | 0 | 1 | D | 9 | 0 | C | 8
|  | EER2 | 10.5 | [22 empty] | 3837200% | 9:00 | 233 | 1413 | 38 | 2 | 9 | 0 | 2 | 21 | 38 | 2 | 9 | 44 | 2 | 9 | 0 | 2 | 21 | 44 | 2 | 9 | 142 | 2 | 25 | 10 | E | 9 | 10 | E | 9 | -3 | A | 7 | -8 | A | 7 | 65 | A | 7 | 991 | A | 7 | 310 | A | 7 | 5.7 | A | 7 | 14500 | B | 7 | 1110 | A | 7 | 0.6 | E | 8 | 0.074 | F | 8 | 0.17 | F | 8 | 0 | 1 | D | 9 | 0 | C | 8
[26 empty] | 3837200% | 10:00 | 437 | 1413 | 148 | 2 | 9 | 57 | 2 | 21 | 131 | 2 | 9 | 163 | 2 | 9 | 52 | 2 | 21 | 147 | 2 | 9 | 341 | 2 | 25 | 9 | E | 9 | 9 | E | 9 | -2 | A | 7 | -8 | A | 7 | 60 | A | 7 | 991 | A | 7 | 320 | A | 7 | 5.1 | A | 7 | 16100 | B | 7 | 77777 | A | 7 | 0.6 | E | 8 | 0.074 | F | 8 | 0.17 | F | 8 | 0 | 1 | D | 9 | 0 | C | 8
VFD | [25 empty] | 3837200% | 11:00 | 591 | 1413 | 415 | 2 | 9 | 600 | 2 | 21 | 163 | 2 | 9 | 430 | 2 | 9 | 580 | 2 | 21 | 186 | 2 | 9 | 329 | 2 | 25 | 10 | E | 9 | 9 | E | 9 | -2 | A | 7 | -9 | A | 7 | 55 | A | 7 | 991 | A | 7 | 300 | A | 7 | 5.1 | A | 7 | 16100 | B | 7 | 77777 | A | 7 | 0.6 | E | 8 | 0.074 | F | 8 | 0.17 | F | 8 | 0 | 1 | D | 9 | 0 | C | 8
[26 empty] | 3837200% | 12:00 | 684 | 1413 | 490 | 2 | 9 | 810 | 2 | 21 | 96 | 2 | 9 | 505 | 2 | 9 | 786 | 2 | 21 | 123 | 2 | 9 | 192 | 2 | 25 | 10 | E | 9 | 10 | E | 9 | -2 | A | 7 | -9 | A | 7 | 55 | A | 7 | 989 | A | 7 | 280 | A | 7 | 6.7 | A | 7 | 16100 | B | 7 | 2700 | A | 7 | 0.7 | E | 8 | 0.074 | F | 8 | 0.17 | F | 8 | 0 | 1 | D | 9 | 0 | C | 8
Facility Type | Fan Motor Hours | Chilled Water Pumps | Hot Water Pumps | ETDF Facility Type |  | EUL | [19 empty] | 3837200% | 13:00 | 710 | 1413 | 540 | 2 | 9 | 684 | 2 | 21 | 195 | 2 | 9 | 563 | 2 | 9 | 684 | 2 | 21 | 217 | 2 | 9 | 419 | 2 | 25 | 10 | E | 9 | 10 | E | 9 | -1 | A | 7 | -9 | A | 7 | 50 | A | 7 | 989 | A | 7 | 290 | A | 7 | 6.2 | A | 7 | 16100 | B | 7 | 3000 | A | 7 | 0.7 | E | 8 | 0.074 | F | 8 | 0.17 | F | 8 | 0 | 1 | D | 9 | 0 | C | 8
Auto Related | 6421 | 1442 | 2484 | Office - Small |  | 15 | [19 empty] | 3837200% | 14:00 | 667 | 1413 | 244 | 2 | 9 | 77 | 2 | 21 | 207 | 2 | 9 | 267 | 2 | 9 | 76 | 2 | 21 | 231 | 2 | 9 | 603 | 2 | 25 | 10 | E | 9 | 10 | A | 7 | -1 | A | 7 | -10 | A | 7 | 46 | A | 7 | 988 | A | 7 | 300 | A | 7 | 5.1 | A | 7 | 16100 | B | 7 | 2700 | A | 7 | 0.7 | E | 8 | 0.074 | F | 8 | 0.17 | F | 8 | 0 | 1 | D | 9 | 0 | C | 8
Bakery | 4618 | 1037 | 1787 | Restaurant - Fast-Food | [21 empty] | 3837200% | 15:00 | 557 | 1413 | 399 | 2 | 9 | 623 | 2 | 21 | 153 | 2 | 9 | 413 | 2 | 9 | 594 | 2 | 21 | 178 | 2 | 9 | 304 | 2 | 25 | 10 | E | 9 | 10 | A | 7 | -0.5 | B | 8 | -10.3 | B | 8 | 43 | A | 7 | 989 | B | 8 | 300 | A | 7 | 5.1 | A | 7 | 16100 | B | 7 | 2700 | A | 7 | 0.8 | E | 8 | 0.074 | F | 8 | 0.17 | F | 8 | 0 | 1 | D | 9 | 0 | C | 8
Banks, Financial Centers | 5519 | 2732 | 5629 | Office - Small | [21 empty] | 3837200% | 16:00 | 389 | 1413 | 239 | 2 | 9 | 668 | 2 | 21 | 55 | 2 | 9 | 245 | 2 | 9 | 581 | 2 | 21 | 84 | 2 | 9 | 104 | 2 | 25 | 10 | E | 9 | 10 | A | 7 | -0.3 | B | 8 | -10.5 | B | 8 | 42 | A | 7 | 989 | B | 8 | 310 | A | 7 | 5.1 | A | 7 | 16100 | B | 7 | 2700 | A | 7 | 0.8 | E | 8 | 0.074 | F | 8 | 0.17 | F | 8 | 0 | 1 | D | 9 | 0 | C | 8
Church | 3493 | 785 | 1351 | Office - Small | [21 empty] | 3837200% | 17:00 | 174 | 1413 | 84 | 2 | 9 | 404 | 2 | 21 | 34 | 2 | 9 | 86 | 2 | 9 | 250 | 2 | 21 | 55 | 2 | 9 | 60 | 2 | 25 | 9 | E | 9 | 9 | A | 7 | -0.6 | B | 8 | -10.6 | B | 8 | 42 | A | 7 | 989 | B | 8 | 320 | A | 7 | 4.1 | A | 7 | 16100 | B | 7 | 3000 | A | 7 | 0.8 | E | 8 | 0.074 | F | 8 | 0.17 | F | 8 | 0 | 1 | D | 9 | 0 | C | 8
College – Cafeteria | 5835 | 1311 | 2258 | Restaurant - Fast-Food | [21 empty] | 3837200% | 18:00 | 7 | 365 | 0 | 2 | 9 | 0 | 2 | 21 | 0 | 2 | 9 | 0 | 2 | 9 | 0 | 2 | 21 | 0 | 2 | 9 | 0 | 2 | 25 | 10 | E | 9 | 10 | A | 7 | -1 | A | 7 | -11 | A | 7 | 42 | A | 7 | 989 | A | 7 | 320 | A | 7 | 3.6 | A | 7 | 16100 | B | 7 | 3000 | A | 7 | 0.8 | E | 8 | 0.074 | F | 8 | 0.17 | F | 8 | 0 | 1 | D | 9 | 0 | C | 8
College - Classes/Administrative | 5995 | 2357 | 6471 | Education - Community College | [21 empty] | 3837200% | 19:00 | 0 | 0 | 0 | 2 | 0 | 0 | 2 | 0 | 0 | 2 | 0 | 0 | 2 | 0 | 0 | 2 | 0 | 0 | 2 | 0 | 0 | 2 | 0 | 10 | E | 9 | 10 | A | 7 | -2 | A | 7 | -11 | A | 7 | 46 | A | 7 | 989 | A | 7 | 320 | A | 7 | 3.6 | A | 7 | 16100 | B | 7 | 2700 | A | 7 | 0.8 | E | 8 | 0.074 | F | 8 | 0.17 | F | 8 | 0 | 1 | D | 9 | 0 | C | 8
College - Dormitory | 3833 | 3833 | 3833 | Lodging - Hotel | [21 empty] | 3837200% | 20:00 | 0 | 0 | 0 | 2 | 0 | 0 | 2 | 0 | 0 | 2 | 0 | 0 | 2 | 0 | 0 | 2 | 0 | 0 | 2 | 0 | 0 | 2 | 0 | 10 | E | 9 | 10 | E | 9 | -2 | A | 7 | -11 | A | 7 | 46 | A | 7 | 989 | A | 7 | 320 | A | 7 | 4.1 | A | 7 | 16100 | B | 7 | 2100 | A | 7 | 0.7 | E | 8 | 0.074 | F | 8 | 0.17 | F | 8 | 0 | 1 | D | 9 | 0 | C | 8
Commercial Condos | 8760 | 4470 | 8760 | Lodging - Hotel | [21 empty] | 3837200% | 21:00 | 0 | 0 | 0 | 2 | 0 | 0 | 2 | 0 | 0 | 2 | 0 | 0 | 2 | 0 | 0 | 2 | 0 | 0 | 2 | 0 | 0 | 2 | 0 | 10 | E | 9 | 10 | E | 9 | -2 | A | 7 | -11 | A | 7 | 46 | A | 7 | 989 | A | 7 | 320 | A | 7 | 3.6 | A | 7 | 16100 | B | 7 | 1800 | A | 7 | 0.7 | E | 8 | 0.074 | F | 8 | 0.17 | F | 8 | 0 | 1 | D | 9 | 0 | C | 8
Convenience Stores | 5207 | 1170 | 2015 | Retail - Small | [21 empty] | 3837200% | 22:00 | 0 | 0 | 0 | 2 | 0 | 0 | 2 | 0 | 0 | 2 | 0 | 0 | 2 | 0 | 0 | 2 | 0 | 0 | 2 | 0 | 0 | 2 | 0 | 10 | E | 9 | 10 | E | 9 | -2 | A | 7 | -11 | A | 7 | 46 | A | 7 | 989 | A | 7 | 320 | A | 7 | 3.6 | A | 7 | 16100 | B | 7 | 3600 | A | 7 | 0.7 | E | 8 | 0.074 | F | 8 | 0.17 | F | 8 | 0 | 1 | D | 9 | 0 | C | 8
Convention Center | 8760 | 4470 | 8760 | Assembly | [21 empty] | 3837200% | 23:00 | 0 | 0 | 0 | 2 | 0 | 0 | 2 | 0 | 0 | 2 | 0 | 0 | 2 | 0 | 0 | 2 | 0 | 0 | 2 | 0 | 0 | 2 | 0 | 10 | E | 9 | 10 | E | 9 | -3 | A | 7 | -12 | A | 7 | 46 | A | 7 | 989 | A | 7 | 320 | A | 7 | 3.6 | A | 7 | 16100 | B | 7 | 2100 | A | 7 | 0.7 | E | 8 | 0.074 | F | 8 | 0.17 | F | 8 | 0 | 1 | D | 9 | 0 | C | 8
Court House | 5519 | 2732 | 5629 | Office - Small | [21 empty] | 3837200% | 24:00 | 0 | 0 | 0 | 2 | 0 | 0 | 2 | 0 | 0 | 2 | 0 | 0 | 2 | 0 | 0 | 2 | 0 | 0 | 2 | 0 | 0 | 2 | 0 | 10 | E | 9 | 10 | E | 9 | -3 | A | 7 | -12 | A | 7 | 46 | A | 7 | 989 | A | 7 | 330 | A | 7 | 2.1 | A | 7 | 16100 | B | 7 | 2700 | A | 7 | 0.7 | E | 8 | 0.074 | F | 8 | 0.17 | F | 8 | 0 | 1 | D | 9 | 0 | C | 8
Dining: Bar Lounge/Leisure | 5264 | 1183 | 2037 | Restaurant - Sit-Down | [21 empty] | 3837300% | 1:00 | 0 | 0 | 0 | 2 | 0 | 0 | 2 | 0 | 0 | 2 | 0 | 0 | 2 | 0 | 0 | 2 | 0 | 0 | 2 | 0 | 0 | 2 | 0 | 10 | E | 9 | 10 | E | 9 | -3 | A | 7 | -13 | A | 7 | 42 | A | 7 | 989 | A | 7 | 360 | A | 7 | 2.1 | A | 7 | 16100 | B | 7 | 2400 | A | 7 | 0.7 | E | 8 | 0.074 | F | 8 | 0.17 | F | 8 | 0 | 1 | D | 9 | 0 | C | 8
Dining: Cafeteria / Fast Food | 5835 | 1311 | 2258 | Restaurant - Fast-Food | [21 empty] | 3837300% | 2:00 | 0 | 0 | 0 | 2 | 0 | 0 | 2 | 0 | 0 | 2 | 0 | 0 | 2 | 0 | 0 | 2 | 0 | 0 | 2 | 0 | 0 | 2 | 0 | 10 | E | 9 | 10 | E | 9 | -3 | A | 7 | -13 | A | 7 | 42 | A | 7 | 989 | A | 7 | 10 | A | 7 | 3.1 | A | 7 | 16100 | B | 7 | 3300 | A | 7 | 0.6 | E | 8 | 0.074 | F | 8 | 0.17 | F | 8 | 0 | 1 | D | 9 | 0 | C | 8
Dining: Family | 5264 | 1183 | 2037 | Restaurant - Sit-Down | [21 empty] | 3837300% | 3:00 | 0 | 0 | 0 | 2 | 0 | 0 | 2 | 0 | 0 | 2 | 0 | 0 | 2 | 0 | 0 | 2 | 0 | 0 | 2 | 0 | 0 | 2 | 0 | 10 | E | 9 | 10 | E | 9 | -4 | A | 7 | -13 | A | 7 | 45 | A | 7 | 990 | B | 8 | 10 | A | 7 | 5.1 | A | 7 | 16100 | B | 7 | 2100 | A | 7 | 0.6 | E | 8 | 0.074 | F | 8 | 0.17 | F | 8 | 0 | 1 | D | 9 | 0 | C | 8
Entertainment | 5737 | 1289 | 2220 | Assembly | [21 empty] | 3837300% | 4:00 | 0 | 0 | 0 | 2 | 0 | 0 | 2 | 0 | 0 | 2 | 0 | 0 | 2 | 0 | 0 | 2 | 0 | 0 | 2 | 0 | 0 | 2 | 0 | 10 | E | 9 | 10 | E | 9 | -5 | A | 7 | -14 | A | 7 | 45 | A | 7 | 990 | B | 8 | 20 | A | 7 | 4.6 | A | 7 | 16100 | B | 7 | 3300 | A | 7 | 0.5 | E | 8 | 0.074 | F | 8 | 0.17 | F | 8 | 0 | 1 | D | 9 | 0 | C | 8
Exercise Center | 5737 | 1289 | 2220 | Assembly | [21 empty] | 3837300% | 5:00 | 0 | 0 | 0 | 2 | 0 | 0 | 2 | 0 | 0 | 2 | 0 | 0 | 2 | 0 | 0 | 2 | 0 | 0 | 2 | 0 | 0 | 2 | 0 | 10 | E | 9 | 10 | E | 9 | -6 | A | 7 | -14 | A | 7 | 49 | A | 7 | 991 | B | 8 | 30 | A | 7 | 4.6 | A | 7 | 16100 | B | 7 | 3300 | A | 7 | 0.5 | E | 8 | 0.074 | F | 8 | 0.17 | F | 8 | 0 | 1 | D | 9 | 0 | C | 8
Fast Food Restaurants | 5835 | 1311 | 2258 | Restaurant - Fast-Food | [21 empty] | 3837300% | 6:00 | 0 | 0 | 0 | 2 | 0 | 0 | 2 | 0 | 0 | 2 | 0 | 0 | 2 | 0 | 0 | 2 | 0 | 0 | 2 | 0 | 0 | 2 | 0 | 10 | E | 9 | 10 | E | 9 | -7 | A | 7 | -14 | A | 7 | 54 | A | 7 | 991 | A | 7 | 360 | A | 7 | 4.6 | A | 7 | 16100 | B | 7 | 3000 | A | 7 | 0.5 | E | 8 | 0.074 | F | 8 | 0.17 | F | 8 | 0 | 1 | D | 9 | 0 | C | 8
Fire Station (Unmanned) | 3833 | 3833 | 3833 | Assembly | [21 empty] | 3837300% | 7:00 | 0 | 0 | 0 | 2 | 0 | 0 | 2 | 0 | 0 | 2 | 0 | 0 | 2 | 0 | 0 | 2 | 0 | 0 | 2 | 0 | 0 | 2 | 0 | 4 | E | 9 | 4 | E | 9 | -8 | A | 7 | -17 | A | 7 | 44 | A | 7 | 993 | A | 7 | 20 | A | 7 | 4.1 | A | 7 | 16100 | B | 7 | 77777 | A | 7 | 0.4 | E | 8 | 0.074 | F | 8 | 0.17 | F | 8 | 0 | 1 | D | 9 | 0 | C | 8
Food Stores | 4545 | 1021 | 1758 | Grocery | [21 empty] | 3837300% | 8:00 | 31 | 742 | 0 | 2 | 9 | 30 | 2 | 21 | 0 | 2 | 9 | 0 | 2 | 9 | 0 | 2 | 21 | 0 | 2 | 9 | 0 | 2 | 25 | 0 | E | 9 | 0 | E | 9 | -9 | A | 7 | -17 | A | 7 | 48 | A | 7 | 994 | A | 7 | 10 | A | 7 | 4.6 | A | 7 | 16100 | B | 7 | 77777 | A | 7 | 0.4 | E | 8 | 0.074 | F | 8 | 0.17 | F | 8 | 0 | 1 | D | 9 | 0 | C | 8
Gymnasium | 5737 | 1289 | 2220 | Assembly | [21 empty] | 3837300% | 9:00 | 236 | 1413 | 112 | 2 | 9 | 170 | 2 | 21 | 84 | 2 | 9 | 116 | 2 | 9 | 115 | 2 | 21 | 96 | 2 | 9 | 171 | 2 | 25 | 0 | E | 9 | 0 | E | 9 | -8 | A | 7 | -18 | A | 7 | 40 | A | 7 | 995 | A | 7 | 360 | A | 7 | 4.6 | A | 7 | 16100 | B | 7 | 77777 | A | 7 | 0.3 | E | 8 | 0.074 | F | 8 | 0.17 | F | 8 | 0 | 1 | D | 9 | 0 | C | 8
Hospitals | 8683 | 7682 | 8760 | Health/Medical - Hospital | [21 empty] | 3837300% | 10:00 | 440 | 1413 | 296 | 2 | 9 | 605 | 2 | 21 | 107 | 2 | 9 | 299 | 2 | 9 | 528 | 2 | 21 | 134 | 2 | 9 | 186 | 2 | 25 | 0 | E | 9 | 0 | E | 9 | -7 | A | 7 | -19 | A | 7 | 34 | A | 7 | 996 | A | 7 | 10 | A | 7 | 3.6 | A | 7 | 16100 | B | 7 | 77777 | A | 7 | 0.3 | E | 8 | 0.074 | F | 8 | 0.17 | F | 8 | 0 | 1 | D | 9 | 0 | C | 8
Hospitals / Health Care | 8683 | 7682 | 8760 | Health/Medical - Hospital | [21 empty] | 3837300% | 11:00 | 595 | 1413 | 421 | 2 | 9 | 814 | 2 | 21 | 77 | 2 | 9 | 437 | 2 | 9 | 778 | 2 | 21 | 108 | 2 | 9 | 155 | 2 | 25 | 0 | E | 9 | 0 | E | 9 | -7 | A | 7 | -19 | A | 7 | 34 | A | 7 | 997 | A | 7 | 330 | A | 7 | 4.6 | A | 7 | 16100 | B | 7 | 77777 | A | 7 | 0.3 | E | 8 | 0.074 | F | 8 | 0.17 | F | 8 | 0 | 1 | D | 9 | 0 | C | 8
Industrial - 1 Shift | 4618 | 1037 | 1787 | Manufacturing – 1 Shift/Light Industrial | [21 empty] | 3837300% | 12:00 | 689 | 1413 | 490 | 2 | 9 | 804 | 2 | 21 | 96 | 2 | 9 | 505 | 2 | 9 | 781 | 2 | 21 | 123 | 2 | 9 | 193 | 2 | 25 | 0 | E | 9 | 0 | E | 9 | -6 | A | 7 | -19 | A | 7 | 31 | A | 7 | 997 | A | 7 | 330 | A | 7 | 4.6 | A | 7 | 16100 | B | 7 | 77777 | A | 7 | 0.3 | E | 8 | 0.074 | F | 8 | 0.17 | F | 8 | 0 | 1 | D | 9 | 0 | C | 8
Industrial - 2 Shift | 6771 | 1037 | 2620 | Manufacturing – 1 Shift/Light Industrial | [21 empty] | 3837300% | 13:00 | 715 | 1413 | 528 | 2 | 9 | 840 | 2 | 21 | 101 | 2 | 9 | 544 | 2 | 9 | 819 | 2 | 21 | 128 | 2 | 9 | 204 | 2 | 25 | 0 | E | 9 | 0 | E | 9 | -6 | A | 7 | -19 | A | 7 | 31 | A | 7 | 996 | A | 7 | 350 | A | 7 | 4.1 | A | 7 | 16100 | B | 7 | 77777 | A | 7 | 0.3 | E | 8 | 0.074 | F | 8 | 0.17 | F | 8 | 0 | 1 | D | 9 | 0 | C | 8
Industrial - 3 Shift | 8760 | 1037 | 3466 | Manufacturing – 1 Shift/Light Industrial | [21 empty] | 3837300% | 14:00 | 672 | 1413 | 493 | 2 | 9 | 827 | 2 | 21 | 98 | 2 | 9 | 506 | 2 | 9 | 799 | 2 | 21 | 124 | 2 | 9 | 191 | 2 | 25 | 0 | E | 9 | 0 | E | 9 | -4 | A | 7 | -19 | A | 7 | 26 | A | 7 | 996 | A | 7 | 300 | A | 7 | 4.6 | A | 7 | 16100 | B | 7 | 77777 | A | 7 | 0.3 | E | 8 | 0.074 | F | 8 | 0.17 | F | 8 | 0 | 1 | D | 9 | 0 | C | 8
Laundromats | 5207 | 1170 | 2015 | Assembly | [21 empty] | 3837300% | 15:00 | 562 | 1413 | 378 | 2 | 9 | 753 | 2 | 21 | 77 | 2 | 9 | 389 | 2 | 9 | 711 | 2 | 21 | 105 | 2 | 9 | 150 | 2 | 25 | 0 | E | 9 | 0 | E | 9 | -4 | A | 7 | -20 | A | 7 | 24 | A | 7 | 996 | A | 7 | 310 | A | 7 | 4.1 | A | 7 | 16100 | B | 7 | 77777 | A | 7 | 0.4 | E | 8 | 0.074 | F | 8 | 0.17 | F | 8 | 0 | 1 | D | 9 | 0 | C | 8
Library | 5737 | 1289 | 2220 | Assembly | [21 empty] | 3837300% | 16:00 | 394 | 1413 | 245 | 2 | 9 | 669 | 2 | 21 | 58 | 2 | 9 | 249 | 2 | 9 | 582 | 2 | 21 | 86 | 2 | 9 | 107 | 2 | 25 | 0 | E | 9 | 0 | E | 9 | -4 | A | 7 | -21 | A | 7 | 21 | A | 7 | 996 | A | 7 | 350 | A | 7 | 3.6 | A | 7 | 16100 | B | 7 | 77777 | A | 7 | 0.4 | E | 8 | 0.074 | F | 8 | 0.17 | F | 8 | 0 | 1 | D | 9 | 0 | C | 8
Light Manufacturers | 4618 | 1037 | 1787 | Manufacturing – 1 Shift/Light Industrial | [21 empty] | 3837300% | 17:00 | 179 | 1413 | 89 | 2 | 9 | 426 | 2 | 21 | 34 | 2 | 9 | 90 | 2 | 9 | 267 | 2 | 21 | 56 | 2 | 9 | 60 | 2 | 25 | 0 | E | 9 | 0 | E | 9 | -6 | A | 7 | -21 | A | 7 | 25 | A | 7 | 997 | A | 7 | 10 | A | 7 | 3.1 | A | 7 | 16100 | B | 7 | 77777 | A | 7 | 0.3 | E | 8 | 0.074 | F | 8 | 0.17 | F | 8 | 0 | 1 | D | 9 | 0 | C | 8
Lodging (Hotels/Motels) | 3421 | 769 | 1324 | Lodging - Hotel | [21 empty] | 3837300% | 18:00 | 8 | 388 | 0 | 2 | 9 | 0 | 2 | 21 | 0 | 2 | 9 | 0 | 2 | 9 | 0 | 2 | 21 | 0 | 2 | 9 | 0 | 2 | 25 | 0 | E | 9 | 0 | E | 9 | -7 | A | 7 | -20 | A | 7 | 31 | A | 7 | 997 | A | 7 | 340 | A | 7 | 2.6 | A | 7 | 16100 | B | 7 | 77777 | A | 7 | 0.3 | E | 8 | 0.074 | F | 8 | 0.17 | F | 8 | 0 | 1 | D | 9 | 0 | C | 8
Mall Concourse | 4690 | 3013 | 4932 | Assembly | [21 empty] | 3837300% | 19:00 | 0 | 0 | 0 | 2 | 0 | 0 | 2 | 0 | 0 | 2 | 0 | 0 | 2 | 0 | 0 | 2 | 0 | 0 | 2 | 0 | 0 | 2 | 0 | 0 | E | 9 | 0 | A | 7 | -8 | A | 7 | -19 | A | 7 | 37 | A | 7 | 998 | A | 7 | 10 | A | 7 | 3.1 | A | 7 | 16100 | B | 7 | 77777 | A | 7 | 0.2 | E | 8 | 0.074 | F | 8 | 0.17 | F | 8 | 0 | 1 | D | 9 | 0 | C | 8
Manufacturing Facility | 4618 | 1037 | 1787 | Manufacturing – 1 Shift/Light Industrial | [21 empty] | 3837300% | 20:00 | 0 | 0 | 0 | 2 | 0 | 0 | 2 | 0 | 0 | 2 | 0 | 0 | 2 | 0 | 0 | 2 | 0 | 0 | 2 | 0 | 0 | 2 | 0 | 0 | E | 9 | 0 | E | 9 | -8 | A | 7 | -19 | A | 7 | 37 | A | 7 | 998 | A | 7 | 20 | A | 7 | 3.6 | A | 7 | 16100 | B | 7 | 77777 | A | 7 | 0.2 | E | 8 | 0.074 | F | 8 | 0.17 | F | 8 | 0 | 1 | D | 9 | 0 | C | 8
Medical Offices | 4795 | 1077 | 1855 | Health/Medical - Hospital | [21 empty] | 3837300% | 21:00 | 0 | 0 | 0 | 2 | 0 | 0 | 2 | 0 | 0 | 2 | 0 | 0 | 2 | 0 | 0 | 2 | 0 | 0 | 2 | 0 | 0 | 2 | 0 | 0 | E | 9 | 0 | E | 9 | -9 | A | 7 | -19 | A | 7 | 40 | A | 7 | 998 | A | 7 | 60 | A | 7 | 3.1 | A | 7 | 16100 | B | 7 | 77777 | A | 7 | 0.2 | E | 8 | 0.074 | F | 8 | 0.17 | F | 8 | 0 | 1 | D | 9 | 0 | C | 8
Motion Picture Theatre | 5737 | 1289 | 2220 | Assembly | [21 empty] | 3837300% | 22:00 | 0 | 0 | 0 | 2 | 0 | 0 | 2 | 0 | 0 | 2 | 0 | 0 | 2 | 0 | 0 | 2 | 0 | 0 | 2 | 0 | 0 | 2 | 0 | 2 | E | 9 | 2 | E | 9 | -9 | A | 7 | -19 | A | 7 | 40 | A | 7 | 998 | A | 7 | 70 | A | 7 | 2.6 | A | 7 | 16100 | B | 7 | 77777 | A | 7 | 0.2 | E | 8 | 0.074 | F | 8 | 0.17 | F | 8 | 0 | 1 | D | 9 | 0 | C | 8
Multi-Family (Common Areas) | 3833 | 3833 | 3833 | Multi-Family (Common Areas) | [21 empty] | 3837300% | 23:00 | 0 | 0 | 0 | 2 | 0 | 0 | 2 | 0 | 0 | 2 | 0 | 0 | 2 | 0 | 0 | 2 | 0 | 0 | 2 | 0 | 0 | 2 | 0 | 1 | E | 9 | 1 | E | 9 | -10 | A | 7 | -19 | A | 7 | 44 | A | 7 | 998 | A | 7 | 80 | A | 7 | 3.1 | A | 7 | 16100 | B | 7 | 77777 | A | 7 | 0.3 | E | 8 | 0.074 | F | 8 | 0.17 | F | 8 | 0 | 1 | D | 9 | 0 | C | 8
Museum | 5737 | 1289 | 2220 | Assembly | [21 empty] | 3837300% | 24:00 | 0 | 0 | 0 | 2 | 0 | 0 | 2 | 0 | 0 | 2 | 0 | 0 | 2 | 0 | 0 | 2 | 0 | 0 | 2 | 0 | 0 | 2 | 0 | 6 | E | 9 | 6 | E | 9 | -10 | A | 7 | -18 | A | 7 | 48 | A | 7 | 997 | A | 7 | 80 | A | 7 | 2.1 | A | 7 | 16100 | B | 7 | 77777 | A | 7 | 0.3 | E | 8 | 0.074 | F | 8 | 0.17 | F | 8 | 0 | 1 | D | 9 | 0 | C | 8
Nursing Homes | 8760 | 4470 | 8760 | Health/Medical - Nursing Home | [21 empty] | 3837400% | 1:00 | 0 | 0 | 0 | 2 | 0 | 0 | 2 | 0 | 0 | 2 | 0 | 0 | 2 | 0 | 0 | 2 | 0 | 0 | 2 | 0 | 0 | 2 | 0 | 4 | E | 9 | 4 | E | 9 | -11 | A | 7 | -19 | A | 7 | 48 | A | 7 | 997 | A | 7 | 80 | A | 7 | 2.6 | A | 7 | 16100 | B | 7 | 77777 | A | 7 | 0.3 | E | 8 | 0.074 | F | 8 | 0.17 | F | 8 | 0 | 1 | D | 9 | 0 | C | 8
Office (General Office Types) | 4795 | 1077 | 1855 | Office - Large | [21 empty] | 3837400% | 2:00 | 0 | 0 | 0 | 2 | 0 | 0 | 2 | 0 | 0 | 2 | 0 | 0 | 2 | 0 | 0 | 2 | 0 | 0 | 2 | 0 | 0 | 2 | 0 | 10 | E | 9 | 9 | E | 9 | -11 | A | 7 | -20 | A | 7 | 43 | A | 7 | 996 | A | 7 | 100 | A | 7 | 2.6 | A | 7 | 16100 | B | 7 | 77777 | A | 7 | 0.4 | E | 8 | 0.074 | F | 8 | 0.17 | F | 8 | 0 | 1 | D | 9 | 0 | C | 8
Office/Retail | 4795 | 1077 | 1855 | Office - Small | [21 empty] | 3837400% | 3:00 | 0 | 0 | 0 | 2 | 0 | 0 | 2 | 0 | 0 | 2 | 0 | 0 | 2 | 0 | 0 | 2 | 0 | 0 | 2 | 0 | 0 | 2 | 0 | 10 | E | 9 | 6 | E | 9 | -11 | A | 7 | -19 | A | 7 | 48 | A | 7 | 996 | A | 7 | 0 | A | 7 | 0 | A | 7 | 16100 | B | 7 | 77777 | A | 7 | 0.4 | E | 8 | 0.074 | F | 8 | 0.17 | F | 8 | 0 | 1 | D | 9 | 0 | C | 8
Parking Garages & Lots | 6421 | 1442 | 2484 | Assembly | [21 empty] | 3837400% | 4:00 | 0 | 0 | 0 | 2 | 0 | 0 | 2 | 0 | 0 | 2 | 0 | 0 | 2 | 0 | 0 | 2 | 0 | 0 | 2 | 0 | 0 | 2 | 0 | 10 | B | 8 | 8 | B | 8 | -10 | B | 8 | -19.1 | B | 8 | 43 | A | 7 | 995 | B | 8 | 70 | B | 8 | 1.8 | B | 8 | 16100 | C | 8 | 12350 | B | 8 | 0.5 | E | 8 | 0.074 | F | 8 | 0.17 | F | 8 | 0 | 1 | D | 9 | 0 | C | 8
Penitentiary | 8760 | 4470 | 8760 | Lodging - Hotel | [21 empty] | 3837400% | 5:00 | 0 | 0 | 0 | 2 | 0 | 0 | 2 | 0 | 0 | 2 | 0 | 0 | 2 | 0 | 0 | 2 | 0 | 0 | 2 | 0 | 0 | 2 | 0 | 10 | E | 9 | 10 | E | 9 | -9 | A | 7 | -19 | A | 7 | 40 | A | 7 | 995 | A | 7 | 130 | A | 7 | 3.6 | A | 7 | 16100 | B | 7 | 2700 | A | 7 | 0.7 | E | 8 | 0.074 | F | 8 | 0.17 | F | 8 | 0 | 1 | D | 9 | 0 | C | 8
Performing Arts Theatre | 5737 | 1289 | 2220 | Assembly | [21 empty] | 3837400% | 6:00 | 0 | 0 | 0 | 2 | 0 | 0 | 2 | 0 | 0 | 2 | 0 | 0 | 2 | 0 | 0 | 2 | 0 | 0 | 2 | 0 | 0 | 2 | 0 | 10 | E | 9 | 10 | E | 9 | -9 | A | 7 | -19 | A | 7 | 40 | A | 7 | 993 | A | 7 | 120 | A | 7 | 3.1 | A | 7 | 16100 | B | 7 | 1110 | A | 7 | 0.9 | E | 8 | 0.074 | F | 8 | 0.17 | F | 8 | 0 | 1 | D | 9 | 0 | C | 8
Police / Fire Stations (24 Hr) | 6778 | 2774 | 5308 | Office - Small | [21 empty] | 3837400% | 7:00 | 0 | 0 | 0 | 2 | 0 | 0 | 2 | 0 | 0 | 2 | 0 | 0 | 2 | 0 | 0 | 2 | 0 | 0 | 2 | 0 | 0 | 2 | 0 | 10 | E | 9 | 10 | E | 9 | -10 | A | 7 | -14 | A | 7 | 70 | A | 7 | 993 | A | 7 | 140 | A | 7 | 5.1 | A | 7 | 4000 | B | 7 | 480 | A | 7 | 1.1 | E | 8 | 0.074 | F | 8 | 0.17 | F | 8 | 0 | 1 | D | 9 | 0 | C | 8
Post Office | 4795 | 1077 | 1855 | Office - Small | [21 empty] | 3837400% | 8:00 | 32 | 741 | 0 | 2 | 9 | 0 | 2 | 21 | 0 | 2 | 9 | 0 | 2 | 9 | 0 | 2 | 21 | 0 | 2 | 9 | 0 | 2 | 25 | 10 | E | 9 | 10 | E | 9 | -10 | A | 7 | -14 | A | 7 | 70 | A | 7 | 991 | A | 7 | 140 | A | 7 | 6.2 | A | 7 | 1200 | B | 7 | 240 | A | 7 | 1.2 | E | 8 | 0.074 | F | 8 | 0.17 | F | 8 | 0 | 1 | D | 9 | 71 | C | 8
Pump Stations | 2241 | 2097 | 4828 | Assembly | [21 empty] | 3837400% | 9:00 | 239 | 1412 | 56 | 2 | 9 | 0 | 2 | 21 | 56 | 2 | 9 | 63 | 2 | 9 | 0 | 2 | 21 | 63 | 2 | 9 | 192 | 2 | 25 | 10 | E | 9 | 10 | A | 7 | -10 | A | 7 | -12 | A | 7 | 84 | A | 7 | 990 | A | 7 | 110 | A | 7 | 5.7 | A | 7 | 400 | B | 7 | 120 | A | 7 | 1.2 | E | 8 | 0.074 | F | 8 | 0.17 | F | 8 | 0 | 1 | D | 9 | 73 | C | 8
Refrigerated Warehouse | 3604 | 810 | 1394 | Warehouse - Refrigerated | [21 empty] | 3837400% | 10:00 | 444 | 1412 | 70 | 2 | 9 | 0 | 2 | 21 | 70 | 2 | 9 | 82 | 2 | 9 | 0 | 2 | 21 | 82 | 2 | 9 | 289 | 2 | 25 | 10 | E | 9 | 10 | A | 7 | -10 | A | 7 | -12 | A | 7 | 84 | A | 7 | 988 | A | 7 | 130 | A | 7 | 5.1 | A | 7 | 800 | B | 7 | 150 | A | 7 | 1.3 | E | 8 | 0.074 | F | 8 | 0.17 | F | 8 | 0 | 1 | D | 9 | 49 | C | 8
Religious Building | 3493 | 785 | 1351 | Assembly | [21 empty] | 3837400% | 11:00 | 599 | 1412 | 97 | 2 | 9 | 0 | 2 | 21 | 97 | 2 | 9 | 114 | 2 | 9 | 0 | 2 | 21 | 114 | 2 | 9 | 424 | 2 | 25 | 10 | E | 9 | 10 | A | 7 | -9 | A | 7 | -12 | A | 7 | 77 | A | 7 | 986 | A | 7 | 140 | A | 7 | 5.7 | A | 7 | 800 | B | 7 | 210 | A | 7 | 1.3 | E | 8 | 0.074 | F | 8 | 0.17 | F | 8 | 0 | 1 | D | 9 | 49 | C | 8
Residential (Except Nursing Homes) | 3833 | 3833 | 3833 | Lodging - Hotel | [21 empty] | 3837400% | 12:00 | 693 | 1412 | 124 | 2 | 9 | 0 | 2 | 21 | 124 | 2 | 9 | 146 | 2 | 9 | 0 | 2 | 21 | 146 | 2 | 9 | 551 | 2 | 25 | 10 | E | 9 | 10 | A | 7 | -9 | A | 7 | -11 | A | 7 | 84 | A | 7 | 985 | A | 7 | 140 | A | 7 | 7.7 | A | 7 | 400 | B | 7 | 90 | A | 7 | 1.3 | E | 8 | 0.074 | F | 8 | 0.17 | F | 8 | 0 | 1 | D | 9 | 49 | C | 8
Restaurants | 5264 | 1183 | 2037 | Restaurant - Fast-Food | [21 empty] | 3837400% | 13:00 | 720 | 1412 | 126 | 2 | 9 | 0 | 2 | 21 | 126 | 2 | 9 | 149 | 2 | 9 | 0 | 2 | 21 | 149 | 2 | 9 | 567 | 2 | 25 | 10 | E | 9 | 10 | A | 7 | -9 | A | 7 | -11 | A | 7 | 84 | A | 7 | 982 | A | 7 | 130 | A | 7 | 5.7 | A | 7 | 400 | B | 7 | 60 | A | 7 | 1.4 | E | 8 | 0.074 | F | 8 | 0.17 | F | 8 | 0 | 1 | D | 9 | 49 | C | 8
Retail | 5207 | 1170 | 2015 | Retail - Single-Story Large | [21 empty] | 3837400% | 14:00 | 677 | 1412 | 75 | 2 | 9 | 0 | 2 | 21 | 75 | 2 | 9 | 92 | 2 | 9 | 0 | 2 | 21 | 92 | 2 | 9 | 355 | 2 | 25 | 10 | E | 9 | 10 | E | 9 | -7 | A | 7 | -10 | A | 7 | 77 | A | 7 | 981 | A | 7 | 140 | A | 7 | 7.2 | A | 7 | 4800 | B | 7 | 1350 | A | 7 | 1.3 | E | 8 | 0.074 | F | 8 | 0.17 | F | 8 | 0 | 1 | D | 9 | 48 | C | 8
School / University | 5995 | 2357 | 6471 | Education - Secondary School | [21 empty] | 3837400% | 15:00 | 567 | 1412 | 67 | 2 | 9 | 0 | 2 | 21 | 67 | 2 | 9 | 81 | 2 | 9 | 0 | 2 | 21 | 81 | 2 | 9 | 303 | 2 | 25 | 10 | E | 9 | 10 | E | 9 | -7 | A | 7 | -10 | A | 7 | 77 | A | 7 | 979 | A | 7 | 140 | A | 7 | 4.1 | A | 7 | 6400 | B | 7 | 690 | A | 7 | 1.2 | E | 8 | 0.074 | F | 8 | 0.17 | F | 8 | 0 | 1 | D | 9 | 5 | C | 8
Schools (Jr./Sr. High) | 2241 | 2097 | 4828 | Education - Secondary School | [21 empty] | 3837400% | 16:00 | 399 | 1412 | 41 | 2 | 9 | 0 | 2 | 21 | 41 | 2 | 9 | 49 | 2 | 9 | 0 | 2 | 21 | 49 | 2 | 9 | 177 | 2 | 25 | 10 | E | 9 | 10 | E | 9 | -6 | A | 7 | -9 | A | 7 | 77 | A | 7 | 978 | A | 7 | 140 | A | 7 | 4.1 | A | 7 | 16100 | B | 7 | 1290 | A | 7 | 1.2 | E | 8 | 0.074 | F | 8 | 0.17 | F | 8 | 0 | 1 | D | 9 | 0 | C | 8
Schools (Preschool/Elementary) | 3851 | 865 | 1490 | Education - Primary School | [21 empty] | 3837400% | 17:00 | 184 | 1412 | 82 | 2 | 9 | 214 | 2 | 21 | 54 | 2 | 9 | 83 | 2 | 9 | 128 | 2 | 21 | 66 | 2 | 9 | 100 | 2 | 25 | 10 | E | 9 | 10 | E | 9 | -6 | A | 7 | -9 | A | 7 | 77 | A | 7 | 977 | A | 7 | 190 | A | 7 | 1.5 | A | 7 | 14500 | B | 7 | 1290 | A | 7 | 1.1 | E | 8 | 0.074 | F | 8 | 0.17 | F | 8 | 0 | 1 | D | 9 | 0 | C | 8
Schools (Technical/Vocational) | 5098 | 2170 | 5620 | Education - Secondary School | [21 empty] | 3837400% | 18:00 | 10 | 412 | 0 | 2 | 9 | 0 | 2 | 21 | 0 | 2 | 9 | 0 | 2 | 9 | 0 | 2 | 21 | 0 | 2 | 9 | 0 | 2 | 25 | 10 | E | 9 | 10 | E | 9 | -6 | A | 7 | -9 | A | 7 | 77 | A | 7 | 977 | A | 7 | 0 | A | 7 | 0 | A | 7 | 16100 | B | 7 | 1050 | A | 7 | 1 | E | 8 | 0.074 | F | 8 | 0.17 | F | 8 | 0 | 1 | D | 9 | 0 | C | 8
Small Services | 4795 | 1077 | 1855 | Assembly | [21 empty] | 3837400% | 19:00 | 0 | 0 | 0 | 2 | 0 | 0 | 2 | 0 | 0 | 2 | 0 | 0 | 2 | 0 | 0 | 2 | 0 | 0 | 2 | 0 | 0 | 2 | 0 | 10 | E | 9 | 10 | A | 7 | -8 | A | 7 | -11 | A | 7 | 77 | A | 7 | 977 | A | 7 | 340 | A | 7 | 5.1 | A | 7 | 12900 | B | 7 | 840 | A | 7 | 0.9 | E | 8 | 0.074 | F | 8 | 0.17 | F | 8 | 0 | 1 | D | 9 | 71 | C | 8
Sports Arena | 5737 | 1289 | 2220 | Assembly | [21 empty] | 3837400% | 20:00 | 0 | 0 | 0 | 2 | 0 | 0 | 2 | 0 | 0 | 2 | 0 | 0 | 2 | 0 | 0 | 2 | 0 | 0 | 2 | 0 | 0 | 2 | 0 | 10 | E | 9 | 10 | E | 9 | -9 | A | 7 | -11 | A | 7 | 84 | A | 7 | 977 | A | 7 | 340 | A | 7 | 5.1 | A | 7 | 11300 | B | 7 | 1290 | A | 7 | 0.8 | E | 8 | 0.074 | F | 8 | 0.17 | F | 8 | 0 | 1 | D | 9 | 71 | C | 8
Town Hall | 5737 | 1289 | 2220 | Assembly | [21 empty] | 3837400% | 21:00 | 0 | 0 | 0 | 2 | 0 | 0 | 2 | 0 | 0 | 2 | 0 | 0 | 2 | 0 | 0 | 2 | 0 | 0 | 2 | 0 | 0 | 2 | 0 | 10 | E | 9 | 10 | E | 9 | -9 | A | 7 | -11 | A | 7 | 84 | A | 7 | 977 | A | 7 | 340 | A | 7 | 3.1 | A | 7 | 9700 | B | 7 | 2100 | A | 7 | 0.7 | E | 8 | 0.074 | F | 8 | 0.17 | F | 8 | 0 | 1 | D | 9 | 71 | C | 8
Transportation | 6421 | 1442 | 2484 | Assembly | [21 empty] | 3837400% | 22:00 | 0 | 0 | 0 | 2 | 0 | 0 | 2 | 0 | 0 | 2 | 0 | 0 | 2 | 0 | 0 | 2 | 0 | 0 | 2 | 0 | 0 | 2 | 0 | 0 | E | 9 | 0 | E | 9 | -11 | A | 7 | -12 | A | 7 | 91 | A | 7 | 977 | A | 7 | 40 | A | 7 | 1.5 | A | 7 | 8000 | B | 7 | 77777 | A | 7 | 0.7 | E | 8 | 0.074 | F | 8 | 0.17 | F | 8 | 0 | 1 | D | 9 | 10 | C | 8
Warehouse (Not Refrigerated) | 3604 | 810 | 1394 | Warehouse - Refrigerated | [21 empty] | 3837400% | 23:00 | 0 | 0 | 0 | 2 | 0 | 0 | 2 | 0 | 0 | 2 | 0 | 0 | 2 | 0 | 0 | 2 | 0 | 0 | 2 | 0 | 0 | 2 | 0 | 8 | E | 9 | 8 | E | 9 | -11 | A | 7 | -13 | A | 7 | 84 | A | 7 | 977 | A | 7 | 330 | A | 7 | 2.1 | A | 7 | 6400 | B | 7 | 1290 | A | 7 | 0.6 | E | 8 | 0.074 | F | 8 | 0.17 | F | 8 | 0 | 1 | D | 9 | 10 | C | 8
Wastewater Treatment Plant | 2241 | 2097 | 4828 | Assembly | [21 empty] | 3837400% | 24:00 | 0 | 0 | 0 | 2 | 0 | 0 | 2 | 0 | 0 | 2 | 0 | 0 | 2 | 0 | 0 | 2 | 0 | 0 | 2 | 0 | 0 | 2 | 0 | 10 | E | 9 | 10 | E | 9 | -9 | A | 7 | -12 | A | 7 | 77 | A | 7 | 977 | A | 7 | 310 | A | 7 | 2.6 | A | 7 | 12900 | B | 7 | 1500 | A | 7 | 0.6 | E | 8 | 0.074 | F | 8 | 0.17 | F | 8 | 0 | 1 | D | 9 | 10 | C | 8
Workshop | 4618 | 1037 | 1787 | Warehouse - Refrigerated | [21 empty] | 3837500% | 1:00 | 0 | 0 | 0 | 2 | 0 | 0 | 2 | 0 | 0 | 2 | 0 | 0 | 2 | 0 | 0 | 2 | 0 | 0 | 2 | 0 | 0 | 2 | 0 | 10 | E | 9 | 10 | E | 9 | -7 | A | 7 | -13 | A | 7 | 59 | A | 7 | 978 | A | 7 | 280 | A | 7 | 11.3 | A | 7 | 9700 | B | 7 | 1800 | A | 7 | 0.5 | E | 8 | 0.075 | F | 8 | 0.17 | F | 8 | 0 | 1 | D | 9 | 0 | C | 8
[26 empty] | 3837500% | 2:00 | 0 | 0 | 0 | 2 | 0 | 0 | 2 | 0 | 0 | 2 | 0 | 0 | 2 | 0 | 0 | 2 | 0 | 0 | 2 | 0 | 0 | 2 | 0 | 10 | E | 9 | 10 | E | 9 | -8 | A | 7 | -15 | A | 7 | 53 | A | 7 | 978 | A | 7 | 300 | A | 7 | 12.3 | A | 7 | 6400 | B | 7 | 2400 | A | 7 | 0.5 | E | 8 | 0.075 | F | 8 | 0.17 | F | 8 | 0 | 1 | D | 9 | 38 | C | 8
Application | DSF (kW/HP) | ETDF Load Shape | Type |  | Type | ETDF Load Shape | [19 empty] | 3837500% | 3:00 | 0 | 0 | 0 | 2 | 0 | 0 | 2 | 0 | 0 | 2 | 0 | 0 | 2 | 0 | 0 | 2 | 0 | 0 | 2 | 0 | 0 | 2 | 0 | 10 | E | 9 | 10 | E | 9 | -9 | A | 7 | -15 | A | 7 | 58 | A | 7 | 979 | A | 7 | 290 | A | 7 | 11.8 | A | 7 | 8000 | B | 7 | 1800 | A | 7 | 0.5 | E | 8 | 0.075 | F | 8 | 0.17 | F | 8 | 0 | 1 | D | 9 | 40 | C | 8
Supply Air Fan | 0.286 | Ventilation | Fan |  | Fan | Ventilation | [19 empty] | 3837500% | 4:00 | 0 | 0 | 0 | 2 | 0 | 0 | 2 | 0 | 0 | 2 | 0 | 0 | 2 | 0 | 0 | 2 | 0 | 0 | 2 | 0 | 0 | 2 | 0 | 10 | E | 9 | 10 | E | 9 | -11 | A | 7 | -16 | A | 7 | 63 | A | 7 | 980 | A | 7 | 300 | A | 7 | 10.3 | A | 7 | 6400 | B | 7 | 1800 | A | 7 | 0.4 | E | 8 | 0.075 | F | 8 | 0.17 | F | 8 | 0 | 1 | D | 9 | 71 | C | 8
Return Air Fan | 0.297 | Ventilation | Fan |  | Chill | Pumps | [19 empty] | 3837500% | 5:00 | 0 | 0 | 0 | 2 | 0 | 0 | 2 | 0 | 0 | 2 | 0 | 0 | 2 | 0 | 0 | 2 | 0 | 0 | 2 | 0 | 0 | 2 | 0 | 10 | E | 9 | 10 | E | 9 | -11 | A | 7 | -17 | A | 7 | 58 | A | 7 | 981 | A | 7 | 310 | A | 7 | 10.8 | A | 7 | 8000 | B | 7 | 2100 | A | 7 | 0.4 | E | 8 | 0.075 | F | 8 | 0.17 | F | 8 | 0 | 1 | D | 9 | 40 | C | 8
Chilled Water Pump | 0.185 | Pumps | Chill |  | Hot | [20 empty] | 3837500% | 6:00 | 0 | 0 | 0 | 2 | 0 | 0 | 2 | 0 | 0 | 2 | 0 | 0 | 2 | 0 | 0 | 2 | 0 | 0 | 2 | 0 | 0 | 2 | 0 | 10 | E | 9 | 10 | E | 9 | -12 | A | 7 | -18 | A | 7 | 57 | A | 7 | 982 | A | 7 | 310 | A | 7 | 10.3 | A | 7 | 8000 | B | 7 | 1500 | A | 7 | 0.4 | E | 8 | 0.075 | F | 8 | 0.17 | F | 8 | 0 | 1 | D | 9 | 38 | C | 8
Heating Hot Water Pump | 0.096 | Pumps | Hot | [22 empty] | 3837500% | 7:00 | 0 | 0 | 0 | 2 | 0 | 0 | 2 | 0 | 0 | 2 | 0 | 0 | 2 | 0 | 0 | 2 | 0 | 0 | 2 | 0 | 0 | 2 | 0 | 10 | E | 9 | 10 | E | 9 | -12 | A | 7 | -18 | A | 7 | 57 | A | 7 | 984 | A | 7 | 310 | A | 7 | 11.8 | A | 7 | 11300 | B | 7 | 1470 | A | 7 | 0.4 | E | 8 | 0.075 | F | 8 | 0.17 | F | 8 | 0 | 1 | D | 9 | 0 | C | 8
Water Source HP Circ Pump | 0.234 | Pumps | Hot | [22 empty] | 3837500% | 8:00 | 34 | 765 | 1 | 2 | 9 | 9 | 2 | 21 | 1 | 2 | 9 | 2 | 2 | 9 | 4 | 2 | 21 | 2 | 2 | 9 | 2 | 2 | 25 | 10 | E | 9 | 10 | E | 9 | -12 | A | 7 | -18 | A | 7 | 57 | A | 7 | 986 | A | 7 | 310 | A | 7 | 8.2 | A | 7 | 9700 | B | 7 | 1500 | A | 7 | 0.4 | E | 8 | 0.075 | F | 8 | 0.17 | F | 8 | 0 | 1 | D | 9 | 5 | C | 8
[26 empty] | 3837500% | 9:00 | 242 | 1412 | 83 | 2 | 9 | 49 | 2 | 21 | 75 | 2 | 9 | 91 | 2 | 9 | 38 | 2 | 21 | 85 | 2 | 9 | 176 | 2 | 25 | 8 | E | 9 | 8 | E | 9 | -12 | A | 7 | -18 | A | 7 | 57 | A | 7 | 986 | A | 7 | 310 | A | 7 | 8.2 | A | 7 | 16100 | B | 7 | 3000 | A | 7 | 0.4 | E | 8 | 0.075 | F | 8 | 0.17 | F | 8 | 0 | 1 | D | 9 | 0 | C | 8
Dual Enthalpy Economizer | [25 empty] | 3837500% | 10:00 | 448 | 1412 | 91 | 2 | 9 | 0 | 2 | 21 | 91 | 2 | 9 | 104 | 2 | 9 | 0 | 2 | 21 | 104 | 2 | 9 | 357 | 2 | 25 | 8 | E | 9 | 8 | E | 9 | -11 | A | 7 | -18 | A | 7 | 53 | A | 7 | 988 | A | 7 | 320 | A | 7 | 8.2 | A | 7 | 14500 | B | 7 | 3000 | A | 7 | 0.4 | E | 8 | 0.075 | F | 8 | 0.17 | F | 8 | 0 | 1 | D | 9 | 0 | C | 8
[26 empty] | 3837500% | 11:00 | 603 | 1412 | 421 | 2 | 9 | 600 | 2 | 21 | 164 | 2 | 9 | 437 | 2 | 9 | 583 | 2 | 21 | 187 | 2 | 9 | 332 | 2 | 25 | 10 | E | 9 | 10 | E | 9 | -11 | A | 7 | -18 | A | 7 | 53 | A | 7 | 990 | A | 7 | 310 | A | 7 | 9.8 | A | 7 | 16100 | B | 7 | 1800 | A | 7 | 0.4 | E | 8 | 0.075 | F | 8 | 0.17 | F | 8 | 0 | 1 | D | 9 | 0 | C | 8
Facility Type | Savings Factors (kWh/ton) |  |  | EUL | [21 empty] | 3837500% | 12:00 | 698 | 1412 | 484 | 2 | 9 | 774 | 2 | 21 | 100 | 2 | 9 | 498 | 2 | 9 | 752 | 2 | 21 | 125 | 2 | 9 | 199 | 2 | 25 | 0 | E | 9 | 0 | E | 9 | -9 | A | 7 | -17 | A | 7 | 48 | A | 7 | 990 | A | 7 | 310 | A | 7 | 9.3 | A | 7 | 9700 | B | 7 | 77777 | A | 7 | 0.4 | E | 8 | 0.075 | F | 8 | 0.17 | F | 8 | 0 | 1 | D | 9 | 5 | C | 8
Assembly | 25 |  |  | 7 | [21 empty] | 3837500% | 13:00 | 724 | 1412 | 528 | 2 | 9 | 672 | 2 | 21 | 182 | 2 | 9 | 556 | 2 | 9 | 675 | 2 | 21 | 208 | 2 | 9 | 391 | 2 | 25 | 8 | E | 9 | 8 | E | 9 | -8 | A | 7 | -17 | A | 7 | 44 | A | 7 | 991 | A | 7 | 310 | A | 7 | 9.8 | A | 7 | 16100 | B | 7 | 2400 | A | 7 | 0.4 | E | 8 | 0.075 | F | 8 | 0.17 | F | 8 | 0 | 1 | D | 9 | 0 | C | 8
Big Box Retail | 56 | [24 empty] | 3837500% | 14:00 | 682 | 1412 | 151 | 2 | 9 | 0 | 2 | 21 | 151 | 2 | 9 | 175 | 2 | 9 | 0 | 2 | 21 | 175 | 2 | 9 | 638 | 2 | 25 | 0 | E | 9 | 0 | E | 9 | -8 | A | 7 | -17 | A | 7 | 44 | A | 7 | 991 | A | 7 | 290 | A | 7 | 9.8 | A | 7 | 16100 | B | 7 | 77777 | A | 7 | 0.4 | E | 8 | 0.075 | F | 8 | 0.17 | F | 8 | 0 | 1 | D | 9 | 0 | C | 8
Fast Food | 36 | [24 empty] | 3837500% | 15:00 | 572 | 1412 | 328 | 2 | 9 | 400 | 2 | 21 | 165 | 2 | 9 | 348 | 2 | 9 | 397 | 2 | 21 | 187 | 2 | 9 | 350 | 2 | 25 | 0 | E | 9 | 0 | A | 7 | -8 | A | 7 | -16 | A | 7 | 49 | A | 7 | 991 | A | 7 | 300 | A | 7 | 9.3 | A | 7 | 16100 | B | 7 | 77777 | A | 7 | 0.3 | E | 8 | 0.075 | F | 8 | 0.17 | F | 8 | 0 | 1 | D | 9 | 0 | C | 8
Full Service Restaurant | 29 | [24 empty] | 3837500% | 16:00 | 404 | 1412 | 267 | 2 | 9 | 613 | 2 | 21 | 91 | 2 | 9 | 271 | 2 | 9 | 525 | 2 | 21 | 120 | 2 | 9 | 160 | 2 | 25 | 0 | E | 9 | 0 | A | 7 | -7 | A | 7 | -17 | A | 7 | 41 | A | 7 | 992 | A | 7 | 310 | A | 7 | 9.3 | A | 7 | 16100 | B | 7 | 77777 | A | 7 | 0.3 | E | 8 | 0.075 | F | 8 | 0.17 | F | 8 | 0 | 1 | D | 9 | 0 | C | 8
Light Industrial | 23 | [24 empty] | 3837500% | 17:00 | 189 | 1412 | 91 | 2 | 9 | 410 | 2 | 21 | 35 | 2 | 9 | 92 | 2 | 9 | 264 | 2 | 21 | 57 | 2 | 9 | 63 | 2 | 25 | 0 | E | 9 | 0 | A | 7 | -8 | A | 7 | -17 | A | 7 | 44 | A | 7 | 993 | A | 7 | 310 | A | 7 | 8.7 | A | 7 | 16100 | B | 7 | 77777 | A | 7 | 0.2 | E | 8 | 0.075 | F | 8 | 0.17 | F | 8 | 0 | 1 | D | 9 | 0 | C | 8
Primary School | 39 | [24 empty] | 3837500% | 18:00 | 11 | 435 | 0 | 2 | 9 | 0 | 2 | 21 | 0 | 2 | 9 | 0 | 2 | 9 | 0 | 2 | 21 | 0 | 2 | 9 | 0 | 2 | 25 | 0 | E | 9 | 0 | A | 7 | -8 | A | 7 | -18 | A | 7 | 40 | A | 7 | 994 | A | 7 | 310 | A | 7 | 7.2 | A | 7 | 16100 | B | 7 | 77777 | A | 7 | 0.2 | E | 8 | 0.075 | F | 8 | 0.17 | F | 8 | 0 | 1 | D | 9 | 0 | C | 8
Small Office | 56 | [24 empty] | 3837500% | 19:00 | 0 | 0 | 0 | 2 | 0 | 0 | 2 | 0 | 0 | 2 | 0 | 0 | 2 | 0 | 0 | 2 | 0 | 0 | 2 | 0 | 0 | 2 | 0 | 0 | E | 9 | 0 | A | 7 | -9 | A | 7 | -19 | A | 7 | 40 | A | 7 | 995 | A | 7 | 300 | A | 7 | 6.2 | A | 7 | 16100 | B | 7 | 77777 | A | 7 | 0.1 | E | 8 | 0.075 | F | 8 | 0.17 | F | 8 | 0 | 1 | D | 9 | 0 | C | 8
Small Retail | 56 | [24 empty] | 3837500% | 20:00 | 0 | 0 | 0 | 2 | 0 | 0 | 2 | 0 | 0 | 2 | 0 | 0 | 2 | 0 | 0 | 2 | 0 | 0 | 2 | 0 | 0 | 2 | 0 | 0 | E | 9 | 0 | E | 9 | -9 | A | 7 | -19 | A | 7 | 40 | A | 7 | 996 | A | 7 | 310 | A | 7 | 6.2 | A | 7 | 16100 | B | 7 | 77777 | A | 7 | 0.1 | E | 8 | 0.075 | F | 8 | 0.17 | F | 8 | 0 | 1 | D | 9 | 0 | C | 8
Religious | 6 | [24 empty] | 3837500% | 21:00 | 0 | 0 | 0 | 2 | 0 | 0 | 2 | 0 | 0 | 2 | 0 | 0 | 2 | 0 | 0 | 2 | 0 | 0 | 2 | 0 | 0 | 2 | 0 | 0 | E | 9 | 0 | E | 9 | -10 | A | 7 | -19 | A | 7 | 44 | A | 7 | 997 | A | 7 | 290 | A | 7 | 5.1 | A | 7 | 16100 | B | 7 | 77777 | A | 7 | 0.2 | E | 8 | 0.075 | F | 8 | 0.17 | F | 8 | 0 | 1 | D | 9 | 0 | C | 8
Warehouse | 2 | [24 empty] | 3837500% | 22:00 | 0 | 0 | 0 | 2 | 0 | 0 | 2 | 0 | 0 | 2 | 0 | 0 | 2 | 0 | 0 | 2 | 0 | 0 | 2 | 0 | 0 | 2 | 0 | 0 | E | 9 | 0 | E | 9 | -11 | A | 7 | -19 | A | 7 | 48 | A | 7 | 998 | A | 7 | 300 | A | 7 | 3.1 | A | 7 | 16100 | B | 7 | 77777 | A | 7 | 0.2 | E | 8 | 0.075 | F | 8 | 0.17 | F | 8 | 0 | 1 | D | 9 | 0 | C | 8
Other | 67 | [24 empty] | 3837500% | 23:00 | 0 | 0 | 0 | 2 | 0 | 0 | 2 | 0 | 0 | 2 | 0 | 0 | 2 | 0 | 0 | 2 | 0 | 0 | 2 | 0 | 0 | 2 | 0 | 0 | E | 9 | 0 | E | 9 | -12 | A | 7 | -19 | A | 7 | 52 | A | 7 | 998 | A | 7 | 260 | A | 7 | 3.1 | A | 7 | 16100 | B | 7 | 77777 | A | 7 | 0.2 | E | 8 | 0.075 | F | 8 | 0.17 | F | 8 | 0 | 1 | D | 9 | 0 | C | 8
[26 empty] | 3837500% | 24:00 | 0 | 0 | 0 | 2 | 0 | 0 | 2 | 0 | 0 | 2 | 0 | 0 | 2 | 0 | 0 | 2 | 0 | 0 | 2 | 0 | 0 | 2 | 0 | 0 | E | 9 | 0 | E | 9 | -12 | A | 7 | -20 | A | 7 | 48 | A | 7 | 998 | A | 7 | 290 | A | 7 | 3.1 | A | 7 | 16100 | B | 7 | 77777 | A | 7 | 0.2 | E | 8 | 0.075 | F | 8 | 0.17 | F | 8 | 0 | 1 | D | 9 | 0 | C | 8
Guest Room Occupancy Sensor | [25 empty] | 3837600% | 1:00 | 0 | 0 | 0 | 2 | 0 | 0 | 2 | 0 | 0 | 2 | 0 | 0 | 2 | 0 | 0 | 2 | 0 | 0 | 2 | 0 | 0 | 2 | 0 | 0 | E | 9 | 0 | E | 9 | -13 | A | 7 | -20 | A | 7 | 52 | A | 7 | 997 | A | 7 | 290 | A | 7 | 8.2 | A | 7 | 16100 | B | 7 | 77777 | A | 7 | 0.3 | E | 8 | 0.075 | F | 8 | 0.17 | F | 8 | 0 | 1 | D | 9 | 0 | C | 8
[26 empty] | 3837600% | 2:00 | 0 | 0 | 0 | 2 | 0 | 0 | 2 | 0 | 0 | 2 | 0 | 0 | 2 | 0 | 0 | 2 | 0 | 0 | 2 | 0 | 0 | 2 | 0 | 3 | E | 9 | 3 | E | 9 | -13 | A | 7 | -21 | A | 7 | 47 | A | 7 | 997 | A | 7 | 290 | A | 7 | 7.7 | A | 7 | 16100 | B | 7 | 77777 | A | 7 | 0.3 | E | 8 | 0.075 | F | 8 | 0.17 | F | 8 | 0 | 1 | D | 9 | 0 | C | 8
Facility Type | HVAC Type | Baseline | Concat | ESF (kWh/ton) | GSF (Therms/ton) |  | Facility Type | HVAC Type | [17 empty] | 3837600% | 3:00 | 0 | 0 | 0 | 2 | 0 | 0 | 2 | 0 | 0 | 2 | 0 | 0 | 2 | 0 | 0 | 2 | 0 | 0 | 2 | 0 | 0 | 2 | 0 | 3 | E | 9 | 3 | E | 9 | -13 | A | 7 | -21 | A | 7 | 47 | A | 7 | 997 | A | 7 | 290 | A | 7 | 5.7 | A | 7 | 16100 | B | 7 | 77777 | A | 7 | 0.3 | E | 8 | 0.075 | F | 8 | 0.17 | F | 8 | 0 | 1 | D | 9 | 0 | C | 8
Motel | PTAC with Electric Resistance Heating | Housekeeping Setback | MotelPTAC with Electric Resistance HeatingHousekeeping Setback | 635 | 0 |  | Motel | PTAC with Electric Resistance Heating | [17 empty] | 3837600% | 4:00 | 0 | 0 | 0 | 2 | 0 | 0 | 2 | 0 | 0 | 2 | 0 | 0 | 2 | 0 | 0 | 2 | 0 | 0 | 2 | 0 | 0 | 2 | 0 | 4 | E | 9 | 4 | E | 9 | -14 | A | 7 | -22 | A | 7 | 47 | A | 7 | 997 | A | 7 | 270 | A | 7 | 3.6 | A | 7 | 16100 | B | 7 | 77777 | A | 7 | 0.3 | E | 8 | 0.075 | F | 8 | 0.17 | F | 8 | 0 | 1 | D | 9 | 0 | C | 8
Motel | PTAC with Electric Resistance Heating | No Housekeeping Setback | MotelPTAC with Electric Resistance HeatingNo Housekeeping Setback | 1986 | 0 |  | Hotel | PTAC with Gas Heating | [17 empty] | 3837600% | 5:00 | 0 | 0 | 0 | 2 | 0 | 0 | 2 | 0 | 0 | 2 | 0 | 0 | 2 | 0 | 0 | 2 | 0 | 0 | 2 | 0 | 0 | 2 | 0 | 5 | E | 9 | 5 | E | 9 | -13 | A | 7 | -21 | A | 7 | 47 | A | 7 | 997 | A | 7 | 210 | A | 7 | 2.6 | A | 7 | 16100 | B | 7 | 77777 | A | 7 | 0.3 | E | 8 | 0.075 | F | 8 | 0.17 | F | 8 | 0 | 1 | D | 9 | 0 | C | 8
Motel | PTAC with Gas Heating | Housekeeping Setback | MotelPTAC with Gas HeatingHousekeeping Setback | 64 | 25 |  |  | PTHP | [17 empty] | 3837600% | 6:00 | 0 | 0 | 0 | 2 | 0 | 0 | 2 | 0 | 0 | 2 | 0 | 0 | 2 | 0 | 0 | 2 | 0 | 0 | 2 | 0 | 0 | 2 | 0 | 9 | E | 9 | 8 | E | 9 | -14 | A | 7 | -21 | A | 7 | 52 | A | 7 | 996 | A | 7 | 180 | A | 7 | 2.1 | A | 7 | 16100 | B | 7 | 77777 | A | 7 | 0.3 | E | 8 | 0.075 | F | 8 | 0.17 | F | 8 | 0 | 1 | D | 9 | 0 | C | 8
Motel | PTAC with Gas Heating | No Housekeeping Setback | MotelPTAC with Gas HeatingNo Housekeeping Setback | 205 | 78 |  |  | Central Hot Water Fan Coil with Electric Resistance Heating | [17 empty] | 3837600% | 7:00 | 0 | 0 | 0 | 2 | 0 | 0 | 2 | 0 | 0 | 2 | 0 | 0 | 2 | 0 | 0 | 2 | 0 | 0 | 2 | 0 | 0 | 2 | 0 | 8 | E | 9 | 7 | E | 9 | -13 | A | 7 | -22 | A | 7 | 43 | A | 7 | 997 | A | 7 | 190 | A | 7 | 2.6 | A | 7 | 16100 | B | 7 | 77777 | A | 7 | 0.3 | E | 8 | 0.075 | F | 8 | 0.17 | F | 8 | 0 | 1 | D | 9 | 0 | C | 8
Motel | PTHP | Housekeeping Setback | MotelPTHPHousekeeping Setback | 265 | 0 |  |  | Central Hot Water Fan Coil with Gas Heating | [17 empty] | 3837600% | 8:00 | 35 | 788 | 1 | 2 | 9 | 0 | 2 | 21 | 1 | 2 | 9 | 1 | 2 | 9 | 0 | 2 | 21 | 1 | 2 | 9 | 4 | 2 | 25 | 7 | E | 9 | 6 | E | 9 | -12 | A | 7 | -21 | A | 7 | 43 | A | 7 | 997 | A | 7 | 220 | A | 7 | 3.6 | A | 7 | 16100 | B | 7 | 77777 | A | 7 | 0.3 | E | 8 | 0.075 | F | 8 | 0.17 | F | 8 | 0 | 1 | D | 9 | 0 | C | 8
Motel | PTHP | No Housekeeping Setback | MotelPTHPNo Housekeeping Setback | 1002 | 0 | [20 empty] | 3837600% | 9:00 | 246 | 1412 | 64 | 2 | 9 | 0 | 2 | 21 | 64 | 2 | 9 | 71 | 2 | 9 | 0 | 2 | 21 | 71 | 2 | 9 | 213 | 2 | 25 | 10 | E | 9 | 7 | E | 9 | -11 | A | 7 | -19 | A | 7 | 48 | A | 7 | 996 | A | 7 | 210 | A | 7 | 1.5 | A | 7 | 16100 | B | 7 | 77777 | A | 7 | 0.4 | E | 8 | 0.075 | F | 8 | 0.17 | F | 8 | 0 | 1 | D | 9 | 0 | C | 8
Hotel | PTAC with Electric Resistance Heating | Housekeeping Setback | HotelPTAC with Electric Resistance HeatingHousekeeping Setback | 236 | 0 | [20 empty] | 3837600% | 10:00 | 451 | 1412 | 204 | 2 | 9 | 195 | 2 | 21 | 141 | 2 | 9 | 220 | 2 | 9 | 181 | 2 | 21 | 162 | 2 | 9 | 318 | 2 | 25 | 10 | E | 9 | 9 | E | 9 | -9 | A | 7 | -18 | A | 7 | 44 | A | 7 | 996 | A | 7 | 180 | A | 7 | 3.1 | A | 7 | 16100 | B | 7 | 77777 | A | 7 | 0.4 | E | 8 | 0.075 | F | 8 | 0.17 | F | 8 | 0 | 1 | D | 9 | 0 | C | 8
Hotel | PTAC with Electric Resistance Heating | No Housekeeping Setback | HotelPTAC with Electric Resistance HeatingNo Housekeeping Setback | 429 | 0 | [20 empty] | 3837600% | 11:00 | 608 | 1412 | 201 | 2 | 9 | 31 | 2 | 21 | 188 | 2 | 9 | 221 | 2 | 9 | 30 | 2 | 21 | 208 | 2 | 9 | 531 | 2 | 25 | 10 | E | 9 | 10 | E | 9 | -8 | A | 7 | -19 | A | 7 | 37 | A | 7 | 995 | A | 7 | 180 | A | 7 | 2.6 | A | 7 | 16100 | B | 7 | 3600 | A | 7 | 0.5 | E | 8 | 0.075 | F | 8 | 0.17 | F | 8 | 0 | 1 | D | 9 | 0 | C | 8
Hotel | PTAC with Gas Heating | Housekeeping Setback | HotelPTAC with Gas HeatingHousekeeping Setback | 149 | 3.8 |  | EUL | [18 empty] | 3837600% | 12:00 | 702 | 1412 | 205 | 2 | 9 | 12 | 2 | 21 | 199 | 2 | 9 | 233 | 2 | 9 | 10 | 2 | 21 | 228 | 2 | 9 | 790 | 2 | 25 | 10 | B | 8 | 10 | B | 8 | -7.1 | B | 8 | -18 | B | 8 | 37 | A | 7 | 993 | B | 8 | 180 | B | 8 | 3 | B | 8 | 11000 | C | 8 | 77777 | A | 7 | 0.5 | E | 8 | 0.075 | F | 8 | 0.17 | F | 8 | 0 | 1 | D | 9 | 0 | C | 8
Hotel | PTAC with Gas Heating | No Housekeeping Setback | HotelPTAC with Gas HeatingNo Housekeeping Setback | 245 | 8.2 |  | 15 | [18 empty] | 3837600% | 13:00 | 729 | 1412 | 168 | 2 | 9 | 0 | 2 | 21 | 168 | 2 | 9 | 195 | 2 | 9 | 0 | 2 | 21 | 195 | 2 | 9 | 715 | 2 | 25 | 10 | B | 8 | 10 | B | 8 | -6.6 | B | 8 | -17.2 | B | 8 | 38 | A | 7 | 992 | B | 8 | 170 | B | 8 | 3.4 | B | 8 | 5900 | C | 8 | 11375 | B | 8 | 0.6 | E | 8 | 0.075 | F | 8 | 0.17 | F | 8 | 0 | 1 | D | 9 | 0 | C | 8
Hotel | PTHP | Housekeeping Setback | HotelPTHPHousekeeping Setback | 182 | 0 | [20 empty] | 3837600% | 14:00 | 687 | 1412 | 76 | 2 | 9 | 0 | 2 | 21 | 76 | 2 | 9 | 93 | 2 | 9 | 0 | 2 | 21 | 93 | 2 | 9 | 361 | 2 | 25 | 10 | E | 9 | 10 | E | 9 | -6 | A | 7 | -16 | A | 7 | 41 | A | 7 | 990 | B | 8 | 170 | B | 8 | 3.7 | B | 8 | 800 | B | 7 | 750 | A | 7 | 0.6 | E | 8 | 0.075 | F | 8 | 0.17 | F | 8 | 0 | 1 | D | 9 | 0 | C | 8
Hotel | PTHP | No Housekeeping Setback | HotelPTHPNo Housekeeping Setback | 314 | 0 | [20 empty] | 3837600% | 15:00 | 578 | 1412 | 72 | 2 | 9 | 0 | 2 | 21 | 72 | 2 | 9 | 87 | 2 | 9 | 0 | 2 | 21 | 87 | 2 | 9 | 325 | 2 | 25 | 10 | E | 9 | 10 | A | 7 | -6 | A | 7 | -15 | A | 7 | 45 | A | 7 | 988 | A | 7 | 160 | A | 7 | 4.1 | A | 7 | 16100 | B | 7 | 1500 | A | 7 | 0.6 | E | 8 | 0.075 | F | 8 | 0.17 | F | 8 | 0 | 1 | D | 9 | 5 | C | 8
Hotel | Central Hot Water Fan Coil with Electric Resistance Heating | Housekeeping Setback | HotelCentral Hot Water Fan Coil with Electric Resistance HeatingHousekeeping Setback | 202 | 0 | [20 empty] | 3837600% | 16:00 | 409 | 1412 | 262 | 2 | 9 | 464 | 2 | 21 | 127 | 2 | 9 | 266 | 2 | 9 | 403 | 2 | 21 | 148 | 2 | 9 | 246 | 2 | 25 | 10 | E | 9 | 10 | A | 7 | -6 | A | 7 | -14 | A | 7 | 49 | A | 7 | 988 | A | 7 | 190 | A | 7 | 2.1 | A | 7 | 16100 | B | 7 | 2400 | A | 7 | 0.7 | E | 8 | 0.075 | F | 8 | 0.17 | F | 8 | 0 | 1 | D | 9 | 0 | C | 8
Hotel | Central Hot Water Fan Coil with Electric Resistance Heating | No Housekeeping Setback | HotelCentral Hot Water Fan Coil with Electric Resistance HeatingNo Housekeeping Setback | 369 | 0 | [20 empty] | 3837600% | 17:00 | 194 | 1412 | 84 | 2 | 9 | 242 | 2 | 21 | 50 | 2 | 9 | 86 | 2 | 9 | 150 | 2 | 21 | 65 | 2 | 9 | 91 | 2 | 25 | 10 | E | 9 | 10 | A | 7 | -6 | A | 7 | -15 | A | 7 | 45 | A | 7 | 987 | A | 7 | 170 | A | 7 | 4.1 | A | 7 | 16100 | B | 7 | 2400 | A | 7 | 0.7 | E | 8 | 0.075 | F | 8 | 0.17 | F | 8 | 0 | 1 | D | 9 | 0 | C | 8
Hotel | Central Hot Water Fan Coil with Gas Heating | Housekeeping Setback | HotelCentral Hot Water Fan Coil with Gas HeatingHousekeeping Setback | 115 | 3.8 | [20 empty] | 3837600% | 18:00 | 12 | 459 | 0 | 2 | 9 | 0 | 2 | 21 | 0 | 2 | 9 | 0 | 2 | 9 | 0 | 2 | 21 | 0 | 2 | 9 | 0 | 2 | 25 | 10 | E | 9 | 10 | A | 7 | -6 | A | 7 | -14 | A | 7 | 49 | A | 7 | 986 | A | 7 | 200 | B | 8 | 2.6 | A | 7 | 16100 | B | 7 | 2100 | A | 7 | 0.7 | E | 8 | 0.075 | F | 8 | 0.17 | F | 8 | 0 | 1 | D | 9 | 0 | C | 8
Hotel | Central Hot Water Fan Coil with Gas Heating | No Housekeeping Setback | HotelCentral Hot Water Fan Coil with Gas HeatingNo Housekeeping Setback | 184 | 8.2 | [20 empty] | 3837600% | 19:00 | 0 | 0 | 0 | 2 | 0 | 0 | 2 | 0 | 0 | 2 | 0 | 0 | 2 | 0 | 0 | 2 | 0 | 0 | 2 | 0 | 0 | 2 | 0 | 10 | E | 9 | 10 | A | 7 | -6 | A | 7 | -13 | A | 7 | 54 | A | 7 | 987 | A | 7 | 220 | A | 7 | 3.1 | A | 7 | 16100 | B | 7 | 2100 | A | 7 | 0.8 | E | 8 | 0.075 | F | 8 | 0.17 | F | 8 | 0 | 1 | D | 9 | 0 | C | 8
[26 empty] | 3837600% | 20:00 | 0 | 0 | 0 | 2 | 0 | 0 | 2 | 0 | 0 | 2 | 0 | 0 | 2 | 0 | 0 | 2 | 0 | 0 | 2 | 0 | 0 | 2 | 0 | 10 | E | 9 | 10 | E | 9 | -6 | A | 7 | -13 | A | 7 | 54 | A | 7 | 987 | A | 7 | 230 | A | 7 | 2.1 | A | 7 | 16100 | B | 7 | 1500 | A | 7 | 0.8 | E | 8 | 0.075 | F | 8 | 0.17 | F | 8 | 0 | 1 | D | 9 | 0 | C | 8
Tune-Up | [25 empty] | 3837600% | 21:00 | 0 | 0 | 0 | 2 | 0 | 0 | 2 | 0 | 0 | 2 | 0 | 0 | 2 | 0 | 0 | 2 | 0 | 0 | 2 | 0 | 0 | 2 | 0 | 10 | E | 9 | 10 | E | 9 | -4 | A | 7 | -13 | A | 7 | 45 | A | 7 | 987 | A | 7 | 280 | A | 7 | 7.2 | A | 7 | 16100 | B | 7 | 1800 | A | 7 | 0.8 | E | 8 | 0.075 | F | 8 | 0.17 | F | 8 | 0 | 1 | D | 9 | 0 | C | 8
[26 empty] | 3837600% | 22:00 | 0 | 0 | 0 | 2 | 0 | 0 | 2 | 0 | 0 | 2 | 0 | 0 | 2 | 0 | 0 | 2 | 0 | 0 | 2 | 0 | 0 | 2 | 0 | 10 | E | 9 | 10 | E | 9 | -4 | A | 7 | -12 | A | 7 | 50 | A | 7 | 987 | A | 7 | 270 | A | 7 | 6.2 | A | 7 | 16100 | B | 7 | 1350 | A | 7 | 0.8 | E | 8 | 0.075 | F | 8 | 0.17 | F | 8 | 0 | 1 | D | 9 | 0 | C | 8
Tune Up Type | System Type | Units | Tested? |  | EUL | [20 empty] | 3837600% | 23:00 | 0 | 0 | 0 | 2 | 0 | 0 | 2 | 0 | 0 | 2 | 0 | 0 | 2 | 0 | 0 | 2 | 0 | 0 | 2 | 0 | 0 | 2 | 0 | 10 | E | 9 | 10 | E | 9 | -4 | A | 7 | -11 | A | 7 | 54 | A | 7 | 987 | A | 7 | 280 | A | 7 | 8.7 | A | 7 | 16100 | B | 7 | 1170 | A | 7 | 0.8 | E | 8 | 0.075 | F | 8 | 0.17 | F | 8 | 0 | 1 | D | 9 | 0 | C | 8
Cooling | Air Conditioners, Air Cooled | HSPF | Yes |  | 3 | [20 empty] | 3837600% | 24:00 | 0 | 0 | 0 | 2 | 0 | 0 | 2 | 0 | 0 | 2 | 0 | 0 | 2 | 0 | 0 | 2 | 0 | 0 | 2 | 0 | 0 | 2 | 0 | 10 | E | 9 | 10 | E | 9 | -4 | A | 7 | -10 | A | 7 | 59 | A | 7 | 987 | A | 7 | 280 | A | 7 | 6.2 | A | 7 | 16100 | B | 7 | 1050 | A | 7 | 0.8 | E | 8 | 0.075 | F | 8 | 0.17 | F | 8 | 0 | 1 | D | 9 | 0 | C | 8
Cooling + Heating | Air Conditioners, Water Cooled | COP | No | [22 empty] | 3837700% | 1:00 | 0 | 0 | 0 | 2 | 0 | 0 | 2 | 0 | 0 | 2 | 0 | 0 | 2 | 0 | 0 | 2 | 0 | 0 | 2 | 0 | 0 | 2 | 0 | 10 | E | 9 | 10 | E | 9 | -3 | A | 7 | -9 | A | 7 | 60 | A | 7 | 987 | A | 7 | 290 | A | 7 | 6.2 | A | 7 | 16100 | B | 7 | 990 | A | 7 | 0.8 | E | 8 | 0.075 | F | 8 | 0.17 | F | 8 | 0 | 1 | D | 9 | 0 | C | 8
| Air Conditioners, Evaporatively Cooled | [24 empty] | 3837700% | 2:00 | 0 | 0 | 0 | 2 | 0 | 0 | 2 | 0 | 0 | 2 | 0 | 0 | 2 | 0 | 0 | 2 | 0 | 0 | 2 | 0 | 0 | 2 | 0 | 10 | E | 9 | 10 | E | 9 | -3 | A | 7 | -9 | A | 7 | 60 | A | 7 | 987 | A | 7 | 290 | A | 7 | 3.6 | A | 7 | 16100 | B | 7 | 930 | A | 7 | 0.8 | E | 8 | 0.075 | F | 8 | 0.17 | F | 8 | 0 | 1 | D | 9 | 0 | C | 8
| Packaged Terminal Air Conditioners | [24 empty] | 3837700% | 3:00 | 0 | 0 | 0 | 2 | 0 | 0 | 2 | 0 | 0 | 2 | 0 | 0 | 2 | 0 | 0 | 2 | 0 | 0 | 2 | 0 | 0 | 2 | 0 | 10 | E | 9 | 10 | E | 9 | -3 | A | 7 | -9 | A | 7 | 60 | A | 7 | 987 | A | 7 | 300 | A | 7 | 3.1 | A | 7 | 16100 | B | 7 | 870 | A | 7 | 0.8 | E | 8 | 0.075 | F | 8 | 0.17 | F | 8 | 0 | 1 | D | 9 | 0 | C | 8
| Heat Pumps, Air Cooled | [24 empty] | 3837700% | 4:00 | 0 | 0 | 0 | 2 | 0 | 0 | 2 | 0 | 0 | 2 | 0 | 0 | 2 | 0 | 0 | 2 | 0 | 0 | 2 | 0 | 0 | 2 | 0 | 10 | E | 9 | 10 | E | 9 | -3 | A | 7 | -8 | A | 7 | 65 | A | 7 | 987 | A | 7 | 290 | A | 7 | 4.6 | A | 7 | 16100 | B | 7 | 810 | A | 7 | 0.8 | E | 8 | 0.075 | F | 8 | 0.17 | F | 8 | 0 | 1 | D | 9 | 0 | C | 8
| Packaged Terminal Heat Pumps | [24 empty] | 3837700% | 5:00 | 0 | 0 | 0 | 2 | 0 | 0 | 2 | 0 | 0 | 2 | 0 | 0 | 2 | 0 | 0 | 2 | 0 | 0 | 2 | 0 | 0 | 2 | 0 | 10 | E | 9 | 10 | E | 9 | -3 | A | 7 | -8 | A | 7 | 65 | A | 7 | 987 | A | 7 | 290 | A | 7 | 5.1 | A | 7 | 16100 | B | 7 | 810 | A | 7 | 0.8 | E | 8 | 0.075 | F | 8 | 0.17 | F | 8 | 0 | 1 | D | 9 | 0 | C | 8
[26 empty] | 3837700% | 6:00 | 0 | 0 | 0 | 2 | 0 | 0 | 2 | 0 | 0 | 2 | 0 | 0 | 2 | 0 | 0 | 2 | 0 | 0 | 2 | 0 | 0 | 2 | 0 | 10 | E | 9 | 10 | E | 9 | -3 | A | 7 | -7 | A | 7 | 71 | A | 7 | 987 | A | 7 | 290 | A | 7 | 3.1 | A | 7 | 16100 | B | 7 | 810 | A | 7 | 0.8 | E | 8 | 0.075 | F | 8 | 0.17 | F | 8 | 0 | 1 | D | 9 | 0 | C | 8
Type | %Imp_cool | %Imp_heat | [23 empty] | 3837700% | 7:00 | 0 | 0 | 0 | 2 | 0 | 0 | 2 | 0 | 0 | 2 | 0 | 0 | 2 | 0 | 0 | 2 | 0 | 0 | 2 | 0 | 0 | 2 | 0 | 10 | E | 9 | 10 | E | 9 | -2 | A | 7 | -7 | A | 7 | 65 | A | 7 | 988 | A | 7 | 280 | A | 7 | 5.1 | A | 7 | 16100 | B | 7 | 810 | A | 7 | 0.7 | E | 8 | 0.075 | F | 8 | 0.17 | F | 8 | 0 | 1 | D | 9 | 0 | C | 8
Central AC | 0.062 | 0 | [23 empty] | 3837700% | 8:00 | 37 | 812 | 2 | 2 | 9 | 53 | 2 | 21 | 1 | 2 | 9 | 4 | 2 | 9 | 30 | 2 | 21 | 3 | 2 | 9 | 4 | 2 | 25 | 10 | E | 9 | 10 | E | 9 | -2 | A | 7 | -7 | A | 7 | 65 | A | 7 | 988 | A | 7 | 280 | A | 7 | 4.6 | A | 7 | 16100 | B | 7 | 810 | A | 7 | 0.7 | E | 8 | 0.075 | F | 8 | 0.17 | F | 8 | 0 | 1 | D | 9 | 0 | C | 8
Heat Pump | 0.107 | 0.085 | [23 empty] | 3837700% | 9:00 | 249 | 1411 | 155 | 2 | 9 | 252 | 2 | 21 | 110 | 2 | 9 | 156 | 2 | 9 | 175 | 2 | 21 | 125 | 2 | 9 | 240 | 2 | 25 | 10 | E | 9 | 10 | E | 9 | -2 | A | 7 | -7 | A | 7 | 65 | A | 7 | 989 | A | 7 | 260 | A | 7 | 3.6 | A | 7 | 14500 | B | 7 | 810 | A | 7 | 0.7 | E | 8 | 0.075 | F | 8 | 0.17 | F | 8 | 0 | 1 | D | 9 | 0 | C | 8
[26 empty] | 3837700% | 10:00 | 455 | 1411 | 154 | 2 | 9 | 57 | 2 | 21 | 136 | 2 | 9 | 169 | 2 | 9 | 53 | 2 | 21 | 152 | 2 | 9 | 358 | 2 | 25 | 10 | E | 9 | 10 | E | 9 | -1 | A | 7 | -7 | A | 7 | 60 | A | 7 | 989 | A | 7 | 230 | A | 7 | 3.1 | A | 7 | 16100 | B | 7 | 870 | A | 7 | 0.8 | E | 8 | 0.075 | F | 8 | 0.17 | F | 8 | 0 | 1 | D | 9 | 0 | C | 8
VRF | [25 empty] | 3837700% | 11:00 | 612 | 1411 | 136 | 2 | 9 | 0 | 2 | 21 | 136 | 2 | 9 | 157 | 2 | 9 | 0 | 2 | 21 | 157 | 2 | 9 | 559 | 2 | 25 | 10 | E | 9 | 10 | E | 9 | -1 | A | 7 | -6 | A | 7 | 66 | A | 7 | 989 | A | 7 | 250 | A | 7 | 3.1 | A | 7 | 16100 | B | 7 | 930 | A | 7 | 0.8 | E | 8 | 0.075 | F | 8 | 0.17 | F | 8 | 0 | 1 | D | 9 | 0 | C | 8
[26 empty] | 3837700% | 12:00 | 707 | 1411 | 496 | 2 | 9 | 629 | 2 | 21 | 180 | 2 | 9 | 521 | 2 | 9 | 630 | 2 | 21 | 204 | 2 | 9 | 383 | 2 | 25 | 10 | E | 9 | 10 | E | 9 | -1 | A | 7 | -6 | A | 7 | 66 | A | 7 | 988 | A | 7 | 250 | A | 7 | 4.1 | A | 7 | 16100 | B | 7 | 870 | A | 7 | 0.9 | E | 8 | 0.075 | F | 8 | 0.17 | F | 8 | 0 | 1 | D | 9 | 0 | C | 8
Equipment Type | Heating Fuel Source | Heat Recovery | Baseline Condition |  | Units |  | Capacity | [18 empty] | 3837700% | 13:00 | 734 | 1411 | 564 | 2 | 9 | 756 | 2 | 21 | 169 | 2 | 9 | 578 | 2 | 9 | 736 | 2 | 21 | 194 | 2 | 9 | 345 | 2 | 25 | 10 | E | 9 | 10 | E | 9 | 0 | A | 7 | -6 | A | 7 | 60 | A | 7 | 987 | A | 7 | 280 | A | 7 | 3.6 | A | 7 | 16100 | B | 7 | 870 | A | 7 | 1 | E | 8 | 0.075 | F | 8 | 0.17 | F | 8 | 0 | 1 | D | 9 | 0 | C | 8
VRF - air cooled | Electric | w/o heat recovery | Time of Sale |  | SEER2/HSPF2 |  | <65,000 Btu/h | [18 empty] | 3837700% | 14:00 | 692 | 1411 | 384 | 2 | 9 | 357 | 2 | 21 | 208 | 2 | 9 | 409 | 2 | 9 | 369 | 2 | 21 | 228 | 2 | 9 | 471 | 2 | 25 | 10 | E | 9 | 10 | E | 9 | 0 | A | 7 | -7 | A | 7 | 55 | A | 7 | 986 | A | 7 | 310 | A | 7 | 1.5 | A | 7 | 16100 | B | 7 | 870 | A | 7 | 1.1 | E | 8 | 0.075 | F | 8 | 0.17 | F | 8 | 0 | 1 | D | 9 | 0 | C | 8
VRF - water cooled | Natural Gas | w/ heat recovery | Early Replacement |  | SEER/HSPF |  | ≥65,000 Btu/h and <135,000 Btu/h | [18 empty] | 3837700% | 15:00 | 583 | 1411 | 284 | 2 | 9 | 253 | 2 | 21 | 179 | 2 | 9 | 300 | 2 | 9 | 252 | 2 | 21 | 196 | 2 | 9 | 387 | 2 | 25 | 10 | E | 9 | 9 | E | 9 | 1 | A | 7 | -6 | A | 7 | 56 | A | 7 | 985 | A | 7 | 290 | A | 7 | 1.5 | A | 7 | 16100 | B | 7 | 3300 | A | 7 | 1.2 | E | 8 | 0.075 | F | 8 | 0.17 | F | 8 | 0 | 1 | D | 9 | 0 | C | 8
[5 empty] | IEER/COP |  | ≥135,000 Btu/h and <240,000 Btu/h | [18 empty] | 3837700% | 16:00 | 415 | 1411 | 155 | 2 | 9 | 115 | 2 | 21 | 121 | 2 | 9 | 168 | 2 | 9 | 104 | 2 | 21 | 137 | 2 | 9 | 270 | 2 | 25 | 10 | E | 9 | 10 | E | 9 | 1 | A | 7 | -6 | A | 7 | 56 | A | 7 | 985 | A | 7 | 0 | A | 7 | 0 | A | 7 | 16100 | B | 7 | 3000 | A | 7 | 1.2 | E | 8 | 0.075 | F | 8 | 0.17 | F | 8 | 0 | 1 | D | 9 | 0 | C | 8
[7 empty] | ≥240,000 Btu/h | [18 empty] | 3837700% | 17:00 | 200 | 1411 | 97 | 2 | 9 | 249 | 2 | 21 | 61 | 2 | 9 | 97 | 2 | 9 | 156 | 2 | 21 | 75 | 2 | 9 | 114 | 2 | 25 | 10 | E | 9 | 10 | E | 9 | 1 | A | 7 | -6 | A | 7 | 56 | A | 7 | 984 | A | 7 | 100 | A | 7 | 2.6 | A | 7 | 14500 | B | 7 | 3300 | A | 7 | 1.3 | E | 8 | 0.075 | F | 8 | 0.17 | F | 8 | 0 | 1 | D | 9 | 0 | C | 8
Equipment Type | Capacity | Heat Recovery | Concat | CEF (SEER2/IEER) | HEF (HSPF2/COP) | [20 empty] | 3837700% | 18:00 | 14 | 506 | 0 | 2 | 9 | 0 | 2 | 21 | 0 | 2 | 9 | 0 | 2 | 9 | 0 | 2 | 21 | 0 | 2 | 9 | 0 | 2 | 25 | 10 | E | 9 | 10 | E | 9 | 0 | A | 7 | -6 | A | 7 | 60 | A | 7 | 984 | A | 7 | 110 | A | 7 | 2.1 | A | 7 | 14500 | B | 7 | 3000 | A | 7 | 1.3 | E | 8 | 0.075 | F | 8 | 0.17 | F | 8 | 0 | 1 | D | 9 | 0 | C | 8
VRF - air cooled | <65,000 Btu/h | w/o heat recovery | VRF - air cooled<65,000 Btu/hw/o heat recovery | 13.4 | 7.5 |  | EUL | [18 empty] | 3837700% | 19:00 | 0 | 0 | 0 | 2 | 0 | 0 | 2 | 0 | 0 | 2 | 0 | 0 | 2 | 0 | 0 | 2 | 0 | 0 | 2 | 0 | 0 | 2 | 0 | 10 | E | 9 | 10 | A | 7 | 0 | A | 7 | -5 | A | 7 | 66 | A | 7 | 984 | A | 7 | 120 | A | 7 | 2.1 | A | 7 | 14500 | B | 7 | 3000 | A | 7 | 1.3 | E | 8 | 0.075 | F | 8 | 0.17 | F | 8 | 0 | 1 | D | 9 | 0 | C | 8
VRF - air cooled | <65,000 Btu/h | w/ heat recovery | VRF - air cooled<65,000 Btu/hw/ heat recovery | 13.4 | 7.5 |  | 15 | [18 empty] | 3837700% | 20:00 | 0 | 0 | 0 | 2 | 0 | 0 | 2 | 0 | 0 | 2 | 0 | 0 | 2 | 0 | 0 | 2 | 0 | 0 | 2 | 0 | 0 | 2 | 0 | 10 | E | 9 | 10 | E | 9 | 1 | A | 7 | -5 | A | 7 | 61 | A | 7 | 984 | A | 7 | 110 | A | 7 | 2.6 | A | 7 | 14500 | B | 7 | 1320 | A | 7 | 1.4 | E | 8 | 0.075 | F | 8 | 0.17 | F | 8 | 0 | 1 | D | 9 | 0 | C | 8
VRF - air cooled | ≥65,000 Btu/h and <135,000 Btu/h | w/o heat recovery | VRF - air cooled≥65,000 Btu/h and <135,000 Btu/hw/o heat recovery | 14.6 | 3.3 | [20 empty] | 3837700% | 21:00 | 0 | 0 | 0 | 2 | 0 | 0 | 2 | 0 | 0 | 2 | 0 | 0 | 2 | 0 | 0 | 2 | 0 | 0 | 2 | 0 | 0 | 2 | 0 | 10 | E | 9 | 10 | E | 9 | 1 | A | 7 | -6 | A | 7 | 56 | A | 7 | 983 | A | 7 | 140 | A | 7 | 4.1 | A | 7 | 16100 | B | 7 | 3300 | A | 7 | 1.4 | E | 8 | 0.075 | F | 8 | 0.17 | F | 8 | 0 | 1 | D | 9 | 0 | C | 8
VRF - air cooled | ≥65,000 Btu/h and <135,000 Btu/h | w/ heat recovery | VRF - air cooled≥65,000 Btu/h and <135,000 Btu/hw/ heat recovery | 14.4 | 3.3 | [20 empty] | 3837700% | 22:00 | 0 | 0 | 0 | 2 | 0 | 0 | 2 | 0 | 0 | 2 | 0 | 0 | 2 | 0 | 0 | 2 | 0 | 0 | 2 | 0 | 0 | 2 | 0 | 10 | E | 9 | 10 | E | 9 | 1 | A | 7 | -6 | A | 7 | 56 | A | 7 | 982 | A | 7 | 140 | A | 7 | 3.6 | A | 7 | 16100 | B | 7 | 2400 | A | 7 | 1.4 | E | 8 | 0.075 | F | 8 | 0.17 | F | 8 | 0 | 1 | D | 9 | 0 | C | 8
VRF - air cooled | ≥135,000 Btu/h and <240,000 Btu/h | w/o heat recovery | VRF - air cooled≥135,000 Btu/h and <240,000 Btu/hw/o heat recovery | 13.9 | 3.2 | [20 empty] | 3837700% | 23:00 | 0 | 0 | 0 | 2 | 0 | 0 | 2 | 0 | 0 | 2 | 0 | 0 | 2 | 0 | 0 | 2 | 0 | 0 | 2 | 0 | 0 | 2 | 0 | 4 | E | 9 | 4 | E | 9 | 0 | A | 7 | -7 | A | 7 | 55 | A | 7 | 981 | A | 7 | 150 | A | 7 | 3.6 | A | 7 | 16100 | B | 7 | 77777 | A | 7 | 1.4 | E | 8 | 0.075 | F | 8 | 0.17 | F | 8 | 0 | 1 | D | 9 | 0 | C | 8
VRF - air cooled | ≥135,000 Btu/h and <240,000 Btu/h | w/ heat recovery | VRF - air cooled≥135,000 Btu/h and <240,000 Btu/hw/ heat recovery | 13.7 | 3.2 | [20 empty] | 3837700% | 24:00 | 0 | 0 | 0 | 2 | 0 | 0 | 2 | 0 | 0 | 2 | 0 | 0 | 2 | 0 | 0 | 2 | 0 | 0 | 2 | 0 | 0 | 2 | 0 | 8 | E | 9 | 8 | E | 9 | 0 | A | 7 | -7 | A | 7 | 55 | A | 7 | 981 | A | 7 | 160 | A | 7 | 3.6 | A | 7 | 16100 | B | 7 | 2100 | A | 7 | 1.5 | E | 8 | 0.075 | F | 8 | 0.17 | F | 8 | 0 | 1 | D | 9 | 0 | C | 8
VRF - air cooled | ≥240,000 Btu/h | w/o heat recovery | VRF - air cooled≥240,000 Btu/hw/o heat recovery | 12.7 | 3.2 | [20 empty] | 3837800% | 1:00 | 0 | 0 | 0 | 2 | 0 | 0 | 2 | 0 | 0 | 2 | 0 | 0 | 2 | 0 | 0 | 2 | 0 | 0 | 2 | 0 | 0 | 2 | 0 | 10 | E | 9 | 10 | E | 9 | 0 | A | 7 | -6 | A | 7 | 60 | A | 7 | 979 | A | 7 | 150 | A | 7 | 3.6 | A | 7 | 16100 | B | 7 | 2100 | A | 7 | 1.5 | E | 8 | 0.076 | F | 8 | 0.17 | F | 8 | 0 | 1 | D | 9 | 0 | C | 8
VRF - air cooled | ≥240,000 Btu/h | w/ heat recovery | VRF - air cooled≥240,000 Btu/hw/ heat recovery | 12.5 | 3.2 | [20 empty] | 3837800% | 2:00 | 0 | 0 | 0 | 2 | 0 | 0 | 2 | 0 | 0 | 2 | 0 | 0 | 2 | 0 | 0 | 2 | 0 | 0 | 2 | 0 | 0 | 2 | 0 | 10 | E | 9 | 10 | E | 9 | 1 | A | 7 | -6 | A | 7 | 56 | A | 7 | 978 | A | 7 | 180 | A | 7 | 2.6 | A | 7 | 16100 | B | 7 | 2700 | A | 7 | 1.5 | E | 8 | 0.076 | F | 8 | 0.17 | F | 8 | 0 | 1 | D | 9 | 0 | C | 8
VRF - water cooled | <65,000 Btu/h | w/o heat recovery | VRF - water cooled<65,000 Btu/hw/o heat recovery | 16 | 4.3 | [20 empty] | 3837800% | 3:00 | 0 | 0 | 0 | 2 | 0 | 0 | 2 | 0 | 0 | 2 | 0 | 0 | 2 | 0 | 0 | 2 | 0 | 0 | 2 | 0 | 0 | 2 | 0 | 10 | E | 9 | 10 | E | 9 | -1 | A | 7 | -6 | A | 7 | 66 | A | 7 | 978 | A | 7 | 0 | A | 7 | 0 | A | 7 | 16100 | B | 7 | 2400 | A | 7 | 1.6 | E | 8 | 0.076 | F | 8 | 0.17 | F | 8 | 0 | 1 | D | 9 | 0 | C | 8
VRF - water cooled | <65,000 Btu/h | w/ heat recovery | VRF - water cooled<65,000 Btu/hw/ heat recovery | 15.8 | 4.3 | [20 empty] | 3837800% | 4:00 | 0 | 0 | 0 | 2 | 0 | 0 | 2 | 0 | 0 | 2 | 0 | 0 | 2 | 0 | 0 | 2 | 0 | 0 | 2 | 0 | 0 | 2 | 0 | 10 | E | 9 | 10 | E | 9 | 0 | A | 7 | -5 | A | 7 | 66 | A | 7 | 977 | A | 7 | 0 | A | 7 | 0 | A | 7 | 16100 | B | 7 | 2400 | A | 7 | 1.6 | E | 8 | 0.076 | F | 8 | 0.17 | F | 8 | 0 | 1 | D | 9 | 0 | C | 8
VRF - water cooled | ≥65,000 Btu/h and <135,000 Btu/h | w/o heat recovery | VRF - water cooled≥65,000 Btu/h and <135,000 Btu/hw/o heat recovery | 16 | 4.3 | [20 empty] | 3837800% | 5:00 | 0 | 0 | 0 | 2 | 0 | 0 | 2 | 0 | 0 | 2 | 0 | 0 | 2 | 0 | 0 | 2 | 0 | 0 | 2 | 0 | 0 | 2 | 0 | 10 | E | 9 | 10 | E | 9 | -1 | A | 7 | -5 | A | 7 | 71 | A | 7 | 976 | A | 7 | 0 | A | 7 | 0 | A | 7 | 16100 | B | 7 | 2100 | A | 7 | 1.6 | E | 8 | 0.076 | F | 8 | 0.17 | F | 8 | 0 | 1 | D | 9 | 0 | C | 8
VRF - water cooled | ≥65,000 Btu/h and <135,000 Btu/h | w/ heat recovery | VRF - water cooled≥65,000 Btu/h and <135,000 Btu/hw/ heat recovery | 15.8 | 4.3 | [20 empty] | 3837800% | 6:00 | 0 | 0 | 0 | 2 | 0 | 0 | 2 | 0 | 0 | 2 | 0 | 0 | 2 | 0 | 0 | 2 | 0 | 0 | 2 | 0 | 0 | 2 | 0 | 10 | E | 9 | 10 | E | 9 | 0 | A | 7 | -5 | A | 7 | 66 | A | 7 | 976 | A | 7 | 0 | A | 7 | 0 | A | 7 | 14500 | B | 7 | 2400 | A | 7 | 1.5 | E | 8 | 0.076 | F | 8 | 0.17 | F | 8 | 0 | 1 | D | 9 | 40 | C | 8
VRF - water cooled | ≥135,000 Btu/h and <240,000 Btu/h | w/o heat recovery | VRF - water cooled≥135,000 Btu/h and <240,000 Btu/hw/o heat recovery | 14 | 4 | [20 empty] | 3837800% | 7:00 | 0 | 0 | 0 | 2 | 0 | 0 | 2 | 0 | 0 | 2 | 0 | 0 | 2 | 0 | 0 | 2 | 0 | 0 | 2 | 0 | 0 | 2 | 0 | 10 | E | 9 | 10 | E | 9 | 0 | A | 7 | -4 | A | 7 | 72 | A | 7 | 976 | A | 7 | 0 | A | 7 | 0 | A | 7 | 16100 | B | 7 | 3300 | A | 7 | 1.5 | E | 8 | 0.076 | F | 8 | 0.17 | F | 8 | 0 | 1 | D | 9 | 0 | C | 8
VRF - water cooled | ≥135,000 Btu/h and <240,000 Btu/h | w/ heat recovery | VRF - water cooled≥135,000 Btu/h and <240,000 Btu/hw/ heat recovery | 13.8 | 4 | [20 empty] | 3837800% | 8:00 | 39 | 811 | 2 | 2 | 9 | 28 | 2 | 21 | 1 | 2 | 9 | 3 | 2 | 9 | 16 | 2 | 21 | 2 | 2 | 9 | 4 | 2 | 25 | 10 | E | 9 | 9 | E | 9 | -1 | A | 7 | -5 | A | 7 | 71 | A | 7 | 976 | A | 7 | 0 | A | 7 | 0 | A | 7 | 14500 | B | 7 | 3600 | A | 7 | 1.5 | E | 8 | 0.076 | F | 8 | 0.17 | F | 8 | 0 | 1 | D | 9 | 0 | C | 8
VRF - water cooled | ≥240,000 Btu/h | w/o heat recovery | VRF - water cooled≥240,000 Btu/hw/o heat recovery | 12 | 3.9 | [20 empty] | 3837800% | 9:00 | 253 | 1411 | 109 | 2 | 9 | 126 | 2 | 21 | 86 | 2 | 9 | 116 | 2 | 9 | 93 | 2 | 21 | 100 | 2 | 9 | 184 | 2 | 25 | 10 | E | 9 | 10 | E | 9 | 0 | A | 7 | -4 | A | 7 | 72 | A | 7 | 977 | A | 7 | 0 | A | 7 | 0 | A | 7 | 11300 | B | 7 | 1500 | A | 7 | 1.5 | E | 8 | 0.076 | F | 8 | 0.17 | F | 8 | 0 | 1 | D | 9 | 0 | C | 8
VRF - water cooled | ≥240,000 Btu/h | w/ heat recovery | VRF - water cooled≥240,000 Btu/hw/ heat recovery | 11.8 | 3.9 | [20 empty] | 3837800% | 10:00 | 460 | 1411 | 301 | 2 | 9 | 553 | 2 | 21 | 120 | 2 | 9 | 312 | 2 | 9 | 501 | 2 | 21 | 148 | 2 | 9 | 230 | 2 | 25 | 3 | E | 9 | 3 | A | 7 | 2 | A | 7 | -4 | A | 7 | 62 | A | 7 | 977 | A | 7 | 150 | A | 7 | 2.6 | A | 7 | 11300 | B | 7 | 77777 | A | 7 | 1.5 | E | 8 | 0.076 | F | 8 | 0.17 | F | 8 | 0 | 1 | D | 9 | 0 | C | 8
[26 empty] | 3837800% | 11:00 | 616 | 1411 | 369 | 2 | 9 | 434 | 2 | 21 | 178 | 2 | 9 | 380 | 2 | 9 | 423 | 2 | 21 | 194 | 2 | 9 | 366 | 2 | 25 | 10 | E | 9 | 10 | E | 9 | 3 | A | 7 | -3 | A | 7 | 63 | A | 7 | 978 | A | 7 | 0 | A | 7 | 0 | A | 7 | 9700 | B | 7 | 1350 | A | 7 | 1.5 | E | 8 | 0.076 | F | 8 | 0.17 | F | 8 | 0 | 1 | D | 9 | 5 | C | 8
HPWH | [25 empty] | 3837800% | 12:00 | 712 | 1411 | 211 | 2 | 9 | 24 | 2 | 21 | 199 | 2 | 9 | 241 | 2 | 9 | 20 | 2 | 21 | 230 | 2 | 9 | 796 | 2 | 25 | 10 | E | 9 | 10 | E | 9 | 3 | A | 7 | -3 | A | 7 | 63 | A | 7 | 978 | A | 7 | 300 | A | 7 | 2.6 | A | 7 | 9700 | B | 7 | 1350 | A | 7 | 1.5 | E | 8 | 0.076 | F | 8 | 0.17 | F | 8 | 0 | 1 | D | 9 | 5 | C | 8
|  |  |  | From NY TRM V12. School and office from MD TRM v11 | [21 empty] | 3837800% | 13:00 | 740 | 1411 | 120 | 2 | 9 | 0 | 2 | 21 | 120 | 2 | 9 | 143 | 2 | 9 | 0 | 2 | 21 | 143 | 2 | 9 | 551 | 2 | 25 | 10 | E | 9 | 10 | E | 9 | 4 | A | 7 | -3 | A | 7 | 59 | A | 7 | 978 | A | 7 | 320 | A | 7 | 1.5 | A | 7 | 9700 | B | 7 | 1230 | A | 7 | 1.4 | E | 8 | 0.076 | F | 8 | 0.17 | F | 8 | 0 | 1 | D | 9 | 5 | C | 8
Building (NY) | Building (MD) | GPD | Assumptions | Units |  | Baseline UEF | Water Temp Rise | [18 empty] | 3837800% | 14:00 | 698 | 1411 | 529 | 2 | 9 | 608 | 2 | 21 | 228 | 2 | 9 | 542 | 2 | 9 | 605 | 2 | 21 | 241 | 2 | 9 | 498 | 2 | 25 | 3 | E | 9 | 3 | E | 9 | 8 | A | 7 | -2 | A | 7 | 48 | A | 7 | 978 | A | 7 | 330 | A | 7 | 2.1 | A | 7 | 11300 | B | 7 | 77777 | A | 7 | 1.4 | E | 8 | 0.076 | F | 8 | 0.17 | F | 8 | 0 | 1 | D | 9 | 0 | C | 8
Assembly | Assembly | 7.02 | 34,000 SF | SF |  | 0.904 | 80 | [18 empty] | 3837800% | 15:00 | 589 | 1411 | 329 | 2 | 9 | 353 | 2 | 21 | 181 | 2 | 9 | 348 | 2 | 9 | 352 | 2 | 21 | 200 | 2 | 9 | 392 | 2 | 25 | 10 | E | 9 | 10 | E | 9 | 8 | A | 7 | -1 | A | 7 | 52 | A | 7 | 979 | A | 7 | 310 | A | 7 | 3.6 | A | 7 | 12900 | B | 7 | 1350 | A | 7 | 1.3 | E | 8 | 0.076 | F | 8 | 0.17 | F | 8 | 0 | 1 | D | 9 | 0 | C | 8
Auto Repair | Retail - Small | 4.89 | 5,150 SF | SF | [21 empty] | 3837800% | 16:00 | 420 | 1411 | 263 | 2 | 9 | 563 | 2 | 21 | 95 | 2 | 9 | 267 | 2 | 9 | 488 | 2 | 21 | 121 | 2 | 9 | 168 | 2 | 25 | 10 | E | 9 | 10 | E | 9 | 6 | A | 7 | -1 | A | 7 | 60 | A | 7 | 980 | A | 7 | 310 | A | 7 | 3.1 | A | 7 | 12900 | B | 7 | 1290 | A | 7 | 1.3 | E | 8 | 0.076 | F | 8 | 0.17 | F | 8 | 0 | 1 | D | 9 | 0 | C | 8
Big Box Retail | Retail - Single-Story Large | 3.43 | 130,500 SF | SF |  |  | EUL | [18 empty] | 3837800% | 17:00 | 205 | 1411 | 98 | 2 | 9 | 411 | 2 | 21 | 38 | 2 | 9 | 100 | 2 | 9 | 275 | 2 | 21 | 60 | 2 | 9 | 68 | 2 | 25 | 10 | E | 9 | 10 | E | 9 | 4 | A | 7 | -1 | A | 7 | 69 | A | 7 | 981 | A | 7 | 340 | A | 7 | 5.1 | A | 7 | 9700 | B | 7 | 1140 | A | 7 | 1.2 | E | 8 | 0.076 | F | 8 | 0.17 | F | 8 | 0 | 1 | D | 9 | 5 | C | 8
Community College | Education - Community College | 1.9 | 800 students | People |  |  | 10 | [18 empty] | 3837800% | 18:00 | 16 | 529 | 0 | 2 | 9 | 0 | 2 | 21 | 0 | 2 | 9 | 0 | 2 | 9 | 0 | 2 | 21 | 0 | 2 | 9 | 0 | 2 | 25 | 10 | E | 9 | 10 | A | 7 | 4 | A | 7 | -1 | A | 7 | 69 | A | 7 | 983 | A | 7 | 350 | A | 7 | 3.1 | A | 7 | 11300 | B | 7 | 1020 | A | 7 | 1 | E | 8 | 0.076 | F | 8 | 0.17 | F | 8 | 0 | 1 | D | 9 | 0 | C | 8
Dormitory | Multi-Family (Common Areas) | 17.2 | 500 residents | People | [21 empty] | 3837800% | 19:00 | 0 | 0 | 0 | 2 | 0 | 0 | 2 | 0 | 0 | 2 | 0 | 0 | 2 | 0 | 0 | 2 | 0 | 0 | 2 | 0 | 0 | 2 | 0 | 10 | E | 9 | 10 | A | 7 | 3 | A | 7 | -2 | A | 7 | 68 | A | 7 | 984 | A | 7 | 350 | A | 7 | 7.2 | A | 7 | 14500 | B | 7 | 870 | A | 7 | 0.9 | E | 8 | 0.076 | F | 8 | 0.17 | F | 8 | 0 | 1 | D | 9 | 0 | C | 8
Elementary School | Education - Primary School | 0.6 | 300 students | People | [21 empty] | 3837800% | 20:00 | 0 | 0 | 0 | 2 | 0 | 0 | 2 | 0 | 0 | 2 | 0 | 0 | 2 | 0 | 0 | 2 | 0 | 0 | 2 | 0 | 0 | 2 | 0 | 10 | E | 9 | 10 | E | 9 | 2 | A | 7 | -4 | A | 7 | 62 | A | 7 | 985 | A | 7 | 330 | A | 7 | 6.2 | A | 7 | 16100 | B | 7 | 750 | A | 7 | 0.9 | E | 8 | 0.076 | F | 8 | 0.17 | F | 8 | 0 | 1 | D | 9 | 0 | C | 8
Fast Food Restaurant | Restaurant - Fast-Food | 500 |  | Restaurant | [21 empty] | 3837800% | 21:00 | 0 | 0 | 0 | 2 | 0 | 0 | 2 | 0 | 0 | 2 | 0 | 0 | 2 | 0 | 0 | 2 | 0 | 0 | 2 | 0 | 0 | 2 | 0 | 10 | E | 9 | 10 | E | 9 | 1 | A | 7 | -7 | A | 7 | 51 | A | 7 | 987 | A | 7 | 340 | A | 7 | 7.7 | A | 7 | 16100 | B | 7 | 1110 | A | 7 | 0.8 | E | 8 | 0.076 | F | 8 | 0.17 | F | 8 | 0 | 1 | D | 9 | 0 | C | 8
Full-Service Restaurant | Restaurant - Sit-Down | 2500 |  | Restaurant | [21 empty] | 3837800% | 22:00 | 0 | 0 | 0 | 2 | 0 | 0 | 2 | 0 | 0 | 2 | 0 | 0 | 2 | 0 | 0 | 2 | 0 | 0 | 2 | 0 | 0 | 2 | 0 | 10 | E | 9 | 10 | E | 9 | -1 | A | 7 | -8 | A | 7 | 55 | A | 7 | 988 | A | 7 | 340 | A | 7 | 7.7 | A | 7 | 16100 | B | 7 | 1410 | A | 7 | 0.8 | E | 8 | 0.076 | F | 8 | 0.17 | F | 8 | 0 | 1 | D | 9 | 0 | C | 8
Grocery | Grocery | 3.43 | 50,000 SF | SF | [21 empty] | 3837800% | 23:00 | 0 | 0 | 0 | 2 | 0 | 0 | 2 | 0 | 0 | 2 | 0 | 0 | 2 | 0 | 0 | 2 | 0 | 0 | 2 | 0 | 0 | 2 | 0 | 10 | E | 9 | 10 | E | 9 | -2 | A | 7 | -10 | A | 7 | 50 | A | 7 | 989 | A | 7 | 340 | A | 7 | 6.2 | A | 7 | 16100 | B | 7 | 1500 | A | 7 | 0.7 | E | 8 | 0.076 | F | 8 | 0.17 | F | 8 | 0 | 1 | D | 9 | 0 | C | 8
High School | Education - Secondary School | 1.9 | 800 students | People | [21 empty] | 3837800% | 24:00 | 0 | 0 | 0 | 2 | 0 | 0 | 2 | 0 | 0 | 2 | 0 | 0 | 2 | 0 | 0 | 2 | 0 | 0 | 2 | 0 | 0 | 2 | 0 | 10 | E | 9 | 10 | E | 9 | -3 | A | 7 | -12 | A | 7 | 46 | A | 7 | 991 | A | 7 | 330 | A | 7 | 7.7 | A | 7 | 16100 | B | 7 | 2400 | A | 7 | 0.6 | E | 8 | 0.076 | F | 8 | 0.17 | F | 8 | 0 | 1 | D | 9 | 0 | C | 8
Hospital | Health/Medical - Hospital | 54.42 | 250,000 SF | SF | [21 empty] | 3837900% | 1:00 | 0 | 0 | 0 | 2 | 0 | 0 | 2 | 0 | 0 | 2 | 0 | 0 | 2 | 0 | 0 | 2 | 0 | 0 | 2 | 0 | 0 | 2 | 0 | 10 | E | 9 | 10 | E | 9 | -6 | A | 7 | -13 | A | 7 | 54 | A | 7 | 992 | A | 7 | 340 | A | 7 | 6.2 | A | 7 | 16100 | B | 7 | 2400 | A | 7 | 0.5 | E | 8 | 0.076 | F | 8 | 0.17 | F | 8 | 0 | 1 | D | 9 | 0 | C | 8
Hotel | Lodging - Hotel | 45.52 | 200,000 SF | SF | [21 empty] | 3837900% | 2:00 | 0 | 0 | 0 | 2 | 0 | 0 | 2 | 0 | 0 | 2 | 0 | 0 | 2 | 0 | 0 | 2 | 0 | 0 | 2 | 0 | 0 | 2 | 0 | 0 | E | 9 | 0 | E | 9 | -7 | A | 7 | -15 | A | 7 | 49 | A | 7 | 993 | A | 7 | 340 | A | 7 | 5.7 | A | 7 | 16100 | B | 7 | 77777 | A | 7 | 0.5 | E | 8 | 0.076 | F | 8 | 0.17 | F | 8 | 0 | 1 | D | 9 | 0 | C | 8
Large Office | Office - Large | 1 | 500 employees | People | [21 empty] | 3837900% | 3:00 | 0 | 0 | 0 | 2 | 0 | 0 | 2 | 0 | 0 | 2 | 0 | 0 | 2 | 0 | 0 | 2 | 0 | 0 | 2 | 0 | 0 | 2 | 0 | 0 | E | 9 | 0 | E | 9 | -8 | A | 7 | -15 | A | 7 | 53 | A | 7 | 994 | A | 7 | 350 | A | 7 | 4.1 | A | 7 | 16100 | B | 7 | 77777 | A | 7 | 0.4 | E | 8 | 0.076 | F | 8 | 0.17 | F | 8 | 0 | 1 | D | 9 | 0 | C | 8
Large Retail | Retail - Single-Story Large | 3.43 | 130,000 SF | SF | [21 empty] | 3837900% | 4:00 | 0 | 0 | 0 | 2 | 0 | 0 | 2 | 0 | 0 | 2 | 0 | 0 | 2 | 0 | 0 | 2 | 0 | 0 | 2 | 0 | 0 | 2 | 0 | 0 | E | 9 | 0 | E | 9 | -9 | A | 7 | -16 | A | 7 | 53 | A | 7 | 996 | A | 7 | 350 | A | 7 | 3.1 | A | 7 | 16100 | B | 7 | 77777 | A | 7 | 0.4 | E | 8 | 0.076 | F | 8 | 0.17 | F | 8 | 0 | 1 | D | 9 | 0 | C | 8
Light Industrial | Manufacturing – 1 Shift/Light Industrial | 4.89 | 100,000 SF | SF | [21 empty] | 3837900% | 5:00 | 0 | 0 | 0 | 2 | 0 | 0 | 2 | 0 | 0 | 2 | 0 | 0 | 2 | 0 | 0 | 2 | 0 | 0 | 2 | 0 | 0 | 2 | 0 | 0 | E | 9 | 0 | A | 7 | -11 | A | 7 | -16 | A | 7 | 63 | A | 7 | 997 | A | 7 | 0 | A | 7 | 0 | A | 7 | 16100 | B | 7 | 77777 | A | 7 | 0.3 | E | 8 | 0.076 | F | 8 | 0.17 | F | 8 | 0 | 1 | D | 9 | 0 | C | 8
Motel | Lodging - Hotel | 45.52 | 30,000 SF | SF | [21 empty] | 3837900% | 6:00 | 0 | 0 | 0 | 2 | 0 | 0 | 2 | 0 | 0 | 2 | 0 | 0 | 2 | 0 | 0 | 2 | 0 | 0 | 2 | 0 | 0 | 2 | 0 | 0 | E | 9 | 0 | E | 9 | -11 | A | 7 | -16 | A | 7 | 63 | A | 7 | 998 | A | 7 | 310 | A | 7 | 3.6 | A | 7 | 16100 | B | 7 | 77777 | A | 7 | 0.3 | E | 8 | 0.076 | F | 8 | 0.17 | F | 8 | 0 | 1 | D | 9 | 0 | C | 8
Refrigerated Warehouse | Warehouse - Refrigerated | 0.93 | 92,000 SF | SF | [21 empty] | 3837900% | 7:00 | 0 | 0 | 0 | 2 | 0 | 0 | 2 | 0 | 0 | 2 | 0 | 0 | 2 | 0 | 0 | 2 | 0 | 0 | 2 | 0 | 0 | 2 | 0 | 0 | E | 9 | 0 | E | 9 | -12 | A | 7 | -17 | A | 7 | 63 | A | 7 | 999 | A | 7 | 0 | A | 7 | 0 | A | 7 | 16100 | B | 7 | 77777 | A | 7 | 0.2 | E | 8 | 0.076 | F | 8 | 0.17 | F | 8 | 0 | 1 | D | 9 | 0 | C | 8
Religious | Assembly | 7.02 | 11,000 SF | SF | [21 empty] | 3837900% | 8:00 | 41 | 835 | 3 | 2 | 9 | 107 | 2 | 21 | 1 | 2 | 9 | 8 | 2 | 9 | 61 | 2 | 21 | 4 | 2 | 9 | 4 | 2 | 25 | 0 | E | 9 | 0 | E | 9 | -11 | A | 7 | -17 | A | 7 | 58 | A | 7 | 1001 | A | 7 | 320 | A | 7 | 3.6 | A | 7 | 16100 | B | 7 | 77777 | A | 7 | 0.2 | E | 8 | 0.076 | F | 8 | 0.17 | F | 8 | 0 | 1 | D | 9 | 0 | C | 8
Small Office | Office - Small | 1 | 25 employees | People | [21 empty] | 3837900% | 9:00 | 256 | 1411 | 153 | 2 | 9 | 467 | 2 | 21 | 68 | 2 | 9 | 153 | 2 | 9 | 334 | 2 | 21 | 92 | 2 | 9 | 111 | 2 | 25 | 0 | E | 9 | 0 | E | 9 | -11 | A | 7 | -18 | A | 7 | 53 | A | 7 | 1002 | A | 7 | 330 | A | 7 | 4.1 | A | 7 | 16100 | B | 7 | 77777 | A | 7 | 0.2 | E | 8 | 0.076 | F | 8 | 0.17 | F | 8 | 0 | 1 | D | 9 | 0 | C | 8
Small Retail | Retail - Small | 3.43 | 8,000 SF | SF | [21 empty] | 3837900% | 10:00 | 464 | 1411 | 329 | 2 | 9 | 747 | 2 | 21 | 82 | 2 | 9 | 340 | 2 | 9 | 675 | 2 | 21 | 117 | 2 | 9 | 154 | 2 | 25 | 0 | E | 9 | 0 | E | 9 | -9 | A | 7 | -18 | A | 7 | 44 | A | 7 | 1003 | A | 7 | 320 | A | 7 | 4.6 | A | 7 | 16100 | B | 7 | 77777 | A | 7 | 0.2 | E | 8 | 0.076 | F | 8 | 0.17 | F | 8 | 0 | 1 | D | 9 | 0 | C | 8
University | Education - University | 0.6 | 2,000 students | People | [21 empty] | 3837900% | 11:00 | 621 | 1411 | 433 | 2 | 9 | 783 | 2 | 21 | 87 | 2 | 9 | 446 | 2 | 9 | 750 | 2 | 21 | 114 | 2 | 9 | 170 | 2 | 25 | 0 | E | 9 | 0 | E | 9 | -8 | A | 7 | -18 | A | 7 | 40 | A | 7 | 1004 | A | 7 | 340 | A | 7 | 4.1 | A | 7 | 16100 | B | 7 | 77777 | A | 7 | 0.2 | E | 8 | 0.076 | F | 8 | 0.17 | F | 8 | 0 | 1 | D | 9 | 0 | C | 8
Warehouse | Warehouse - Refrigerated | 0.93 | 500,000 SF | SF | [21 empty] | 3837900% | 12:00 | 717 | 1411 | 527 | 2 | 9 | 871 | 2 | 21 | 83 | 2 | 9 | 556 | 2 | 9 | 858 | 2 | 21 | 118 | 2 | 9 | 183 | 2 | 25 | 0 | E | 9 | 0 | E | 9 | -8 | A | 7 | -18 | A | 7 | 40 | A | 7 | 1005 | A | 7 | 330 | B | 8 | 3.1 | A | 7 | 16100 | B | 7 | 77777 | A | 7 | 0.2 | E | 8 | 0.076 | F | 8 | 0.17 | F | 8 | 0 | 1 | D | 9 | 0 | C | 8
Other | Office - Small | 4.89 |  | SF | [21 empty] | 3837900% | 13:00 | 745 | 1411 | 540 | 2 | 9 | 864 | 2 | 21 | 82 | 2 | 9 | 573 | 2 | 9 | 856 | 2 | 21 | 119 | 2 | 9 | 186 | 2 | 25 | 0 | E | 9 | 0 | E | 9 | -7 | A | 7 | -18 | A | 7 | 37 | A | 7 | 1005 | A | 7 | 320 | A | 7 | 4.6 | A | 7 | 16100 | B | 7 | 77777 | A | 7 | 0.2 | E | 8 | 0.076 | F | 8 | 0.17 | F | 8 | 0 | 1 | D | 9 | 0 | C | 8
[26 empty] | 3837900% | 14:00 | 703 | 1411 | 506 | 2 | 9 | 858 | 2 | 21 | 77 | 2 | 9 | 536 | 2 | 9 | 845 | 2 | 21 | 114 | 2 | 9 | 172 | 2 | 25 | 0 | E | 9 | 0 | E | 9 | -6 | A | 7 | -17 | A | 7 | 37 | A | 7 | 1005 | A | 7 | 340 | A | 7 | 4.1 | A | 7 | 16100 | B | 7 | 77777 | A | 7 | 0.2 | E | 8 | 0.076 | F | 8 | 0.17 | F | 8 | 0 | 1 | D | 9 | 0 | C | 8
ARC/DCV | [25 empty] | 3837900% | 15:00 | 594 | 1411 | 407 | 2 | 9 | 795 | 2 | 21 | 71 | 2 | 9 | 426 | 2 | 9 | 762 | 2 | 21 | 104 | 2 | 9 | 148 | 2 | 25 | 0 | E | 9 | 0 | E | 9 | -6 | A | 7 | -18 | A | 7 | 34 | A | 7 | 1005 | A | 7 | 330 | A | 7 | 5.1 | A | 7 | 16100 | B | 7 | 77777 | A | 7 | 0.2 | E | 8 | 0.076 | F | 8 | 0.17 | F | 8 | 0 | 1 | D | 9 | 0 | C | 8
[26 empty] | 3837900% | 16:00 | 426 | 1411 | 269 | 2 | 9 | 695 | 2 | 21 | 58 | 2 | 9 | 276 | 2 | 9 | 620 | 2 | 21 | 88 | 2 | 9 | 112 | 2 | 25 | 0 | E | 9 | 0 | E | 9 | -6 | A | 7 | -18 | A | 7 | 34 | A | 7 | 1006 | A | 7 | 340 | A | 7 | 5.1 | A | 7 | 16100 | B | 7 | 77777 | A | 7 | 0.2 | E | 8 | 0.076 | F | 8 | 0.17 | F | 8 | 0 | 1 | D | 9 | 0 | C | 8
Question |  | Baseline Economizer Status | New Economizer as part of upgrade | EconomizerStatus | Economizer Message |  |  | Facility Type (All) | Building (ARC) | Building (DCV) | ETDF_summer peak | ETDF_winter peak | [13 empty] | 3837900% | 17:00 | 210 | 1411 | 111 | 2 | 9 | 501 | 2 | 21 | 36 | 2 | 9 | 114 | 2 | 9 | 340 | 2 | 21 | 63 | 2 | 9 | 65 | 2 | 25 | 0 | E | 9 | 0 | E | 9 | -6 | A | 7 | -18 | A | 7 | 34 | A | 7 | 1007 | A | 7 | 340 | A | 7 | 3.6 | A | 7 | 16100 | B | 7 | 77777 | A | 7 | 0.2 | E | 8 | 0.076 | F | 8 | 0.17 | F | 8 | 0 | 1 | D | 9 | 0 | C | 8
Yes |  | Yes | Yes | YesYes | ERROR: Review new economizer question, should be 'No' if existing economizer |  |  | Assembly | Assembly | Assembly | 0.000692 | 0.001105 | [13 empty] | 3837900% | 18:00 | 18 | 553 | 0 | 2 | 9 | 0 | 2 | 21 | 0 | 2 | 9 | 0 | 2 | 9 | 0 | 2 | 21 | 0 | 2 | 9 | 0 | 2 | 25 | 0 | E | 9 | 0 | E | 9 | -7 | A | 7 | -18 | A | 7 | 37 | A | 7 | 1008 | A | 7 | 330 | A | 7 | 4.6 | A | 7 | 16100 | B | 7 | 77777 | A | 7 | 0.2 | E | 8 | 0.076 | F | 8 | 0.17 | F | 8 | 0 | 1 | D | 9 | 0 | C | 8
No |  | Yes | No | YesNo | ARC Savings |  |  | Default (non-garage) | Office - Small | Default (non-garage) | 0.000692 | 0.001105 | [13 empty] | 3837900% | 19:00 | 0 | 0 | 0 | 2 | 0 | 0 | 2 | 0 | 0 | 2 | 0 | 0 | 2 | 0 | 0 | 2 | 0 | 0 | 2 | 0 | 0 | 2 | 0 | 0 | E | 9 | 0 | A | 7 | -8 | A | 7 | -18 | A | 7 | 40 | A | 7 | 1009 | A | 7 | 330 | A | 7 | 3.1 | A | 7 | 16100 | B | 7 | 77777 | A | 7 | 0.2 | E | 8 | 0.076 | F | 8 | 0.17 | F | 8 | 0 | 1 | D | 9 | 0 | C | 8
|  | No | Yes | NoYes | ARC & Economizer Savings. NOTE: Use with Dual Enthalpy Economizer Measure (row 74-83) |  |  | Education - Primary School | Education - University | Education - Primary School | 0.0010188 | 0.0012313 | [13 empty] | 3837900% | 20:00 | 0 | 0 | 0 | 2 | 0 | 0 | 2 | 0 | 0 | 2 | 0 | 0 | 2 | 0 | 0 | 2 | 0 | 0 | 2 | 0 | 0 | 2 | 0 | 0 | E | 9 | 0 | E | 9 | -8 | A | 7 | -19 | A | 7 | 37 | A | 7 | 1010 | A | 7 | 350 | A | 7 | 2.6 | A | 7 | 16100 | B | 7 | 77777 | A | 7 | 0.2 | E | 8 | 0.076 | F | 8 | 0.17 | F | 8 | 0 | 1 | D | 9 | 0 | C | 8
|  | No | No | NoNo | DCV Savings |  |  | Education - Secondary School | Education - University | Education - Secondary School | 0.0008522 | 0.0009643 | [13 empty] | 3837900% | 21:00 | 0 | 0 | 0 | 2 | 0 | 0 | 2 | 0 | 0 | 2 | 0 | 0 | 2 | 0 | 0 | 2 | 0 | 0 | 2 | 0 | 0 | 2 | 0 | 0 | E | 9 | 0 | E | 9 | -9 | A | 7 | -18 | A | 7 | 44 | A | 7 | 1010 | A | 7 | 360 | A | 7 | 1.5 | A | 7 | 16100 | B | 7 | 77777 | A | 7 | 0.2 | E | 8 | 0.076 | F | 8 | 0.17 | F | 8 | 0 | 1 | D | 9 | 0 | C | 8
[8 empty] | Education - University | Education - University | Education - University | 0.0008522 | 0.0009643 | [13 empty] | 3837900% | 22:00 | 0 | 0 | 0 | 2 | 0 | 0 | 2 | 0 | 0 | 2 | 0 | 0 | 2 | 0 | 0 | 2 | 0 | 0 | 2 | 0 | 0 | 2 | 0 | 0 | E | 9 | 0 | E | 9 | -9 | A | 7 | -19 | A | 7 | 40 | A | 7 | 1011 | A | 7 | 360 | A | 7 | 2.6 | A | 7 | 16100 | B | 7 | 77777 | A | 7 | 0.2 | E | 8 | 0.076 | F | 8 | 0.17 | F | 8 | 0 | 1 | D | 9 | 0 | C | 8
Measure Description | Measure |  | Heating Type | Heat_electric | Heat_non-electric | DCV Savings Type |  | Garage | Garage | Garage | 0.000692 | 0.001105 | [13 empty] | 3837900% | 23:00 | 0 | 0 | 0 | 2 | 0 | 0 | 2 | 0 | 0 | 2 | 0 | 0 | 2 | 0 | 0 | 2 | 0 | 0 | 2 | 0 | 0 | 2 | 0 | 1 | E | 9 | 1 | E | 9 | -9 | A | 7 | -19 | A | 7 | 40 | A | 7 | 1011 | A | 7 | 350 | A | 7 | 3.1 | A | 7 | 16100 | B | 7 | 77777 | A | 7 | 0.2 | E | 8 | 0.076 | F | 8 | 0.17 | F | 8 | 0 | 1 | D | 9 | 0 | C | 8
ARC: DCV, but not a VFD | DCV |  | Electric Heat - Heat Pump | 1 | 0 | 2 |  | Grocery | Grocery | Default (non-garage) | 0.000692 | 0.001105 | [13 empty] | 3837900% | 24:00 | 0 | 0 | 0 | 2 | 0 | 0 | 2 | 0 | 0 | 2 | 0 | 0 | 2 | 0 | 0 | 2 | 0 | 0 | 2 | 0 | 0 | 2 | 0 | 0 | E | 9 | 0 | E | 9 | -11 | A | 7 | -19 | A | 7 | 48 | A | 7 | 1012 | A | 7 | 360 | A | 7 | 2.1 | A | 7 | 16100 | B | 7 | 77777 | A | 7 | 0.2 | E | 8 | 0.076 | F | 8 | 0.17 | F | 8 | 0 | 1 | D | 9 | 0 | C | 8
ARC: DCV with two-speed VFD | DCV_VFD2 |  | Electric Heat - Electric Resistance | 1 | 0 | 3 |  | Health/Medical - Nursing Home | Health/Medical - Nursing Home | Default (non-garage) | 0.0003778 | 0.001547 | [13 empty] | 3838000% | 1:00 | 0 | 0 | 0 | 2 | 0 | 0 | 2 | 0 | 0 | 2 | 0 | 0 | 2 | 0 | 0 | 2 | 0 | 0 | 2 | 0 | 0 | 2 | 0 | 2 | E | 9 | 2 | E | 9 | -12 | A | 7 | -20 | A | 7 | 48 | A | 7 | 1012 | A | 7 | 350 | A | 7 | 3.1 | A | 7 | 16100 | B | 7 | 77777 | A | 7 | 0.2 | E | 8 | 0.077 | F | 8 | 0.17 | F | 8 | 0 | 1 | D | 9 | 0 | C | 8
ARC: DCV with three-speed/variable speed VFD | DCV_VFD3 |  | Gas Heat | 0 | 1 | 1 |  | Lodging - Hotel | Health/Medical - Nursing Home | Lodging - Hotel | 0.00056525 | 0.0010026 | [13 empty] | 3838000% | 2:00 | 0 | 0 | 0 | 2 | 0 | 0 | 2 | 0 | 0 | 2 | 0 | 0 | 2 | 0 | 0 | 2 | 0 | 0 | 2 | 0 | 0 | 2 | 0 | 1 | E | 9 | 1 | E | 9 | -12 | A | 7 | -19 | A | 7 | 52 | A | 7 | 1012 | A | 7 | 330 | A | 7 | 2.6 | A | 7 | 16100 | B | 7 | 77777 | A | 7 | 0.2 | E | 8 | 0.077 | F | 8 | 0.17 | F | 8 | 0 | 1 | D | 9 | 0 | C | 8
No Economizer: DCV Only | DCV_only |  | No Heat | 0 | 0 | 0 |  | Manufacturing | Manufacturing | Manufacturing | 0.000692 | 0.001105 | [13 empty] | 3838000% | 3:00 | 0 | 0 | 0 | 2 | 0 | 0 | 2 | 0 | 0 | 2 | 0 | 0 | 2 | 0 | 0 | 2 | 0 | 0 | 2 | 0 | 0 | 2 | 0 | 2 | E | 9 | 2 | E | 9 | -13 | A | 7 | -19 | A | 7 | 57 | A | 7 | 1013 | A | 7 | 340 | A | 7 | 2.6 | A | 7 | 16100 | B | 7 | 77777 | A | 7 | 0.2 | E | 8 | 0.077 | F | 8 | 0.17 | F | 8 | 0 | 1 | D | 9 | 0 | C | 8
[8 empty] | Office - Healthcare | Office - Small | Office – Healthcare | 0.0006711 | 0.0013316 | [13 empty] | 3838000% | 4:00 | 0 | 0 | 0 | 2 | 0 | 0 | 2 | 0 | 0 | 2 | 0 | 0 | 2 | 0 | 0 | 2 | 0 | 0 | 2 | 0 | 0 | 2 | 0 | 1 | E | 9 | 1 | E | 9 | -13 | A | 7 | -19 | A | 7 | 57 | A | 7 | 1013 | A | 7 | 340 | A | 7 | 2.6 | A | 7 | 16100 | B | 7 | 77777 | A | 7 | 0.2 | E | 8 | 0.077 | F | 8 | 0.17 | F | 8 | 0 | 1 | D | 9 | 0 | C | 8
Building (ARC) | Measure | Concat | Cooling Savings (kWh/ton) | Demand Reduction (kW/ton) | Electric Heating Savings (kWh/ton) | Gas Savings (Therms/ton) |  | Office - Large | Office - Small | Office - Large | 0.0003938 | 0.0010677 | [13 empty] | 3838000% | 5:00 | 0 | 0 | 0 | 2 | 0 | 0 | 2 | 0 | 0 | 2 | 0 | 0 | 2 | 0 | 0 | 2 | 0 | 0 | 2 | 0 | 0 | 2 | 0 | 1 | E | 9 | 1 | E | 9 | -14 | A | 7 | -20 | A | 7 | 57 | A | 7 | 1013 | A | 7 | 350 | A | 7 | 2.6 | A | 7 | 16100 | B | 7 | 77777 | A | 7 | 0.2 | E | 8 | 0.077 | F | 8 | 0.17 | F | 8 | 0 | 1 | D | 9 | 0 | C | 8
Assembly | DCV | AssemblyDCV | 73 | 0.048 | 730 | 6 |  | Office - Small | Office - Small | Office - Small | 0.0010049 | 0.0012355 | [13 empty] | 3838000% | 6:00 | 0 | 0 | 0 | 2 | 0 | 0 | 2 | 0 | 0 | 2 | 0 | 0 | 2 | 0 | 0 | 2 | 0 | 0 | 2 | 0 | 0 | 2 | 0 | 0 | E | 9 | 0 | E | 9 | -14 | A | 7 | -20 | A | 7 | 57 | A | 7 | 1014 | A | 7 | 340 | A | 7 | 2.1 | A | 7 | 16100 | B | 7 | 77777 | A | 7 | 0.2 | E | 8 | 0.077 | F | 8 | 0.17 | F | 8 | 0 | 1 | D | 9 | 0 | C | 8
Health/Medical - Nursing Home | DCV | Health/Medical - Nursing HomeDCV | 12 | 0.021 | 74 | 0.6 |  | Religious Building | Religious Building | Religious Building | 0.000692 | 0.001105 | [13 empty] | 3838000% | 7:00 | 0 | 0 | 0 | 2 | 0 | 0 | 2 | 0 | 0 | 2 | 0 | 0 | 2 | 0 | 0 | 2 | 0 | 0 | 2 | 0 | 0 | 2 | 0 | 0 | E | 9 | 0 | E | 9 | -14 | A | 7 | -20 | A | 7 | 57 | A | 7 | 1015 | A | 7 | 330 | A | 7 | 3.1 | A | 7 | 16100 | B | 7 | 77777 | A | 7 | 0.3 | E | 8 | 0.077 | F | 8 | 0.17 | F | 8 | 0 | 1 | D | 9 | 0 | C | 8
Education - University | DCV | Education - UniversityDCV | 97 | 0.007 | 443 | 3.6 |  | Restaurant | Restaurant | Restaurant | 0.0007826 | 0.0007381 | [13 empty] | 3838000% | 8:00 | 43 | 858 | 3 | 2 | 9 | 80 | 2 | 21 | 2 | 2 | 9 | 7 | 2 | 9 | 46 | 2 | 21 | 5 | 2 | 9 | 8 | 2 | 25 | 2 | E | 9 | 2 | E | 9 | -14 | A | 7 | -20 | A | 7 | 57 | A | 7 | 1015 | A | 7 | 350 | A | 7 | 2.1 | A | 7 | 16100 | B | 7 | 77777 | A | 7 | 0.3 | E | 8 | 0.077 | F | 8 | 0.17 | F | 8 | 0 | 1 | D | 9 | 0 | C | 8
Storage - Conditioned | DCV | Storage - ConditionedDCV | 6 | 0.007 | 205 | 1.7 |  | Retail - Multistory Large | Retail - Multistory Large | Retail - Multistory Large | 0.0008876 | 0.0010828 | [13 empty] | 3838000% | 9:00 | 260 | 1410 | 134 | 2 | 9 | 333 | 2 | 21 | 72 | 2 | 9 | 137 | 2 | 9 | 240 | 2 | 21 | 92 | 2 | 9 | 134 | 2 | 25 | 4 | E | 9 | 4 | E | 9 | -12 | A | 7 | -19 | A | 7 | 52 | A | 7 | 1015 | A | 7 | 350 | A | 7 | 4.1 | A | 7 | 16100 | B | 7 | 77777 | A | 7 | 0.3 | E | 8 | 0.077 | F | 8 | 0.17 | F | 8 | 0 | 1 | D | 9 | 0 | C | 8
Retail - Small | DCV | Retail - SmallDCV | 72 | 0.046 | 386 | 3.2 |  | Retail - Single-Story Large | Retail - Single-Story Large | Retail - Single-Story Large | 0.0008139 | 0.00111 | [13 empty] | 3838000% | 10:00 | 468 | 1410 | 293 | 2 | 9 | 514 | 2 | 21 | 122 | 2 | 9 | 304 | 2 | 9 | 469 | 2 | 21 | 148 | 2 | 9 | 234 | 2 | 25 | 0 | E | 9 | 0 | E | 9 | -10 | A | 7 | -18 | A | 7 | 48 | A | 7 | 1016 | A | 7 | 10 | A | 7 | 3.6 | A | 7 | 16100 | B | 7 | 77777 | A | 7 | 0.3 | E | 8 | 0.077 | F | 8 | 0.17 | F | 8 | 0 | 1 | D | 9 | 0 | C | 8
Garage | DCV | GarageDCV | 31 | 0.011 | 46 | 0.4 |  | Retail - Small | Retail - Small | Retail - Small | 0.0008139 | 0.00111 | [13 empty] | 3838000% | 11:00 | 626 | 1410 | 362 | 2 | 9 | 416 | 2 | 21 | 177 | 2 | 9 | 375 | 2 | 9 | 407 | 2 | 21 | 194 | 2 | 9 | 364 | 2 | 25 | 0 | E | 9 | 0 | E | 9 | -8 | A | 7 | -17 | A | 7 | 44 | A | 7 | 1016 | A | 7 | 350 | A | 7 | 3.1 | A | 7 | 16100 | B | 7 | 77777 | A | 7 | 0.3 | E | 8 | 0.077 | F | 8 | 0.17 | F | 8 | 0 | 1 | D | 9 | 0 | C | 8
Grocery | DCV | GroceryDCV | 63 | 0.046 | 561 | 4.7 |  | Storage - Conditioned | Storage - Conditioned | Default (non-garage) | 0.0015434 | 0.0017429 | [13 empty] | 3838000% | 12:00 | 722 | 1410 | 496 | 2 | 9 | 647 | 2 | 21 | 163 | 2 | 9 | 508 | 2 | 9 | 629 | 2 | 21 | 185 | 2 | 9 | 332 | 2 | 25 | 0 | E | 9 | 0 | E | 9 | -7 | A | 7 | -17 | A | 7 | 41 | A | 7 | 1016 | A | 7 | 350 | B | 8 | 1.5 | A | 7 | 16100 | B | 7 | 77777 | A | 7 | 0.3 | E | 8 | 0.077 | F | 8 | 0.17 | F | 8 | 0 | 1 | D | 9 | 0 | C | 8
Manufacturing | DCV | ManufacturingDCV | 19 | 0.01 | 31 | 0.3 | [19 empty] | 3838000% | 13:00 | 750 | 1410 | 480 | 2 | 9 | 612 | 2 | 21 | 154 | 2 | 9 | 497 | 2 | 9 | 602 | 2 | 21 | 176 | 2 | 9 | 326 | 2 | 25 | 0 | E | 9 | 0 | E | 9 | -6 | A | 7 | -17 | A | 7 | 37 | A | 7 | 1014 | A | 7 | 360 | B | 8 | 1.5 | A | 7 | 16100 | B | 7 | 77777 | A | 7 | 0.3 | E | 8 | 0.077 | F | 8 | 0.17 | F | 8 | 0 | 1 | D | 9 | 0 | C | 8
Office - Small | DCV | Office - Small DCV | 23 | 0.012 | 183 | 1.5 |  | CF_summer | CF_winter | [16 empty] | 3838000% | 14:00 | 708 | 1410 | 419 | 2 | 9 | 429 | 2 | 21 | 203 | 2 | 9 | 435 | 2 | 9 | 429 | 2 | 21 | 219 | 2 | 9 | 439 | 2 | 25 | 0 | E | 9 | 0 | E | 9 | -6 | A | 7 | -16 | A | 7 | 41 | A | 7 | 1014 | A | 7 | 360 | B | 8 | 1.5 | A | 7 | 16100 | B | 7 | 77777 | A | 7 | 0.4 | E | 8 | 0.077 | F | 8 | 0.17 | F | 8 | 0 | 1 | D | 9 | 0 | C | 8
Religious Building | DCV | Religious BuildingDCV | 10 | 0 | 72 | 0.6 |  | 0.551 | 0 | [16 empty] | 3838000% | 15:00 | 600 | 1410 | 402 | 2 | 9 | 642 | 2 | 21 | 128 | 2 | 9 | 412 | 2 | 9 | 608 | 2 | 21 | 152 | 2 | 9 | 245 | 2 | 25 | 0 | E | 9 | 0 | E | 9 | -6 | A | 7 | -17 | A | 7 | 37 | A | 7 | 1014 | A | 7 | 0 | A | 7 | 0 | A | 7 | 16100 | B | 7 | 77777 | A | 7 | 0.4 | E | 8 | 0.077 | F | 8 | 0.17 | F | 8 | 0 | 1 | D | 9 | 0 | C | 8
Restaurant | DCV | RestaurantDCV | 21 | 0.027 | 218 | 1.8 | [19 empty] | 3838000% | 16:00 | 431 | 1410 | 254 | 2 | 9 | 564 | 2 | 21 | 81 | 2 | 9 | 261 | 2 | 9 | 498 | 2 | 21 | 108 | 2 | 9 | 149 | 2 | 25 | 0 | E | 9 | 0 | E | 9 | -4 | A | 7 | -17 | A | 7 | 31 | A | 7 | 1014 | A | 7 | 0 | A | 7 | 0 | A | 7 | 16100 | B | 7 | 77777 | A | 7 | 0.4 | E | 8 | 0.077 | F | 8 | 0.17 | F | 8 | 0 | 1 | D | 9 | 0 | C | 8
Retail - Multistory Large | DCV | Retail - Multistory LargeDCV | 49 | 0.044 | 197 | 1.7 |  | Building (DCV) | SFCool (kWh/1000 ft2) | SFHeat HP (kWh/1000 ft2) | SFHeat ER (kWh/1000 ft2) | SFHeat Gas (therms/1000 ft2) | [13 empty] | 3838000% | 17:00 | 215 | 1410 | 112 | 2 | 9 | 378 | 2 | 21 | 54 | 2 | 9 | 116 | 2 | 9 | 248 | 2 | 21 | 77 | 2 | 9 | 98 | 2 | 25 | 0 | E | 9 | 0 | E | 9 | -4 | A | 7 | -17 | A | 7 | 31 | A | 7 | 1014 | A | 7 | 300 | A | 7 | 1.5 | A | 7 | 16100 | B | 7 | 77777 | A | 7 | 0.4 | E | 8 | 0.077 | F | 8 | 0.17 | F | 8 | 0 | 1 | D | 9 | 0 | C | 8
Retail - Single-Story Large | DCV | Retail - Single-Story LargeDCV | 45 | 0.044 | 187 | 1.6 |  | Education - University | 457 | 855 | 2564 | 109 | [13 empty] | 3838000% | 18:00 | 19 | 576 | 0 | 2 | 9 | 0 | 2 | 21 | 0 | 2 | 9 | 0 | 2 | 9 | 0 | 2 | 21 | 0 | 2 | 9 | 0 | 2 | 25 | 1 | E | 9 | 1 | E | 9 | -5 | A | 7 | -17 | A | 7 | 34 | A | 7 | 1014 | A | 7 | 0 | A | 7 | 0 | A | 7 | 16100 | B | 7 | 77777 | A | 7 | 0.4 | E | 8 | 0.077 | F | 8 | 0.17 | F | 8 | 0 | 1 | D | 9 | 0 | C | 8
Assembly | DCV_VFD2 | AssemblyDCV_VFD2 | 176 | 0.09 | 792 | 6.5 |  | Retail - Small | 364 | 127 | 381 | 16.6 | [13 empty] | 3838000% | 19:00 | 0 | 0 | 0 | 2 | 0 | 0 | 2 | 0 | 0 | 2 | 0 | 0 | 2 | 0 | 0 | 2 | 0 | 0 | 2 | 0 | 0 | 2 | 0 | 0 | E | 9 | 0 | A | 7 | -6 | A | 7 | -16 | A | 7 | 41 | A | 7 | 1014 | A | 7 | 0 | A | 7 | 0 | A | 7 | 16100 | B | 7 | 77777 | A | 7 | 0.4 | E | 8 | 0.077 | F | 8 | 0.17 | F | 8 | 0 | 1 | D | 9 | 0 | C | 8
Health/Medical - Nursing Home | DCV_VFD2 | Health/Medical - Nursing HomeDCV_VFD2 | 584 | 0.09 | 52 | 0.4 |  | Default (non-garage) | 406 | 422 | 1265 | 53.9 | [13 empty] | 3838000% | 20:00 | 0 | 0 | 0 | 2 | 0 | 0 | 2 | 0 | 0 | 2 | 0 | 0 | 2 | 0 | 0 | 2 | 0 | 0 | 2 | 0 | 0 | 2 | 0 | 0 | E | 9 | 0 | E | 9 | -6 | A | 7 | -16 | A | 7 | 41 | A | 7 | 1014 | A | 7 | 0 | A | 7 | 0 | A | 7 | 16100 | B | 7 | 77777 | A | 7 | 0.4 | E | 8 | 0.077 | F | 8 | 0.17 | F | 8 | 0 | 1 | D | 9 | 0 | C | 8
Education - University | DCV_VFD2 | Education - UniversityDCV_VFD2 | 458 | 0.14 | 427 | 3.5 |  | Education - Primary School | 389 | 440 | 1319 | 56.2 | [13 empty] | 3838000% | 21:00 | 0 | 0 | 0 | 2 | 0 | 0 | 2 | 0 | 0 | 2 | 0 | 0 | 2 | 0 | 0 | 2 | 0 | 0 | 2 | 0 | 0 | 2 | 0 | 0 | E | 9 | 0 | E | 9 | -7 | A | 7 | -16 | A | 7 | 45 | A | 7 | 1013 | A | 7 | 70 | A | 7 | 2.1 | A | 7 | 16100 | B | 7 | 77777 | A | 7 | 0.4 | E | 8 | 0.077 | F | 8 | 0.17 | F | 8 | 0 | 1 | D | 9 | 0 | C | 8
Storage - Conditioned | DCV_VFD2 | Storage - ConditionedDCV_VFD2 | 348 | 0.076 | 71 | 0.6 |  | Office – Healthcare | 374 | 311 | 932 | 39.9 | [13 empty] | 3838000% | 22:00 | 0 | 0 | 0 | 2 | 0 | 0 | 2 | 0 | 0 | 2 | 0 | 0 | 2 | 0 | 0 | 2 | 0 | 0 | 2 | 0 | 0 | 2 | 0 | 0 | E | 9 | 0 | E | 9 | -7 | A | 7 | -16 | A | 7 | 45 | A | 7 | 1012 | A | 7 | 70 | A | 7 | 2.6 | A | 7 | 16100 | B | 7 | 77777 | A | 7 | 0.4 | E | 8 | 0.077 | F | 8 | 0.17 | F | 8 | 0 | 1 | D | 9 | 0 | C | 8
Retail - Small | DCV_VFD2 | Retail - SmallDCV_VFD2 | 955 | 0.382 | 292 | 2.4 |  | Education - Secondary School | 380 | 428 | 1283 | 54.6 | [13 empty] | 3838000% | 23:00 | 0 | 0 | 0 | 2 | 0 | 0 | 2 | 0 | 0 | 2 | 0 | 0 | 2 | 0 | 0 | 2 | 0 | 0 | 2 | 0 | 0 | 2 | 0 | 0 | E | 9 | 0 | E | 9 | -8 | A | 7 | -16 | A | 7 | 49 | A | 7 | 1012 | A | 7 | 60 | A | 7 | 2.1 | A | 7 | 16100 | B | 7 | 77777 | A | 7 | 0.4 | E | 8 | 0.077 | F | 8 | 0.17 | F | 8 | 0 | 1 | D | 9 | 0 | C | 8
Garage | DCV_VFD2 | GarageDCV_VFD2 | 522 | 0.057 | 34 | 0.3 |  | Lodging - Hotel | 417 | 142 | 426 | 18 | [13 empty] | 3838000% | 24:00 | 0 | 0 | 0 | 2 | 0 | 0 | 2 | 0 | 0 | 2 | 0 | 0 | 2 | 0 | 0 | 2 | 0 | 0 | 2 | 0 | 0 | 2 | 0 | 0 | E | 9 | 0 | E | 9 | -8 | A | 7 | -15 | A | 7 | 53 | A | 7 | 1011 | A | 7 | 0 | A | 7 | 0 | A | 7 | 16100 | B | 7 | 77777 | A | 7 | 0.4 | E | 8 | 0.077 | F | 8 | 0.17 | F | 8 | 0 | 1 | D | 9 | 0 | C | 8
Grocery | DCV_VFD2 | GroceryDCV_VFD2 | 507 | 0.098 | 523 | 4.4 |  | Manufacturing | 192 | 111 | 335 | 14.4 | [13 empty] | 3838100% | 1:00 | 0 | 0 | 0 | 2 | 0 | 0 | 2 | 0 | 0 | 2 | 0 | 0 | 2 | 0 | 0 | 2 | 0 | 0 | 2 | 0 | 0 | 2 | 0 | 1 | E | 9 | 1 | E | 9 | -9 | A | 7 | -15 | A | 7 | 58 | A | 7 | 1011 | A | 7 | 0 | A | 7 | 0 | A | 7 | 16100 | B | 7 | 77777 | A | 7 | 0.4 | E | 8 | 0.077 | F | 8 | 0.17 | F | 8 | 0 | 1 | D | 9 | 0 | C | 8
Manufacturing | DCV_VFD2 | ManufacturingDCV_VFD2 | 778 | 0.319 | 25 | 0.2 |  | Office - Large | 275 | 141 | 423 | 18.2 | [13 empty] | 3838100% | 2:00 | 0 | 0 | 0 | 2 | 0 | 0 | 2 | 0 | 0 | 2 | 0 | 0 | 2 | 0 | 0 | 2 | 0 | 0 | 2 | 0 | 0 | 2 | 0 | 1 | E | 9 | 1 | E | 9 | -9 | A | 7 | -15 | A | 7 | 58 | A | 7 | 1011 | A | 7 | 0 | A | 7 | 0 | A | 7 | 14500 | B | 7 | 77777 | A | 7 | 0.4 | E | 8 | 0.077 | F | 8 | 0.17 | F | 8 | 0 | 1 | D | 9 | 0 | C | 8
Office - Small | DCV_VFD2 | Office - Small DCV_VFD2 | 1067 | 0.373 | 49 | 0.4 |  | Office - Small | 295 | 157 | 469 | 20.1 | [13 empty] | 3838100% | 3:00 | 0 | 0 | 0 | 2 | 0 | 0 | 2 | 0 | 0 | 2 | 0 | 0 | 2 | 0 | 0 | 2 | 0 | 0 | 2 | 0 | 0 | 2 | 0 | 6 | E | 9 | 5 | E | 9 | -11 | A | 7 | -14 | A | 7 | 76 | A | 7 | 1010 | A | 7 | 0 | A | 7 | 0 | A | 7 | 14500 | B | 7 | 77777 | A | 7 | 0.4 | E | 8 | 0.077 | F | 8 | 0.17 | F | 8 | 0 | 1 | D | 9 | 0 | C | 8
Religious Building | DCV_VFD2 | Religious BuildingDCV_VFD2 | 944 | 0.447 | 80 | 0.7 |  | Religious Building | 840 | 1050 | 3149 | 134 | [13 empty] | 3838100% | 4:00 | 0 | 0 | 0 | 2 | 0 | 0 | 2 | 0 | 0 | 2 | 0 | 0 | 2 | 0 | 0 | 2 | 0 | 0 | 2 | 0 | 0 | 2 | 0 | 8 | E | 9 | 7 | E | 9 | -10 | A | 7 | -16 | A | 7 | 58 | A | 7 | 1009 | A | 7 | 60 | A | 7 | 2.6 | A | 7 | 16100 | B | 7 | 77777 | A | 7 | 0.4 | E | 8 | 0.077 | F | 8 | 0.17 | F | 8 | 0 | 1 | D | 9 | 0 | C | 8
Restaurant | DCV_VFD2 | RestaurantDCV_VFD2 | 579 | 0.15 | 166 | 1.4 |  | Restaurant | 553 | 754 | 2261 | 96.2 | [13 empty] | 3838100% | 5:00 | 0 | 0 | 0 | 2 | 0 | 0 | 2 | 0 | 0 | 2 | 0 | 0 | 2 | 0 | 0 | 2 | 0 | 0 | 2 | 0 | 0 | 2 | 0 | 8 | E | 9 | 8 | E | 9 | -9 | A | 7 | -17 | A | 7 | 48 | A | 7 | 1009 | A | 7 | 70 | A | 7 | 2.1 | A | 7 | 16100 | B | 7 | 77777 | A | 7 | 0.4 | E | 8 | 0.077 | F | 8 | 0.17 | F | 8 | 0 | 1 | D | 9 | 0 | C | 8
Retail - Multistory Large | DCV_VFD2 | Retail - Multistory LargeDCV_VFD2 | 709 | 0.126 | 115 | 1 |  | Retail - Multistory Large | 405 | 262 | 786 | 33.4 | [13 empty] | 3838100% | 6:00 | 0 | 0 | 0 | 2 | 0 | 0 | 2 | 0 | 0 | 2 | 0 | 0 | 2 | 0 | 0 | 2 | 0 | 0 | 2 | 0 | 0 | 2 | 0 | 6 | E | 9 | 6 | E | 9 | -10 | A | 7 | -17 | A | 7 | 53 | A | 7 | 1008 | A | 7 | 80 | A | 7 | 3.1 | A | 7 | 16100 | B | 7 | 77777 | A | 7 | 0.4 | E | 8 | 0.077 | F | 8 | 0.17 | F | 8 | 0 | 1 | D | 9 | 0 | C | 8
Retail - Single-Story Large | DCV_VFD2 | Retail - Single-Story LargeDCV_VFD2 | 747 | 0.179 | 150 | 1.3 |  | Retail - Single-Story Large | 279 | 173 | 518 | 22.2 | [13 empty] | 3838100% | 7:00 | 0 | 0 | 0 | 2 | 0 | 0 | 2 | 0 | 0 | 2 | 0 | 0 | 2 | 0 | 0 | 2 | 0 | 0 | 2 | 0 | 0 | 2 | 0 | 5 | E | 9 | 5 | E | 9 | -12 | A | 7 | -16 | A | 7 | 69 | A | 7 | 1007 | A | 7 | 310 | A | 7 | 1.5 | A | 7 | 16100 | B | 7 | 77777 | A | 7 | 0.4 | E | 8 | 0.077 | F | 8 | 0.17 | F | 8 | 0 | 1 | D | 9 | 0 | C | 8
Assembly | DCV_VFD3 | AssemblyDCV_VFD3 | 193 | 0.09 | 779 | 6.4 |  | Assembly | 634 | 1271 | 3812 | 162 | [13 empty] | 3838100% | 8:00 | 45 | 881 | 2 | 2 | 9 | 0 | 2 | 21 | 2 | 2 | 9 | 3 | 2 | 9 | 0 | 2 | 21 | 3 | 2 | 9 | 8 | 2 | 25 | 6 | E | 9 | 6 | E | 9 | -12 | A | 7 | -15 | A | 7 | 76 | A | 7 | 1007 | A | 7 | 290 | A | 7 | 2.6 | A | 7 | 9700 | B | 7 | 77777 | A | 7 | 0.4 | E | 8 | 0.077 | F | 8 | 0.17 | F | 8 | 0 | 1 | D | 9 | 5 | C | 8
Health/Medical - Nursing Home | DCV_VFD3 | Health/Medical - Nursing HomeDCV_VFD3 | 607 | 0.09 | 20 | 0.2 |  | Garage | 925 | 0 | 0 | 0 | [13 empty] | 3838100% | 9:00 | 264 | 1410 | 71 | 2 | 9 | 0 | 2 | 21 | 71 | 2 | 9 | 79 | 2 | 9 | 0 | 2 | 21 | 79 | 2 | 9 | 236 | 2 | 25 | 10 | E | 9 | 7 | E | 9 | -7 | A | 7 | -16 | A | 7 | 45 | A | 7 | 1007 | A | 7 | 0 | A | 7 | 0 | A | 7 | 16100 | B | 7 | 77777 | A | 7 | 0.5 | E | 8 | 0.077 | F | 8 | 0.17 | F | 8 | 0 | 1 | D | 9 | 0 | C | 8
Education - University | DCV_VFD3 | Education - UniversityDCV_VFD3 | 485 | 0.14 | 412 | 3.4 | [19 empty] | 3838100% | 10:00 | 473 | 1410 | 251 | 2 | 9 | 295 | 2 | 21 | 152 | 2 | 9 | 263 | 2 | 9 | 276 | 2 | 21 | 170 | 2 | 9 | 320 | 2 | 25 | 10 | E | 9 | 9 | E | 9 | -7 | A | 7 | -15 | A | 7 | 49 | A | 7 | 1006 | A | 7 | 0 | A | 7 | 0 | A | 7 | 16100 | B | 7 | 77777 | A | 7 | 0.5 | E | 8 | 0.077 | F | 8 | 0.17 | F | 8 | 0 | 1 | D | 9 | 0 | C | 8
Storage - Conditioned | DCV_VFD3 | Storage - ConditionedDCV_VFD3 | 389 | 0.076 | 52 | 0.4 |  | Data Export | [17 empty] | 3838100% | 11:00 | 631 | 1410 | 446 | 2 | 9 | 678 | 2 | 21 | 141 | 2 | 9 | 456 | 2 | 9 | 647 | 2 | 21 | 165 | 2 | 9 | 271 | 2 | 25 | 10 | E | 9 | 9 | E | 9 | -4 | A | 7 | -16 | A | 7 | 34 | A | 7 | 1006 | A | 7 | 170 | A | 7 | 4.6 | A | 7 | 16100 | B | 7 | 77777 | A | 7 | 0.4 | E | 8 | 0.077 | F | 8 | 0.17 | F | 8 | 0 | 1 | D | 9 | 0 | C | 8
Retail - Small | DCV_VFD3 | Retail - SmallDCV_VFD3 | 1002 | 0.382 | 271 | 2.2 |  | Advanced Rooftop Controls (ARC) | [17 empty] | 3838100% | 12:00 | 727 | 1410 | 446 | 2 | 9 | 478 | 2 | 21 | 199 | 2 | 9 | 466 | 2 | 9 | 480 | 2 | 21 | 217 | 2 | 9 | 433 | 2 | 25 | 4 | E | 9 | 4 | E | 9 | -3 | A | 7 | -16 | A | 7 | 32 | A | 7 | 1004 | A | 7 | 140 | A | 7 | 4.6 | A | 7 | 16100 | B | 7 | 77777 | A | 7 | 0.4 | E | 8 | 0.077 | F | 8 | 0.17 | F | 8 | 0 | 1 | D | 9 | 0 | C | 8
Garage | DCV_VFD3 | GarageDCV_VFD3 | 603 | 0.057 | 29 | 0.2 |  | Demand Control Ventilation | [17 empty] | 3838100% | 13:00 | 756 | 1410 | 583 | 2 | 9 | 762 | 2 | 21 | 173 | 2 | 9 | 598 | 2 | 9 | 745 | 2 | 21 | 198 | 2 | 9 | 360 | 2 | 25 | 2 | E | 9 | 2 | E | 9 | -2 | A | 7 | -16 | A | 7 | 29 | A | 7 | 1003 | A | 7 | 160 | A | 7 | 3.1 | A | 7 | 16100 | B | 7 | 77777 | A | 7 | 0.3 | E | 8 | 0.077 | F | 8 | 0.17 | F | 8 | 0 | 1 | D | 9 | 0 | C | 8
Grocery | DCV_VFD3 | GroceryDCV_VFD3 | 525 | 0.098 | 510 | 4.3 | [19 empty] | 3838100% | 14:00 | 714 | 1410 | 471 | 2 | 9 | 554 | 2 | 21 | 190 | 2 | 9 | 493 | 2 | 9 | 555 | 2 | 21 | 211 | 2 | 9 | 408 | 2 | 25 | 7 | E | 9 | 7 | E | 9 | -1 | A | 7 | -15 | A | 7 | 29 | A | 7 | 1002 | A | 7 | 140 | A | 7 | 5.7 | A | 7 | 16100 | B | 7 | 77777 | A | 7 | 0.4 | E | 8 | 0.077 | F | 8 | 0.17 | F | 8 | 0 | 1 | D | 9 | 0 | C | 8
Manufacturing | DCV_VFD3 | ManufacturingDCV_VFD3 | 815 | 0.319 | 23 | 0.2 |  | EUL | [17 empty] | 3838100% | 15:00 | 605 | 1410 | 246 | 2 | 9 | 130 | 2 | 21 | 190 | 2 | 9 | 267 | 2 | 9 | 130 | 2 | 21 | 211 | 2 | 9 | 453 | 2 | 25 | 9 | E | 9 | 8 | E | 9 | 0 | A | 7 | -14 | A | 7 | 30 | A | 7 | 1001 | A | 7 | 140 | A | 7 | 5.7 | A | 7 | 16100 | B | 7 | 77777 | A | 7 | 0.5 | E | 8 | 0.077 | F | 8 | 0.17 | F | 8 | 0 | 1 | D | 9 | 0 | C | 8
Office - Small | DCV_VFD3 | Office - Small DCV_VFD3 | 1122 | 0.373 | 40 | 0.3 |  | 10 | [17 empty] | 3838100% | 16:00 | 437 | 1410 | 42 | 2 | 9 | 0 | 2 | 21 | 42 | 2 | 9 | 51 | 2 | 9 | 0 | 2 | 21 | 51 | 2 | 9 | 185 | 2 | 25 | 10 | E | 9 | 7 | E | 9 | -1 | A | 7 | -15 | A | 7 | 29 | A | 7 | 1000 | A | 7 | 140 | A | 7 | 4.1 | A | 7 | 16100 | B | 7 | 77777 | A | 7 | 0.6 | E | 8 | 0.077 | F | 8 | 0.17 | F | 8 | 0 | 1 | D | 9 | 0 | C | 8
Religious Building | DCV_VFD3 | Religious BuildingDCV_VFD3 | 1063 | 0.449 | 92 | 0.8 | [19 empty] | 3838100% | 17:00 | 221 | 1410 | 25 | 2 | 9 | 0 | 2 | 21 | 25 | 2 | 9 | 30 | 2 | 9 | 0 | 2 | 21 | 30 | 2 | 9 | 99 | 2 | 25 | 10 | E | 9 | 10 | E | 9 | -1 | A | 7 | -13 | A | 7 | 35 | A | 7 | 1000 | A | 7 | 140 | A | 7 | 3.1 | A | 7 | 16100 | B | 7 | 1500 | A | 7 | 0.9 | E | 8 | 0.077 | F | 8 | 0.17 | F | 8 | 0 | 1 | D | 9 | 0 | C | 8
Restaurant | DCV_VFD3 | RestaurantDCV_VFD3 | 613 | 0.15 | 140 | 1.2 | [19 empty] | 3838100% | 18:00 | 22 | 599 | 0 | 2 | 9 | 0 | 2 | 21 | 0 | 2 | 9 | 0 | 2 | 9 | 0 | 2 | 21 | 0 | 2 | 9 | 0 | 2 | 25 | 10 | E | 9 | 10 | E | 9 | -1 | A | 7 | -13 | A | 7 | 35 | A | 7 | 999 | A | 7 | 140 | A | 7 | 3.1 | A | 7 | 16100 | B | 7 | 1800 | A | 7 | 1.1 | E | 8 | 0.077 | F | 8 | 0.17 | F | 8 | 0 | 1 | D | 9 | 0 | C | 8
Retail - Multistory Large | DCV_VFD3 | Retail - Multistory LargeDCV_VFD3 | 752 | 0.126 | 99 | 0.8 | [19 empty] | 3838100% | 19:00 | 0 | 0 | 0 | 2 | 0 | 0 | 2 | 0 | 0 | 2 | 0 | 0 | 2 | 0 | 0 | 2 | 0 | 0 | 2 | 0 | 0 | 2 | 0 | 10 | E | 9 | 10 | A | 7 | -1 | A | 7 | -11 | A | 7 | 42 | A | 7 | 999 | A | 7 | 150 | A | 7 | 3.6 | A | 7 | 14500 | B | 7 | 1440 | A | 7 | 1.4 | E | 8 | 0.077 | F | 8 | 0.17 | F | 8 | 0 | 1 | D | 9 | 40 | C | 8
Retail - Single-Story Large | DCV_VFD3 | Retail - Single-Story LargeDCV_VFD3 | 777 | 0.179 | 139 | 1.2 | [19 empty] | 3838100% | 20:00 | 0 | 0 | 0 | 2 | 0 | 0 | 2 | 0 | 0 | 2 | 0 | 0 | 2 | 0 | 0 | 2 | 0 | 0 | 2 | 0 | 0 | 2 | 0 | 10 | E | 9 | 10 | E | 9 | -2 | A | 7 | -8 | A | 7 | 60 | A | 7 | 998 | A | 7 | 160 | A | 7 | 1.5 | A | 7 | 11300 | B | 7 | 1080 | A | 7 | 1.5 | E | 8 | 0.077 | F | 8 | 0.17 | F | 8 | 0 | 1 | D | 9 | 71 | C | 8
[26 empty] | 3838100% | 21:00 | 0 | 0 | 0 | 2 | 0 | 0 | 2 | 0 | 0 | 2 | 0 | 0 | 2 | 0 | 0 | 2 | 0 | 0 | 2 | 0 | 0 | 2 | 0 | 10 | E | 9 | 10 | E | 9 | -3 | A | 7 | -6 | A | 7 | 77 | A | 7 | 997 | A | 7 | 170 | A | 7 | 2.6 | A | 7 | 12900 | B | 7 | 1800 | A | 7 | 1.6 | E | 8 | 0.077 | F | 8 | 0.17 | F | 8 | 0 | 1 | D | 9 | 71 | C | 8
Chiller Tune-Up | [25 empty] | 3838100% | 22:00 | 0 | 0 | 0 | 2 | 0 | 0 | 2 | 0 | 0 | 2 | 0 | 0 | 2 | 0 | 0 | 2 | 0 | 0 | 2 | 0 | 0 | 2 | 0 | 10 | E | 9 | 10 | A | 7 | -3 | A | 7 | -5 | A | 7 | 84 | A | 7 | 997 | A | 7 | 140 | A | 7 | 2.6 | A | 7 | 11300 | B | 7 | 1410 | A | 7 | 1.7 | E | 8 | 0.077 | F | 8 | 0.17 | F | 8 | 0 | 1 | D | 9 | 40 | C | 8
[26 empty] | 3838100% | 23:00 | 0 | 0 | 0 | 2 | 0 | 0 | 2 | 0 | 0 | 2 | 0 | 0 | 2 | 0 | 0 | 2 | 0 | 0 | 2 | 0 | 0 | 2 | 0 | 10 | E | 9 | 10 | A | 7 | -3 | A | 7 | -4 | A | 7 | 92 | A | 7 | 996 | A | 7 | 130 | A | 7 | 1.5 | A | 7 | 8000 | B | 7 | 570 | A | 7 | 1.7 | E | 8 | 0.077 | F | 8 | 0.17 | F | 8 | 0 | 1 | D | 9 | 40 | C | 8
Equipment Type |  | ESF |  | EUL | [21 empty] | 3838100% | 24:00 | 0 | 0 | 0 | 2 | 0 | 0 | 2 | 0 | 0 | 2 | 0 | 0 | 2 | 0 | 0 | 2 | 0 | 0 | 2 | 0 | 0 | 2 | 0 | 10 | E | 9 | 10 | E | 9 | -3 | A | 7 | -4 | A | 7 | 92 | A | 7 | 995 | A | 7 | 130 | A | 7 | 1.5 | A | 7 | 4800 | B | 7 | 840 | A | 7 | 1.7 | E | 8 | 0.077 | F | 8 | 0.17 | F | 8 | 0 | 1 | D | 9 | 10 | C | 8
Air Cooled |  | 0.045 |  | 3 | [21 empty] | 3838200% | 1:00 | 0 | 0 | 0 | 2 | 0 | 0 | 2 | 0 | 0 | 2 | 0 | 0 | 2 | 0 | 0 | 2 | 0 | 0 | 2 | 0 | 0 | 2 | 0 | 10 | E | 9 | 10 | E | 9 | -3 | A | 7 | -4 | A | 7 | 92 | A | 7 | 994 | A | 7 | 130 | A | 7 | 1.5 | A | 7 | 4800 | B | 7 | 120 | A | 7 | 1.7 | E | 8 | 0.078 | F | 8 | 0.17 | F | 8 | 0 | 1 | D | 9 | 40 | C | 8
Water Cooled, Positive Displacement | [25 empty] | 3838200% | 2:00 | 0 | 0 | 0 | 2 | 0 | 0 | 2 | 0 | 0 | 2 | 0 | 0 | 2 | 0 | 0 | 2 | 0 | 0 | 2 | 0 | 0 | 2 | 0 | 10 | E | 9 | 10 | E | 9 | -3 | A | 7 | -4 | A | 7 | 92 | A | 7 | 994 | A | 7 | 0 | A | 7 | 0 | A | 7 | 8000 | B | 7 | 180 | A | 7 | 1.6 | E | 8 | 0.078 | F | 8 | 0.17 | F | 8 | 0 | 1 | D | 9 | 10 | C | 8
Water Cooled, Centrifugal | [25 empty] | 3838200% | 3:00 | 0 | 0 | 0 | 2 | 0 | 0 | 2 | 0 | 0 | 2 | 0 | 0 | 2 | 0 | 0 | 2 | 0 | 0 | 2 | 0 | 0 | 2 | 0 | 10 | E | 9 | 10 | E | 9 | -3 | A | 7 | -4 | A | 7 | 92 | A | 7 | 993 | A | 7 | 30 | A | 7 | 1.5 | A | 7 | 6400 | B | 7 | 180 | A | 7 | 1.6 | E | 8 | 0.078 | F | 8 | 0.17 | F | 8 | 0 | 1 | D | 9 | 10 | C | 8
[26 empty] | 3838200% | 4:00 | 0 | 0 | 0 | 2 | 0 | 0 | 2 | 0 | 0 | 2 | 0 | 0 | 2 | 0 | 0 | 2 | 0 | 0 | 2 | 0 | 0 | 2 | 0 | 10 | E | 9 | 10 | E | 9 | -3 | A | 7 | -4 | A | 7 | 92 | A | 7 | 992 | A | 7 | 10 | A | 7 | 2.1 | A | 7 | 4000 | B | 7 | 600 | A | 7 | 1.6 | E | 8 | 0.078 | F | 8 | 0.17 | F | 8 | 0 | 1 | D | 9 | 10 | C | 8
Switch Reluctance Motor | [25 empty] | 3838200% | 5:00 | 0 | 0 | 0 | 2 | 0 | 0 | 2 | 0 | 0 | 2 | 0 | 0 | 2 | 0 | 0 | 2 | 0 | 0 | 2 | 0 | 0 | 2 | 0 | 10 | E | 9 | 10 | E | 9 | -3 | A | 7 | -5 | A | 7 | 84 | A | 7 | 992 | A | 7 | 350 | A | 7 | 3.6 | A | 7 | 3200 | B | 7 | 630 | A | 7 | 1.5 | E | 8 | 0.078 | F | 8 | 0.17 | F | 8 | 0 | 1 | D | 9 | 10 | C | 8
[26 empty] | 3838200% | 6:00 | 0 | 0 | 0 | 2 | 0 | 0 | 2 | 0 | 0 | 2 | 0 | 0 | 2 | 0 | 0 | 2 | 0 | 0 | 2 | 0 | 0 | 2 | 0 | 10 | E | 9 | 10 | E | 9 | -3 | A | 7 | -5 | A | 7 | 84 | A | 7 | 992 | A | 7 | 340 | A | 7 | 2.1 | A | 7 | 3200 | B | 7 | 690 | A | 7 | 1.5 | E | 8 | 0.078 | F | 8 | 0.17 | F | 8 | 0 | 1 | D | 9 | 10 | C | 8
Equipment Type |  | Retrofit Type | Compressor Stage | Concat | ESF |  | EUL | [18 empty] | 3838200% | 7:00 | 0 | 0 | 0 | 2 | 0 | 0 | 2 | 0 | 0 | 2 | 0 | 0 | 2 | 0 | 0 | 2 | 0 | 0 | 2 | 0 | 0 | 2 | 0 | 10 | E | 9 | 10 | E | 9 | -3 | A | 7 | -5 | A | 7 | 84 | A | 7 | 992 | A | 7 | 340 | A | 7 | 2.1 | A | 7 | 2400 | B | 7 | 750 | A | 7 | 1.5 | E | 8 | 0.078 | F | 8 | 0.17 | F | 8 | 0 | 1 | D | 9 | 10 | C | 8
Supply Fan Retrofit Only |  | Supply Fan Retrofit Only | HRSRM on Single Stage Compressor | Supply Fan Retrofit OnlyHRSRM on Single Stage Compressor | 0.585 |  | 12 | [18 empty] | 3838200% | 8:00 | 47 | 905 | 2 | 2 | 9 | 0 | 2 | 21 | 2 | 2 | 9 | 3 | 2 | 9 | 0 | 2 | 21 | 3 | 2 | 9 | 8 | 2 | 25 | 10 | E | 9 | 10 | E | 9 | -3 | A | 7 | -5 | A | 7 | 84 | A | 7 | 992 | A | 7 | 340 | A | 7 | 2.6 | A | 7 | 3200 | B | 7 | 750 | A | 7 | 1.4 | E | 8 | 0.078 | F | 8 | 0.17 | F | 8 | 0 | 1 | D | 9 | 10 | C | 8
Early Replacement |  | Supply Fan Retrofit Only | HRSRM on Single Two Stage Compressor | Supply Fan Retrofit OnlyHRSRM on Single Two Stage Compressor | 0.766 | [20 empty] | 3838200% | 9:00 | 269 | 1410 | 53 | 2 | 9 | 0 | 2 | 21 | 53 | 2 | 9 | 60 | 2 | 9 | 0 | 2 | 21 | 60 | 2 | 9 | 193 | 2 | 25 | 10 | E | 9 | 10 | E | 9 | -3 | A | 7 | -4 | A | 7 | 92 | A | 7 | 993 | A | 7 | 340 | A | 7 | 2.1 | A | 7 | 4800 | B | 7 | 600 | A | 7 | 1.4 | E | 8 | 0.078 | F | 8 | 0.17 | F | 8 | 0 | 1 | D | 9 | 10 | C | 8
|  | Supply Fan Retrofit Only | HRSRM Variable Speed Compressor | Supply Fan Retrofit OnlyHRSRM Variable Speed Compressor | 0.813 | [20 empty] | 3838200% | 10:00 | 477 | 1410 | 244 | 2 | 9 | 219 | 2 | 21 | 169 | 2 | 9 | 261 | 2 | 9 | 206 | 2 | 21 | 191 | 2 | 9 | 385 | 2 | 25 | 10 | E | 9 | 10 | E | 9 | -3 | A | 7 | -4 | A | 7 | 92 | A | 7 | 993 | A | 7 | 320 | A | 7 | 2.6 | A | 7 | 4000 | B | 7 | 900 | A | 7 | 1.3 | E | 8 | 0.078 | F | 8 | 0.17 | F | 8 | 0 | 1 | D | 9 | 10 | C | 8
Compressor Stage |  | Early Replacement | HRSRM on Single Stage Compressor | Early ReplacementHRSRM on Single Stage Compressor | 0.585 | [20 empty] | 3838200% | 11:00 | 636 | 1410 | 71 | 2 | 9 | 0 | 2 | 21 | 71 | 2 | 9 | 86 | 2 | 9 | 0 | 2 | 21 | 86 | 2 | 9 | 331 | 2 | 25 | 10 | E | 9 | 10 | E | 9 | -2 | A | 7 | -4 | A | 7 | 85 | A | 7 | 993 | A | 7 | 320 | A | 7 | 3.1 | A | 7 | 6400 | B | 7 | 1080 | A | 7 | 1.3 | E | 8 | 0.078 | F | 8 | 0.17 | F | 8 | 0 | 1 | D | 9 | 10 | C | 8
HRSRM on Single Stage Compressor |  | Early Replacement | HRSRM on Single Two Stage Compressor | Early ReplacementHRSRM on Single Two Stage Compressor | 0.766 | [20 empty] | 3838200% | 12:00 | 732 | 1410 | 87 | 2 | 9 | 0 | 2 | 21 | 87 | 2 | 9 | 106 | 2 | 9 | 0 | 2 | 21 | 106 | 2 | 9 | 417 | 2 | 25 | 10 | E | 9 | 10 | E | 9 | -1 | A | 7 | -4 | A | 7 | 78 | A | 7 | 993 | A | 7 | 320 | A | 7 | 3.1 | A | 7 | 9700 | B | 7 | 990 | A | 7 | 1.2 | E | 8 | 0.078 | F | 8 | 0.17 | F | 8 | 0 | 1 | D | 9 | 5 | C | 8
HRSRM on Single Two Stage Compressor |  | Early Replacement | HRSRM Variable Speed Compressor | Early ReplacementHRSRM Variable Speed Compressor | 0.813 | [20 empty] | 3838200% | 13:00 | 761 | 1410 | 312 | 2 | 9 | 102 | 2 | 21 | 257 | 2 | 9 | 343 | 2 | 9 | 103 | 2 | 21 | 287 | 2 | 9 | 775 | 2 | 25 | 10 | E | 9 | 10 | E | 9 | 1 | A | 7 | -7 | A | 7 | 51 | A | 7 | 992 | A | 7 | 340 | A | 7 | 6.2 | A | 7 | 16100 | B | 7 | 2400 | A | 7 | 1.2 | E | 8 | 0.078 | F | 8 | 0.17 | F | 8 | 0 | 1 | D | 9 | 0 | C | 8
HRSRM Variable Speed Compressor | [25 empty] | 3838200% | 14:00 | 720 | 1410 | 303 | 2 | 9 | 113 | 2 | 21 | 245 | 2 | 9 | 332 | 2 | 9 | 113 | 2 | 21 | 274 | 2 | 9 | 719 | 2 | 25 | 10 | E | 9 | 10 | A | 7 | 2 | A | 7 | -7 | A | 7 | 48 | A | 7 | 992 | A | 7 | 340 | A | 7 | 4.1 | A | 7 | 16100 | B | 7 | 2400 | A | 7 | 1.1 | E | 8 | 0.078 | F | 8 | 0.17 | F | 8 | 0 | 1 | D | 9 | 0 | C | 8
[26 empty] | 3838200% | 15:00 | 611 | 1410 | 319 | 2 | 9 | 301 | 2 | 21 | 188 | 2 | 9 | 338 | 2 | 9 | 303 | 2 | 21 | 206 | 2 | 9 | 411 | 2 | 25 | 10 | E | 9 | 10 | E | 9 | 2 | A | 7 | -7 | A | 7 | 48 | A | 7 | 992 | A | 7 | 340 | A | 7 | 4.6 | A | 7 | 16100 | B | 7 | 1800 | A | 7 | 1 | E | 8 | 0.078 | F | 8 | 0.17 | F | 8 | 0 | 1 | D | 9 | 0 | C | 8
Duct Sealing and Insulation | [25 empty] | 3838200% | 16:00 | 442 | 1410 | 172 | 2 | 9 | 132 | 2 | 21 | 130 | 2 | 9 | 186 | 2 | 9 | 122 | 2 | 21 | 148 | 2 | 9 | 292 | 2 | 25 | 1 | E | 9 | 1 | E | 9 | 3 | A | 7 | -6 | A | 7 | 49 | A | 7 | 993 | A | 7 | 330 | A | 7 | 3.1 | A | 7 | 16100 | B | 7 | 77777 | A | 7 | 0.9 | E | 8 | 0.078 | F | 8 | 0.17 | F | 8 | 0 | 1 | D | 9 | 0 | C | 8
|  |  |  | Measure from NY TRM V11 | [21 empty] | 3838200% | 17:00 | 226 | 1410 | 118 | 2 | 9 | 301 | 2 | 21 | 69 | 2 | 9 | 119 | 2 | 9 | 201 | 2 | 21 | 86 | 2 | 9 | 129 | 2 | 25 | 0 | E | 9 | 0 | E | 9 | 3 | A | 7 | -7 | A | 7 | 45 | A | 7 | 993 | A | 7 | 330 | A | 7 | 1.5 | A | 7 | 16100 | B | 7 | 77777 | A | 7 | 0.8 | E | 8 | 0.078 | F | 8 | 0.17 | F | 8 | 0 | 1 | D | 9 | 0 | C | 8
Duct Location | TRF cooling | TRF heating |  | Duct System R-Value | [21 empty] | 3838200% | 18:00 | 24 | 646 | 0 | 2 | 9 | 0 | 2 | 21 | 0 | 2 | 9 | 0 | 2 | 9 | 0 | 2 | 21 | 0 | 2 | 9 | 0 | 2 | 25 | 0 | E | 9 | 0 | E | 9 | 1 | A | 7 | -7 | A | 7 | 51 | A | 7 | 994 | A | 7 | 0 | A | 7 | 0 | A | 7 | 16100 | B | 7 | 77777 | A | 7 | 0.7 | E | 8 | 0.078 | F | 8 | 0.17 | F | 8 | 0 | 1 | D | 9 | 0 | C | 8
Attic | 0.1 | 0.1 |  | Uninsulated | [21 empty] | 3838200% | 19:00 | 0 | 0 | 0 | 2 | 0 | 0 | 2 | 0 | 0 | 2 | 0 | 0 | 2 | 0 | 0 | 2 | 0 | 0 | 2 | 0 | 0 | 2 | 0 | 0 | E | 9 | 0 | A | 7 | 0 | A | 7 | -7 | A | 7 | 55 | A | 7 | 994 | A | 7 | 0 | A | 7 | 0 | A | 7 | 16100 | B | 7 | 77777 | A | 7 | 0.6 | E | 8 | 0.078 | F | 8 | 0.17 | F | 8 | 0 | 1 | D | 9 | 0 | C | 8
Garage | 0.1 | 0.1 |  | R-6 | [21 empty] | 3838200% | 20:00 | 0 | 0 | 0 | 2 | 0 | 0 | 2 | 0 | 0 | 2 | 0 | 0 | 2 | 0 | 0 | 2 | 0 | 0 | 2 | 0 | 0 | 2 | 0 | 0 | E | 9 | 0 | E | 9 | -1 | A | 7 | -9 | A | 7 | 50 | A | 7 | 995 | A | 7 | 340 | A | 7 | 3.1 | A | 7 | 16100 | B | 7 | 77777 | A | 7 | 0.6 | E | 8 | 0.078 | F | 8 | 0.17 | F | 8 | 0 | 1 | D | 9 | 0 | C | 8
Crawl space, unvented, uninsulated | 0.6 | 0.6 | [23 empty] | 3838200% | 21:00 | 0 | 0 | 0 | 2 | 0 | 0 | 2 | 0 | 0 | 2 | 0 | 0 | 2 | 0 | 0 | 2 | 0 | 0 | 2 | 0 | 0 | 2 | 0 | 0 | E | 9 | 0 | E | 9 | -1 | A | 7 | -9 | A | 7 | 50 | A | 7 | 995 | A | 7 | 360 | A | 7 | 3.1 | A | 7 | 16100 | B | 7 | 77777 | A | 7 | 0.5 | E | 8 | 0.078 | F | 8 | 0.17 | F | 8 | 0 | 1 | D | 9 | 0 | C | 8
Crawl Space, Unvented, Insulated Building Floor and Crawl Space walls | 0.6 | 0.3 |  | Cooling Type | Heating Type |  | EUL | [18 empty] | 3838200% | 22:00 | 0 | 0 | 0 | 2 | 0 | 0 | 2 | 0 | 0 | 2 | 0 | 0 | 2 | 0 | 0 | 2 | 0 | 0 | 2 | 0 | 0 | 2 | 0 | 1 | E | 9 | 1 | E | 9 | -1 | A | 7 | -11 | A | 7 | 42 | A | 7 | 996 | A | 7 | 350 | A | 7 | 2.6 | A | 7 | 16100 | B | 7 | 77777 | A | 7 | 0.5 | E | 8 | 0.078 | F | 8 | 0.17 | F | 8 | 0 | 1 | D | 9 | 0 | C | 8
Crawl Space, Unvented, Insulated Floor Only | 0.3 | 0.3 |  | AC | Electric Furnace |  | 15 | [18 empty] | 3838200% | 23:00 | 0 | 0 | 0 | 2 | 0 | 0 | 2 | 0 | 0 | 2 | 0 | 0 | 2 | 0 | 0 | 2 | 0 | 0 | 2 | 0 | 0 | 2 | 0 | 0 | E | 9 | 0 | E | 9 | -1 | A | 7 | -11 | A | 7 | 42 | A | 7 | 996 | A | 7 | 360 | A | 7 | 4.6 | A | 7 | 16100 | B | 7 | 77777 | A | 7 | 0.5 | E | 8 | 0.078 | F | 8 | 0.17 | F | 8 | 0 | 1 | D | 9 | 0 | C | 8
Crawl Space, Vented, Uninsulated | 0.6 | 0.55 |  | Heat Pump | Heat Pump | [20 empty] | 3838200% | 24:00 | 0 | 0 | 0 | 2 | 0 | 0 | 2 | 0 | 0 | 2 | 0 | 0 | 2 | 0 | 0 | 2 | 0 | 0 | 2 | 0 | 0 | 2 | 0 | 1 | E | 9 | 1 | E | 9 | -1 | A | 7 | -11 | A | 7 | 42 | A | 7 | 996 | A | 7 | 360 | A | 7 | 5.1 | A | 7 | 16100 | B | 7 | 77777 | A | 7 | 0.5 | E | 8 | 0.078 | F | 8 | 0.17 | F | 8 | 0 | 1 | D | 9 | 0 | C | 8
Crawl Space, Insulated Building Floor and Crawl Space Walls | 0.63 | 0.6 |  | None | Gas | [20 empty] | 3838300% | 1:00 | 0 | 0 | 0 | 2 | 0 | 0 | 2 | 0 | 0 | 2 | 0 | 0 | 2 | 0 | 0 | 2 | 0 | 0 | 2 | 0 | 0 | 2 | 0 | 1 | E | 9 | 1 | E | 9 | -2 | A | 7 | -9 | A | 7 | 55 | A | 7 | 997 | A | 7 | 360 | A | 7 | 5.7 | A | 7 | 16100 | B | 7 | 77777 | A | 7 | 0.5 | E | 8 | 0.078 | F | 8 | 0.17 | F | 8 | 0 | 1 | D | 9 | 0 | C | 8
Crawl Space, Vented, Insulated Floor Only | 0.3 | 0.3 |  | CF from Harrisburg Climate Region | [21 empty] | 3838300% | 2:00 | 0 | 0 | 0 | 2 | 0 | 0 | 2 | 0 | 0 | 2 | 0 | 0 | 2 | 0 | 0 | 2 | 0 | 0 | 2 | 0 | 0 | 2 | 0 | 1 | E | 9 | 1 | E | 9 | -3 | A | 7 | -9 | A | 7 | 60 | A | 7 | 997 | A | 7 | 350 | A | 7 | 5.1 | A | 7 | 16100 | B | 7 | 77777 | A | 7 | 0.5 | E | 8 | 0.078 | F | 8 | 0.17 | F | 8 | 0 | 1 | D | 9 | 0 | C | 8
Basement, Uninsulated | 0.5 | 0.5 |  | CF | [21 empty] | 3838300% | 3:00 | 0 | 0 | 0 | 2 | 0 | 0 | 2 | 0 | 0 | 2 | 0 | 0 | 2 | 0 | 0 | 2 | 0 | 0 | 2 | 0 | 0 | 2 | 0 | 0 | E | 9 | 0 | E | 9 | -4 | A | 7 | -9 | A | 7 | 65 | A | 7 | 998 | A | 7 | 340 | A | 7 | 4.1 | A | 7 | 16100 | B | 7 | 77777 | A | 7 | 0.5 | E | 8 | 0.078 | F | 8 | 0.17 | F | 8 | 0 | 1 | D | 9 | 0 | C | 8
Basement, Insulated Walls | 0.6 | 0.6 |  | 0.451 | [21 empty] | 3838300% | 4:00 | 0 | 0 | 0 | 2 | 0 | 0 | 2 | 0 | 0 | 2 | 0 | 0 | 2 | 0 | 0 | 2 | 0 | 0 | 2 | 0 | 0 | 2 | 0 | 1 | E | 9 | 1 | E | 9 | -4 | A | 7 | -9 | A | 7 | 65 | A | 7 | 998 | A | 7 | 340 | A | 7 | 4.6 | A | 7 | 16100 | B | 7 | 77777 | A | 7 | 0.5 | E | 8 | 0.078 | F | 8 | 0.17 | F | 8 | 0 | 1 | D | 9 | 0 | C | 8
Under-slab | 0.2 | 0.2 | [23 empty] | 3838300% | 5:00 | 0 | 0 | 0 | 2 | 0 | 0 | 2 | 0 | 0 | 2 | 0 | 0 | 2 | 0 | 0 | 2 | 0 | 0 | 2 | 0 | 0 | 2 | 0 | 2 | E | 9 | 2 | E | 9 | -6 | A | 7 | -9 | A | 7 | 77 | A | 7 | 998 | A | 7 | 320 | A | 7 | 4.1 | A | 7 | 16100 | B | 7 | 77777 | A | 7 | 0.5 | E | 8 | 0.078 | F | 8 | 0.17 | F | 8 | 0 | 1 | D | 9 | 0 | C | 8
[26 empty] | 3838300% | 6:00 | 0 | 0 | 0 | 2 | 0 | 0 | 2 | 0 | 0 | 2 | 0 | 0 | 2 | 0 | 0 | 2 | 0 | 0 | 2 | 0 | 0 | 2 | 0 | 2 | E | 9 | 2 | E | 9 | -6 | A | 7 | -9 | A | 7 | 77 | A | 7 | 999 | A | 7 | 330 | A | 7 | 3.1 | A | 7 | 16100 | B | 7 | 77777 | A | 7 | 0.4 | E | 8 | 0.078 | F | 8 | 0.17 | F | 8 | 0 | 1 | D | 9 | 0 | C | 8
Duct Heating Distribution Efficiency in Select Building Types | [25 empty] | 3838300% | 7:00 | 0 | 0 | 0 | 2 | 0 | 0 | 2 | 0 | 0 | 2 | 0 | 0 | 2 | 0 | 0 | 2 | 0 | 0 | 2 | 0 | 0 | 2 | 0 | 1 | E | 9 | 1 | E | 9 | -6 | A | 7 | -9 | A | 7 | 77 | A | 7 | 1000 | A | 7 | 360 | A | 7 | 3.6 | A | 7 | 14500 | B | 7 | 77777 | A | 7 | 0.4 | E | 8 | 0.078 | F | 8 | 0.17 | F | 8 | 0 | 1 | D | 9 | 0 | C | 8
Duct Total Leakage % | Duct System R-Value | Facility Type | Concat | Distribution System Efficiency Cooling | Distribution System Efficiency Heating |  | Building Type (MD) | Building Type (NY) | [17 empty] | 3838300% | 8:00 | 50 | 904 | 5 | 2 | 9 | 87 | 2 | 21 | 3 | 2 | 9 | 9 | 2 | 9 | 51 | 2 | 21 | 6 | 2 | 9 | 11 | 2 | 25 | 1 | E | 9 | 1 | E | 9 | -7 | A | 7 | -9 | A | 7 | 84 | A | 7 | 1001 | A | 7 | 320 | A | 7 | 3.6 | A | 7 | 11300 | B | 7 | 77777 | A | 7 | 0.4 | E | 8 | 0.078 | F | 8 | 0.17 | F | 8 | 0 | 1 | D | 9 | 0 | C | 8
8% | Uninsulated | Assembly | 0.08UninsulatedAssembly | 0.877 | 0.902 |  | Assembly | Assembly | [17 empty] | 3838300% | 9:00 | 273 | 1409 | 140 | 2 | 9 | 316 | 2 | 21 | 78 | 2 | 9 | 142 | 2 | 9 | 233 | 2 | 21 | 97 | 2 | 9 | 146 | 2 | 25 | 0 | E | 9 | 0 | E | 9 | -4 | A | 7 | -9 | A | 7 | 65 | A | 7 | 1002 | A | 7 | 340 | A | 7 | 4.6 | A | 7 | 12900 | B | 7 | 77777 | A | 7 | 0.4 | E | 8 | 0.078 | F | 8 | 0.17 | F | 8 | 0 | 1 | D | 9 | 0 | C | 8
15% | Uninsulated | Assembly | 0.15UninsulatedAssembly | 0.866 | 0.871 |  | Education - Community College | Other | [17 empty] | 3838300% | 10:00 | 482 | 1409 | 327 | 2 | 9 | 683 | 2 | 21 | 92 | 2 | 9 | 336 | 2 | 9 | 621 | 2 | 21 | 123 | 2 | 9 | 172 | 2 | 25 | 0 | E | 9 | 0 | E | 9 | -1 | A | 7 | -8 | A | 7 | 55 | A | 7 | 1002 | A | 7 | 340 | A | 7 | 3.6 | A | 7 | 16100 | B | 7 | 77777 | A | 7 | 0.3 | E | 8 | 0.078 | F | 8 | 0.17 | F | 8 | 0 | 1 | D | 9 | 0 | C | 8
20% | Uninsulated | Assembly | 0.2UninsulatedAssembly | 0.856 | 0.851 |  | Education - Primary School | Other | [17 empty] | 3838300% | 11:00 | 641 | 1409 | 452 | 2 | 9 | 813 | 2 | 21 | 81 | 2 | 9 | 471 | 2 | 9 | 787 | 2 | 21 | 112 | 2 | 9 | 167 | 2 | 25 | 0 | E | 9 | 0 | E | 9 | -1 | A | 7 | -7 | A | 7 | 60 | A | 7 | 1003 | A | 7 | 320 | A | 7 | 4.1 | A | 7 | 9700 | B | 7 | 77777 | A | 7 | 0.3 | E | 8 | 0.078 | F | 8 | 0.17 | F | 8 | 0 | 1 | D | 9 | 5 | C | 8
25% | Uninsulated | Assembly | 0.25UninsulatedAssembly | 0.846 | 0.831 |  | Education - Relocatable Classroom | Other | [17 empty] | 3838300% | 12:00 | 738 | 1409 | 514 | 2 | 9 | 780 | 2 | 21 | 104 | 2 | 9 | 531 | 2 | 9 | 764 | 2 | 21 | 129 | 2 | 9 | 213 | 2 | 25 | 0 | E | 9 | 0 | E | 9 | 1 | A | 7 | -8 | A | 7 | 47 | A | 7 | 1002 | A | 7 | 360 | A | 7 | 2.1 | A | 7 | 9700 | B | 7 | 77777 | A | 7 | 0.3 | E | 8 | 0.078 | F | 8 | 0.17 | F | 8 | 0 | 1 | D | 9 | 5 | C | 8
30% | Uninsulated | Assembly | 0.3UninsulatedAssembly | 0.835 | 0.812 |  | Education - Secondary School | Other | [17 empty] | 3838300% | 13:00 | 767 | 1409 | 529 | 2 | 9 | 708 | 2 | 21 | 142 | 2 | 9 | 551 | 2 | 9 | 702 | 2 | 21 | 168 | 2 | 9 | 310 | 2 | 25 | 0 | B | 8 | 0 | B | 8 | 1.8 | B | 8 | -8.1 | B | 8 | 44 | A | 7 | 1002 | B | 8 | 340 | B | 8 | 2.1 | B | 8 | 11833 | C | 8 | 77777 | B | 8 | 0.3 | E | 8 | 0.078 | F | 8 | 0.17 | F | 8 | 0 | 1 | D | 9 | 0 | C | 8
8% | R-6 | Assembly | 0.08R-6Assembly | 0.955 | 0.94 |  | Education - University | Other | [17 empty] | 3838300% | 14:00 | 725 | 1409 | 553 | 2 | 9 | 805 | 2 | 21 | 138 | 2 | 9 | 576 | 2 | 9 | 791 | 2 | 21 | 167 | 2 | 9 | 291 | 2 | 25 | 0 | B | 8 | 0 | B | 8 | 2.7 | B | 8 | -7.8 | B | 8 | 43 | A | 7 | 1002 | B | 8 | 330 | B | 8 | 2.1 | B | 8 | 13966 | C | 8 | 77777 | B | 8 | 0.3 | E | 8 | 0.078 | F | 8 | 0.17 | F | 8 | 0 | 1 | D | 9 | 0 | C | 8
15% | R-6 | Assembly | 0.15R-6Assembly | 0.939 | 0.907 |  | Grocery | Other | [17 empty] | 3838300% | 15:00 | 617 | 1409 | 448 | 2 | 9 | 855 | 2 | 21 | 72 | 2 | 9 | 470 | 2 | 9 | 826 | 2 | 21 | 107 | 2 | 9 | 153 | 2 | 25 | 0 | E | 9 | 0 | E | 9 | 3 | A | 7 | -8 | A | 7 | 41 | A | 7 | 1001 | A | 7 | 310 | A | 7 | 2.1 | A | 7 | 16100 | B | 7 | 77777 | A | 7 | 0.3 | E | 8 | 0.078 | F | 8 | 0.17 | F | 8 | 0 | 1 | D | 9 | 5 | C | 8
20% | R-6 | Assembly | 0.2R-6Assembly | 0.927 | 0.884 |  | Health/Medical - Hospital | Other | [17 empty] | 3838300% | 16:00 | 448 | 1409 | 292 | 2 | 9 | 738 | 2 | 21 | 57 | 2 | 9 | 303 | 2 | 9 | 669 | 2 | 21 | 89 | 2 | 9 | 114 | 2 | 25 | 0 | E | 9 | 0 | E | 9 | 3 | A | 7 | -8 | A | 7 | 41 | A | 7 | 1001 | A | 7 | 360 | B | 8 | 1.5 | A | 7 | 16100 | B | 7 | 77777 | A | 7 | 0.3 | E | 8 | 0.078 | F | 8 | 0.17 | F | 8 | 0 | 1 | D | 9 | 0 | C | 8
25% | R-6 | Assembly | 0.25R-6Assembly | 0.913 | 0.863 |  | Health/Medical - Nursing Home | Other | [17 empty] | 3838300% | 17:00 | 232 | 1409 | 123 | 2 | 9 | 509 | 2 | 21 | 39 | 2 | 9 | 127 | 2 | 9 | 361 | 2 | 21 | 67 | 2 | 9 | 71 | 2 | 25 | 2 | E | 9 | 2 | E | 9 | 2 | A | 7 | -8 | A | 7 | 44 | A | 7 | 1002 | A | 7 | 50 | A | 7 | 1.5 | A | 7 | 16100 | B | 7 | 77777 | A | 7 | 0.4 | E | 8 | 0.078 | F | 8 | 0.17 | F | 8 | 0 | 1 | D | 9 | 0 | C | 8
30% | R-6 | Assembly | 0.3R-6Assembly | 0.899 | 0.842 |  | Lodging - Hotel | Other | [17 empty] | 3838300% | 18:00 | 26 | 669 | 0 | 2 | 9 | 0 | 2 | 21 | 0 | 2 | 9 | 0 | 2 | 9 | 0 | 2 | 21 | 0 | 2 | 9 | 0 | 2 | 25 | 1 | E | 9 | 1 | E | 9 | 1 | A | 7 | -8 | A | 7 | 47 | A | 7 | 1002 | A | 7 | 30 | A | 7 | 1.5 | A | 7 | 16100 | B | 7 | 77777 | A | 7 | 0.4 | E | 8 | 0.078 | F | 8 | 0.17 | F | 8 | 0 | 1 | D | 9 | 0 | C | 8
8% | Uninsulated | Full Service Restaurant | 0.08UninsulatedFull Service Restaurant | 0.831 | 0.813 |  | Manufacturing – Bio Tech/High Tech | Other | [17 empty] | 3838300% | 19:00 | 0 | 0 | 0 | 2 | 0 | 0 | 2 | 0 | 0 | 2 | 0 | 0 | 2 | 0 | 0 | 2 | 0 | 0 | 2 | 0 | 0 | 2 | 0 | 4 | B | 8 | 4 | B | 8 | 0 | B | 8 | -7.9 | B | 8 | 51 | A | 7 | 1002 | B | 8 | 20 | B | 8 | 0.8 | B | 8 | 16100 | C | 8 | 77777 | B | 8 | 0.4 | E | 8 | 0.078 | F | 8 | 0.17 | F | 8 | 0 | 1 | D | 9 | 0 | C | 8
15% | Uninsulated | Full Service Restaurant | 0.15UninsulatedFull Service Restaurant | 0.828 | 0.786 |  | Manufacturing – 1 Shift/Light Industrial | Other | [17 empty] | 3838300% | 20:00 | 0 | 0 | 0 | 2 | 0 | 0 | 2 | 0 | 0 | 2 | 0 | 0 | 2 | 0 | 0 | 2 | 0 | 0 | 2 | 0 | 0 | 2 | 0 | 8 | E | 9 | 7 | E | 9 | -1 | A | 7 | -8 | A | 7 | 55 | A | 7 | 1002 | A | 7 | 0 | A | 7 | 0 | A | 7 | 16100 | B | 7 | 77777 | A | 7 | 0.4 | E | 8 | 0.078 | F | 8 | 0.17 | F | 8 | 0 | 1 | D | 9 | 0 | C | 8
20% | Uninsulated | Full Service Restaurant | 0.2UninsulatedFull Service Restaurant | 0.824 | 0.768 |  | Multi-Family (Common Areas) | Other | [17 empty] | 3838300% | 21:00 | 0 | 0 | 0 | 2 | 0 | 0 | 2 | 0 | 0 | 2 | 0 | 0 | 2 | 0 | 0 | 2 | 0 | 0 | 2 | 0 | 0 | 2 | 0 | 6 | E | 9 | 6 | E | 9 | -1 | A | 7 | -8 | A | 7 | 55 | A | 7 | 1002 | A | 7 | 100 | A | 7 | 2.1 | A | 7 | 16100 | B | 7 | 77777 | A | 7 | 0.4 | E | 8 | 0.078 | F | 8 | 0.17 | F | 8 | 0 | 1 | D | 9 | 0 | C | 8
25% | Uninsulated | Full Service Restaurant | 0.25UninsulatedFull Service Restaurant | 0.82 | 0.751 |  | Office - Large | Other | [17 empty] | 3838300% | 22:00 | 0 | 0 | 0 | 2 | 0 | 0 | 2 | 0 | 0 | 2 | 0 | 0 | 2 | 0 | 0 | 2 | 0 | 0 | 2 | 0 | 0 | 2 | 0 | 2 | E | 9 | 2 | E | 9 | -1.8 | A | 7 | -8.2 | A | 7 | 55 | A | 7 | 1002 | A | 7 | 100 | A | 7 | 2.6 | A | 7 | 16100 | B | 7 | 77777 | A | 7 | 0.4 | E | 8 | 0.078 | F | 8 | 0.17 | F | 8 | 0 | 1 | D | 9 | 0 | C | 8
30% | Uninsulated | Full Service Restaurant | 0.3UninsulatedFull Service Restaurant | 0.815 | 0.734 |  | Office - Small | Other | [17 empty] | 3838300% | 23:00 | 0 | 0 | 0 | 2 | 0 | 0 | 2 | 0 | 0 | 2 | 0 | 0 | 2 | 0 | 0 | 2 | 0 | 0 | 2 | 0 | 0 | 2 | 0 | 4 | E | 9 | 4 | E | 9 | -2.8 | A | 7 | -8.5 | A | 7 | 65 | A | 7 | 1002 | A | 7 | 0 | A | 7 | 3.2 | A | 7 | 14500 | B | 7 | 77777 | A | 7 | 0.4 | E | 8 | 0.078 | F | 8 | 0.17 | F | 8 | 0 | 1 | D | 9 | 0 | C | 8
8% | R-6 | Full Service Restaurant | 0.08R-6Full Service Restaurant | 0.961 | 0.903 |  | Restaurant - Fast-Food | Full Service Restaurant | [17 empty] | 3838300% | 24:00 | 0 | 0 | 0 | 2 | 0 | 0 | 2 | 0 | 0 | 2 | 0 | 0 | 2 | 0 | 0 | 2 | 0 | 0 | 2 | 0 | 0 | 2 | 0 | 5 | E | 9 | 5 | E | 9 | -3.7 | A | 7 | -8.8 | A | 7 | 65 | A | 7 | 1002 | A | 7 | 60 | A | 7 | 3.7 | A | 7 | 14500 | B | 7 | 77777 | A | 7 | 0.4 | E | 8 | 0.078 | F | 8 | 0.17 | F | 8 | 0 | 1 | D | 9 | 0 | C | 8
15% | R-6 | Full Service Restaurant | 0.15R-6Full Service Restaurant | 0.958 | 0.864 |  | Restaurant - Sit-Down | Full Service Restaurant | [17 empty] | 3327000% | 1:00 | 0 | 0 | 0 | 1 | 0 | 0 | 1 | 0 | 0 | 1 | 0 | 0 | 1 | 0 | 0 | 1 | 0 | 0 | 1 | 0 | 0 | 1 | 0 | 1 | B | 8 | 1 | B | 8 | -4.6 | B | 8 | -9.2 | B | 8 | 76 | A | 7 | 987 | E | 9 | 280 | B | 8 | 4.3 | B | 8 | 17000 | C | 8 | 77777 | B | 8 | 0.6 | E | 8 | 0.079 | F | 8 | 0.16 | F | 8 | 0 | 1 | D | 9 | 0 | C | 8
20% | R-6 | Full Service Restaurant | 0.2R-6Full Service Restaurant | 0.953 | 0.839 |  | Retail - Multistory Large | Other | [17 empty] | 3327000% | 2:00 | 0 | 0 | 0 | 1 | 0 | 0 | 1 | 0 | 0 | 1 | 0 | 0 | 1 | 0 | 0 | 1 | 0 | 0 | 1 | 0 | 0 | 1 | 0 | 1 | B | 8 | 1 | B | 8 | -5.5 | B | 8 | -9.5 | B | 8 | 77 | A | 7 | 987 | E | 9 | 270 | B | 8 | 4.8 | B | 8 | 19500 | C | 8 | 77777 | B | 8 | 0.6 | E | 8 | 0.079 | F | 8 | 0.16 | F | 8 | 0 | 1 | D | 9 | 0 | C | 8
25% | R-6 | Full Service Restaurant | 0.25R-6Full Service Restaurant | 0.946 | 0.815 |  | Retail - Single-Story Large | Other | [17 empty] | 3327000% | 3:00 | 0 | 0 | 0 | 1 | 0 | 0 | 1 | 0 | 0 | 1 | 0 | 0 | 1 | 0 | 0 | 1 | 0 | 0 | 1 | 0 | 0 | 1 | 0 | 1 | B | 8 | 1 | B | 8 | -6.5 | B | 8 | -9.8 | B | 8 | 78 | A | 7 | 987 | E | 9 | 270 | B | 8 | 5.4 | B | 8 | 22000 | C | 8 | 77777 | B | 8 | 0.6 | E | 8 | 0.079 | F | 8 | 0.16 | F | 8 | 0 | 1 | D | 9 | 0 | C | 8
30% | R-6 | Full Service Restaurant | 0.3R-6Full Service Restaurant | 0.937 | 0.793 |  | Retail - Small | Small Retail | [17 empty] | 3327000% | 4:00 | 0 | 0 | 0 | 1 | 0 | 0 | 1 | 0 | 0 | 1 | 0 | 0 | 1 | 0 | 0 | 1 | 0 | 0 | 1 | 0 | 0 | 1 | 0 | 1 | B | 8 | 1 | B | 8 | -7.5 | B | 8 | -10.2 | B | 8 | 79 | A | 7 | 987 | E | 9 | 260 | B | 8 | 5.9 | B | 8 | 24500 | C | 8 | 77777 | B | 8 | 0.5 | E | 8 | 0.079 | F | 8 | 0.16 | F | 8 | 0 | 1 | D | 9 | 0 | C | 8
8% | Uninsulated | Small Retail | 0.08UninsulatedSmall Retail | 0.824 | 0.649 |  | Storage - Conditioned | Other | [17 empty] | 3327000% | 5:00 | 0 | 0 | 0 | 1 | 0 | 0 | 1 | 0 | 0 | 1 | 0 | 0 | 1 | 0 | 0 | 1 | 0 | 0 | 1 | 0 | 0 | 1 | 0 | 0 | B | 8 | 0 | B | 8 | -7.6 | B | 8 | -10.1 | B | 8 | 80 | A | 7 | 987 | E | 9 | 260 | B | 8 | 6 | B | 8 | 27000 | C | 8 | 77777 | B | 8 | 0.5 | E | 8 | 0.079 | F | 8 | 0.16 | F | 8 | 0 | 1 | D | 9 | 0 | C | 8
15% | Uninsulated | Small Retail | 0.15UninsulatedSmall Retail | 0.817 | 0.616 |  | Warehouse - Refrigerated | Other | [17 empty] | 3327000% | 6:00 | 0 | 0 | 0 | 1 | 0 | 0 | 1 | 0 | 0 | 1 | 0 | 0 | 1 | 0 | 0 | 1 | 0 | 0 | 1 | 0 | 0 | 1 | 0 | 0 | B | 8 | 0 | B | 8 | -7.5 | B | 8 | -10.1 | B | 8 | 80 | A | 7 | 987 | E | 9 | 250 | B | 8 | 6.1 | B | 8 | 29500 | C | 8 | 77777 | B | 8 | 0.4 | E | 8 | 0.079 | F | 8 | 0.16 | F | 8 | 0 | 1 | D | 9 | 0 | C | 8
20% | Uninsulated | Small Retail | 0.2UninsulatedSmall Retail | 0.811 | 0.595 |  | Other | Other | [17 empty] | 3327000% | 7:00 | 0 | 0 | 0 | 1 | 0 | 0 | 1 | 0 | 0 | 1 | 0 | 0 | 1 | 0 | 0 | 1 | 0 | 0 | 1 | 0 | 0 | 1 | 0 | 0 | A | 7 | 0 | E | 9 | -7.7 | A | 7 | -9.3 | A | 7 | 87 | A | 7 | 987 | E | 9 | 250 | A | 7 | 6.2 | A | 7 | 32000 | B | 7 | 77777 | A | 7 | 0.4 | E | 8 | 0.079 | F | 8 | 0.16 | F | 8 | 0 | 1 | D | 9 | 0 | C | 8
25% | Uninsulated | Small Retail | 0.25UninsulatedSmall Retail | 0.804 | 0.574 | [20 empty] | 3327000% | 8:00 | 51 | 928 | 16 | 1 | 24 | 133 | 1 | 27 | 8 | 1 | 24 | 17 | 1 | 24 | 72 | 1 | 27 | 13 | 1 | 24 | 19 | 1 | 43 | 3 | A | 7 | 3 | E | 9 | -6.6 | A | 7 | -9.3 | A | 7 | 79 | A | 7 | 987 | E | 9 | 260 | A | 7 | 6.2 | A | 7 | 32000 | B | 7 | 77777 | A | 7 | 0.4 | E | 8 | 0.079 | F | 8 | 0.16 | F | 8 | 0 | 1 | D | 9 | 0 | C | 8
30% | Uninsulated | Small Retail | 0.3UninsulatedSmall Retail | 0.796 | 0.556 | [20 empty] | 3327000% | 9:00 | 274 | 1409 | 153 | 1 | 24 | 578 | 1 | 27 | 40 | 1 | 24 | 155 | 1 | 24 | 454 | 1 | 27 | 67 | 1 | 24 | 75 | 1 | 43 | 2 | A | 7 | 2 | E | 9 | -3.8 | A | 7 | -7.7 | A | 7 | 72 | A | 7 | 987 | E | 9 | 250 | A | 7 | 4.6 | A | 7 | 32000 | B | 7 | 77777 | A | 7 | 0.4 | E | 8 | 0.079 | F | 8 | 0.16 | F | 8 | 0 | 1 | D | 9 | 0 | C | 8
8% | R-6 | Small Retail | 0.08R-6Small Retail | 0.931 | 0.787 | [20 empty] | 3327000% | 10:00 | 484 | 1409 | 200 | 1 | 24 | 201 | 1 | 27 | 131 | 1 | 24 | 213 | 1 | 24 | 190 | 1 | 27 | 147 | 1 | 24 | 266 | 1 | 43 | 9 | A | 7 | 8 | E | 9 | -2.7 | A | 7 | -6.6 | A | 7 | 72 | A | 7 | 987 | E | 9 | 140 | A | 7 | 2.6 | A | 7 | 32000 | B | 7 | 77777 | A | 7 | 0.4 | E | 8 | 0.079 | F | 8 | 0.16 | F | 8 | 0 | 1 | D | 9 | 0 | C | 8
15% | R-6 | Small Retail | 0.15R-6Small Retail | 0.92 | 0.736 | [20 empty] | 3327000% | 11:00 | 642 | 1409 | 366 | 1 | 24 | 297 | 1 | 27 | 230 | 1 | 24 | 384 | 1 | 24 | 302 | 1 | 27 | 246 | 1 | 24 | 529 | 1 | 43 | 9 | A | 7 | 7 | E | 9 | -1.6 | A | 7 | -6.6 | A | 7 | 65 | A | 7 | 987 | E | 9 | 270 | A | 7 | 2.6 | A | 7 | 32000 | B | 7 | 77777 | A | 7 | 0.4 | E | 8 | 0.079 | F | 8 | 0.16 | F | 8 | 0 | 1 | D | 9 | 0 | C | 8
20% | R-6 | Small Retail | 0.2R-6Small Retail | 0.911 | 0.704 | [20 empty] | 3327000% | 12:00 | 740 | 1409 | 204 | 1 | 24 | 0 | 1 | 27 | 204 | 1 | 24 | 233 | 1 | 24 | 0 | 1 | 27 | 233 | 1 | 24 | 830 | 1 | 43 | 10 | A | 7 | 10 | E | 9 | -0.5 | A | 7 | -6 | A | 7 | 63 | A | 7 | 987 | E | 9 | 240 | A | 7 | 2.6 | A | 7 | 32000 | B | 7 | 77777 | A | 7 | 0.4 | E | 8 | 0.079 | F | 8 | 0.16 | F | 8 | 0 | 1 | D | 9 | 0 | C | 8
25% | R-6 | Small Retail | 0.25R-6Small Retail | 0.901 | 0.674 | [20 empty] | 3327000% | 13:00 | 769 | 1409 | 213 | 1 | 24 | 0 | 1 | 27 | 213 | 1 | 24 | 244 | 1 | 24 | 0 | 1 | 27 | 244 | 1 | 24 | 874 | 1 | 43 | 10 | A | 7 | 10 | E | 9 | 0.6 | A | 7 | -5.5 | A | 7 | 60 | A | 7 | 987 | E | 9 | 290 | A | 7 | 2.6 | A | 7 | 32000 | B | 7 | 7500 | A | 7 | 0.4 | E | 8 | 0.079 | F | 8 | 0.16 | F | 8 | 0 | 1 | D | 9 | 0 | C | 8
30% | R-6 | Small Retail | 0.3R-6Small Retail | 0.891 | 0.646 | [20 empty] | 3327000% | 14:00 | 727 | 1409 | 201 | 1 | 24 | 0 | 1 | 27 | 201 | 1 | 24 | 229 | 1 | 24 | 0 | 1 | 27 | 229 | 1 | 24 | 813 | 1 | 43 | 10 | A | 7 | 10 | E | 9 | 1.1 | A | 7 | -4.3 | A | 7 | 64 | A | 7 | 987 | E | 9 | 250 | A | 7 | 4.6 | A | 7 | 32000 | B | 7 | 7500 | A | 7 | 0.4 | E | 8 | 0.079 | F | 8 | 0.16 | F | 8 | 0 | 1 | D | 9 | 0 | C | 8
8% | Uninsulated | Other | 0.08UninsulatedOther | 0.846 | 0.792 | [20 empty] | 3327000% | 15:00 | 619 | 1409 | 257 | 1 | 25 | 73 | 1 | 28 | 225 | 1 | 25 | 282 | 1 | 25 | 72 | 1 | 28 | 250 | 1 | 25 | 613 | 1 | 45 | 10 | B | 8 | 9 | B | 8 | 2 | B | 8 | -3.9 | B | 8 | 62 | A | 7 | 987 | E | 9 | 210 | B | 8 | 4.4 | B | 8 | 32000 | C | 8 | 7500 | B | 8 | 0.5 | E | 8 | 0.079 | F | 8 | 0.16 | F | 8 | 0 | 1 | D | 9 | 0 | C | 8
15% | Uninsulated | Other | 0.15UninsulatedOther | 0.838 | 0.763 | [20 empty] | 3327000% | 16:00 | 450 | 1409 | 199 | 1 | 24 | 252 | 1 | 27 | 118 | 1 | 24 | 212 | 1 | 24 | 233 | 1 | 27 | 137 | 1 | 24 | 235 | 1 | 43 | 9 | A | 7 | 8 | E | 9 | 2.2 | A | 7 | -3.8 | A | 7 | 62 | A | 7 | 987 | E | 9 | 160 | A | 7 | 4.1 | A | 7 | 32000 | B | 7 | 7500 | A | 7 | 0.5 | E | 8 | 0.079 | F | 8 | 0.16 | F | 8 | 0 | 1 | D | 9 | 0 | C | 8
20% | Uninsulated | Other | 0.2UninsulatedOther | 0.831 | 0.743 | [20 empty] | 3327000% | 17:00 | 234 | 1409 | 84 | 1 | 24 | 58 | 1 | 27 | 74 | 1 | 24 | 91 | 1 | 24 | 45 | 1 | 27 | 84 | 1 | 24 | 172 | 1 | 43 | 9 | A | 7 | 7 | E | 9 | 2.2 | A | 7 | -3.8 | A | 7 | 62 | A | 7 | 987 | E | 9 | 150 | A | 7 | 3.6 | A | 7 | 32000 | B | 7 | 7500 | A | 7 | 0.5 | E | 8 | 0.079 | F | 8 | 0.16 | F | 8 | 0 | 1 | D | 9 | 0 | C | 8
25% | Uninsulated | Other | 0.25UninsulatedOther | 0.824 | 0.724 | [20 empty] | 3327000% | 18:00 | 27 | 669 | 10 | 1 | 24 | 106 | 1 | 27 | 5 | 1 | 24 | 11 | 1 | 24 | 53 | 1 | 27 | 8 | 1 | 24 | 13 | 1 | 43 | 3 | A | 7 | 3 | E | 9 | 1.1 | A | 7 | -4.1 | B | 8 | 66 | A | 7 | 987 | E | 9 | 140 | A | 7 | 2.6 | A | 7 | 24000 | B | 7 | 77777 | A | 7 | 0.5 | E | 8 | 0.079 | F | 8 | 0.16 | F | 8 | 0 | 1 | D | 9 | 0 | C | 8
30% | Uninsulated | Other | 0.3UninsulatedOther | 0.816 | 0.707 | [20 empty] | 3327000% | 19:00 | 0 | 0 | 0 | 1 | 0 | 0 | 1 | 0 | 0 | 1 | 0 | 0 | 1 | 0 | 0 | 1 | 0 | 0 | 1 | 0 | 0 | 1 | 0 | 2 | A | 7 | 2 | E | 9 | -0.5 | A | 7 | -4.5 | B | 8 | 71 | A | 7 | 987 | E | 9 | 150 | A | 7 | 2.6 | A | 7 | 24000 | B | 7 | 77777 | A | 7 | 0.5 | E | 8 | 0.079 | F | 8 | 0.16 | F | 8 | 0 | 1 | D | 9 | 0 | C | 8
8% | R-6 | Other | 0.08R-6Other | 0.949 | 0.882 | [20 empty] | 3327000% | 20:00 | 0 | 0 | 0 | 1 | 0 | 0 | 1 | 0 | 0 | 1 | 0 | 0 | 1 | 0 | 0 | 1 | 0 | 0 | 1 | 0 | 0 | 1 | 0 | 3 | A | 7 | 3 | E | 9 | -2.1 | A | 7 | -4.8 | B | 8 | 80 | A | 7 | 987 | E | 9 | 0 | A | 7 | 0 | A | 7 | 24000 | B | 7 | 77777 | A | 7 | 0.5 | E | 8 | 0.079 | F | 8 | 0.16 | F | 8 | 0 | 1 | D | 9 | 0 | C | 8
15% | R-6 | Other | 0.15R-6Other | 0.937 | 0.841 | [20 empty] | 3327000% | 21:00 | 0 | 0 | 0 | 1 | 0 | 0 | 1 | 0 | 0 | 1 | 0 | 0 | 1 | 0 | 0 | 1 | 0 | 0 | 1 | 0 | 0 | 1 | 0 | 2 | A | 7 | 2 | E | 9 | -1.6 | A | 7 | -5.8 | B | 8 | 70 | A | 7 | 987 | E | 9 | 190 | A | 7 | 2.1 | A | 7 | 24000 | B | 7 | 77777 | A | 7 | 0.5 | E | 8 | 0.079 | F | 8 | 0.16 | F | 8 | 0 | 1 | D | 9 | 0 | C | 8
20% | R-6 | Other | 0.2R-6Other | 0.928 | 0.815 | [20 empty] | 3327000% | 22:00 | 0 | 0 | 0 | 1 | 0 | 0 | 1 | 0 | 0 | 1 | 0 | 0 | 1 | 0 | 0 | 1 | 0 | 0 | 1 | 0 | 0 | 1 | 0 | 3 | A | 7 | 3 | E | 9 | -1 | A | 7 | -5.9 | B | 8 | 66 | A | 7 | 987 | E | 9 | 170 | A | 7 | 1.5 | A | 7 | 24000 | B | 7 | 77777 | A | 7 | 0.5 | E | 8 | 0.079 | F | 8 | 0.16 | F | 8 | 0 | 1 | D | 9 | 0 | C | 8
25% | R-6 | Other | 0.25R-6Other | 0.917 | 0.79 | [20 empty] | 3327000% | 23:00 | 0 | 0 | 0 | 1 | 0 | 0 | 1 | 0 | 0 | 1 | 0 | 0 | 1 | 0 | 0 | 1 | 0 | 0 | 1 | 0 | 0 | 1 | 0 | 2 | A | 7 | 2 | E | 9 | -1 | A | 7 | -6.1 | B | 8 | 65 | A | 7 | 987 | E | 9 | 0 | A | 7 | 0 | A | 7 | 24000 | B | 7 | 77777 | A | 7 | 0.6 | E | 8 | 0.079 | F | 8 | 0.16 | F | 8 | 0 | 1 | D | 9 | 0 | C | 8
30% | R-6 | Other | 0.3R-6Other | 0.905 | 0.767 | [20 empty] | 3327000% | 24:00 | 0 | 0 | 0 | 1 | 0 | 0 | 1 | 0 | 0 | 1 | 0 | 0 | 1 | 0 | 0 | 1 | 0 | 0 | 1 | 0 | 0 | 1 | 0 | 3 | B | 8 | 2 | B | 8 | -1.5 | B | 8 | -6.5 | B | 8 | 65 | A | 7 | 987 | E | 9 | 10 | B | 8 | 0.1 | B | 8 | 24888 | C | 8 | 20389 | B | 8 | 0.6 | E | 8 | 0.079 | F | 8 | 0.16 | F | 8 | 0 | 1 | D | 9 | 0 | C | 8
[26 empty] | 3327100% | 1:00 | 0 | 0 | 0 | 1 | 0 | 0 | 1 | 0 | 0 | 1 | 0 | 0 | 1 | 0 | 0 | 1 | 0 | 0 | 1 | 0 | 0 | 1 | 0 | 3 | B | 8 | 2 | B | 8 | -2 | B | 8 | -6.4 | B | 8 | 69 | A | 7 | 987 | E | 9 | 30 | B | 8 | 0.1 | B | 8 | 25777 | C | 8 | 18778 | B | 8 | 0.6 | E | 8 | 0.08 | F | 8 | 0.16 | F | 8 | 0 | 1 | D | 9 | 0 | C | 8
Electric Chiller | [25 empty] | 3327100% | 2:00 | 0 | 0 | 0 | 1 | 0 | 0 | 1 | 0 | 0 | 1 | 0 | 0 | 1 | 0 | 0 | 1 | 0 | 0 | 1 | 0 | 0 | 1 | 0 | 4 | B | 8 | 2 | B | 8 | -2.4 | B | 8 | -6.8 | B | 8 | 69 | A | 7 | 987 | E | 9 | 40 | B | 8 | 0.2 | B | 8 | 26666 | C | 8 | 17167 | B | 8 | 0.6 | E | 8 | 0.08 | F | 8 | 0.16 | F | 8 | 0 | 1 | D | 9 | 0 | C | 8
[26 empty] | 3327100% | 3:00 | 0 | 0 | 0 | 1 | 0 | 0 | 1 | 0 | 0 | 1 | 0 | 0 | 1 | 0 | 0 | 1 | 0 | 0 | 1 | 0 | 0 | 1 | 0 | 4 | B | 8 | 2 | B | 8 | -2.8 | B | 8 | -7 | B | 8 | 70 | A | 7 | 987 | E | 9 | 60 | B | 8 | 0.3 | B | 8 | 27555 | C | 8 | 15556 | B | 8 | 0.6 | E | 8 | 0.08 | F | 8 | 0.16 | F | 8 | 0 | 1 | D | 9 | 0 | C | 8
Baseline Condition | Equipment Type | Compliance Path |  | EUL | [21 empty] | 3327100% | 4:00 | 0 | 0 | 0 | 1 | 0 | 0 | 1 | 0 | 0 | 1 | 0 | 0 | 1 | 0 | 0 | 1 | 0 | 0 | 1 | 0 | 0 | 1 | 0 | 5 | B | 8 | 2 | B | 8 | -3.3 | B | 8 | -7.4 | B | 8 | 70 | A | 7 | 987 | E | 9 | 70 | B | 8 | 0.4 | B | 8 | 28444 | C | 8 | 13944 | B | 8 | 0.6 | E | 8 | 0.08 | F | 8 | 0.16 | F | 8 | 0 | 1 | D | 9 | 0 | C | 8
Time of Sale | Air Cooled | Path A |  | 23 | [21 empty] | 3327100% | 5:00 | 0 | 0 | 0 | 1 | 0 | 0 | 1 | 0 | 0 | 1 | 0 | 0 | 1 | 0 | 0 | 1 | 0 | 0 | 1 | 0 | 0 | 1 | 0 | 6 | B | 8 | 2 | B | 8 | -3.7 | B | 8 | -7.5 | B | 8 | 72 | A | 7 | 987 | E | 9 | 90 | B | 8 | 0.4 | B | 8 | 29333 | C | 8 | 12333 | B | 8 | 0.6 | E | 8 | 0.08 | F | 8 | 0.16 | F | 8 | 0 | 1 | D | 9 | 0 | C | 8
Early Replacement | Water Cooled, Positive Displacement | Path B | [23 empty] | 3327100% | 6:00 | 0 | 0 | 0 | 1 | 0 | 0 | 1 | 0 | 0 | 1 | 0 | 0 | 1 | 0 | 0 | 1 | 0 | 0 | 1 | 0 | 0 | 1 | 0 | 6 | B | 8 | 2 | B | 8 | -3.8 | B | 8 | -7.8 | B | 8 | 71 | A | 7 | 987 | E | 9 | 100 | B | 8 | 0.5 | B | 8 | 30222 | C | 8 | 10722 | B | 8 | 0.6 | E | 8 | 0.08 | F | 8 | 0.16 | F | 8 | 0 | 1 | D | 9 | 0 | C | 8
| Water Cooled, Centrifugal | [24 empty] | 3327100% | 7:00 | 0 | 0 | 0 | 1 | 0 | 0 | 1 | 0 | 0 | 1 | 0 | 0 | 1 | 0 | 0 | 1 | 0 | 0 | 1 | 0 | 0 | 1 | 0 | 7 | B | 8 | 2 | B | 8 | -4.3 | B | 8 | -7.5 | B | 8 | 76 | A | 7 | 987 | E | 9 | 140 | B | 8 | 1.4 | B | 8 | 31111 | C | 8 | 9111 | B | 8 | 0.6 | E | 8 | 0.08 | F | 8 | 0.16 | F | 8 | 0 | 1 | D | 9 | 0 | C | 8
[26 empty] | 3327100% | 8:00 | 53 | 951 | 14 | 1 | 24 | 64 | 1 | 27 | 10 | 1 | 24 | 16 | 1 | 24 | 25 | 1 | 27 | 14 | 1 | 24 | 17 | 1 | 43 | 9 | A | 7 | 4 | E | 9 | -3.8 | A | 7 | -7.7 | A | 7 | 72 | A | 7 | 987 | E | 9 | 180 | A | 7 | 2.1 | A | 7 | 32000 | B | 7 | 7500 | A | 7 | 0.6 | E | 8 | 0.08 | F | 8 | 0.16 | F | 8 | 0 | 1 | D | 9 | 0 | C | 8
Equipment Type | Compliance Path | Size Category | Concat | Full Load Base | IPLV Base | [20 empty] | 3327100% | 9:00 | 279 | 1408 | 147 | 1 | 24 | 570 | 1 | 27 | 34 | 1 | 24 | 153 | 1 | 24 | 454 | 1 | 27 | 62 | 1 | 24 | 70 | 1 | 43 | 3 | A | 7 | 1 | E | 9 | -2.1 | A | 7 | -7.7 | A | 7 | 62 | A | 7 | 987 | E | 9 | 0 | A | 7 | 0 | A | 7 | 32000 | B | 7 | 77777 | A | 7 | 0.6 | E | 8 | 0.08 | F | 8 | 0.16 | F | 8 | 0 | 1 | D | 9 | 0 | C | 8
Air Cooled | Path A | <150 tons | Air CooledPath A<150 tons | 1.1881 | 0.87591 | Converted from EER to kW/ton by dividing 12/EER | [19 empty] | 3327100% | 10:00 | 488 | 1408 | 306 | 1 | 25 | 521 | 1 | 28 | 125 | 1 | 25 | 318 | 1 | 25 | 481 | 1 | 28 | 151 | 1 | 25 | 241 | 1 | 45 | 6 | B | 8 | 3 | B | 8 | 0.9 | B | 8 | -5.1 | E | 9 | 61 | A | 7 | 987 | E | 9 | 300 | B | 8 | 2.1 | B | 8 | 32000 | C | 8 | 77777 | B | 8 | 0.6 | E | 8 | 0.08 | F | 8 | 0.16 | F | 8 | 0 | 1 | D | 9 | 0 | C | 8
Air Cooled | Path A | ≥150 tons | Air CooledPath A≥150 tons | 1.1881 | 0.85714 | [20 empty] | 3327100% | 11:00 | 648 | 1408 | 356 | 1 | 24 | 439 | 1 | 27 | 154 | 1 | 24 | 376 | 1 | 24 | 434 | 1 | 27 | 176 | 1 | 24 | 314 | 1 | 43 | 9 | A | 7 | 4 | E | 9 | 3.9 | A | 7 | -4.6 | E | 9 | 51 | A | 7 | 987 | E | 9 | 230 | A | 7 | 4.1 | A | 7 | 32000 | B | 7 | 77777 | A | 7 | 0.6 | E | 8 | 0.08 | F | 8 | 0.16 | F | 8 | 0 | 1 | D | 9 | 0 | C | 8
Air Cooled | Path B | <150 tons | Air CooledPath B<150 tons | 1.2371 | 0.75949 | [20 empty] | 3327100% | 12:00 | 745 | 1408 | 448 | 1 | 24 | 408 | 1 | 27 | 232 | 1 | 24 | 479 | 1 | 24 | 426 | 1 | 27 | 252 | 1 | 24 | 545 | 1 | 43 | 9 | A | 7 | 4 | E | 9 | 5 | A | 7 | -4 | E | 9 | 50 | A | 7 | 987 | E | 9 | 230 | A | 7 | 6.2 | A | 7 | 32000 | B | 7 | 7500 | A | 7 | 0.6 | E | 8 | 0.08 | F | 8 | 0.16 | F | 8 | 0 | 1 | D | 9 | 0 | C | 8
Air Cooled | Path B | ≥150 tons | Air CooledPath B≥150 tons | 1.2371 | 0.74534 | [20 empty] | 3327100% | 13:00 | 774 | 1408 | 458 | 1 | 24 | 517 | 1 | 27 | 174 | 1 | 24 | 490 | 1 | 24 | 525 | 1 | 27 | 200 | 1 | 24 | 384 | 1 | 43 | 9 | A | 7 | 4 | E | 9 | 10 | A | 7 | -3.5 | E | 9 | 37 | A | 7 | 987 | E | 9 | 210 | A | 7 | 6.2 | A | 7 | 32000 | B | 7 | 4500 | A | 7 | 0.6 | E | 8 | 0.08 | F | 8 | 0.16 | F | 8 | 0 | 1 | D | 9 | 0 | C | 8
Water Cooled, Positive Displacement | Path A | <75 tons | Water Cooled, Positive DisplacementPath A<75 tons | 0.75 | 0.6 | [20 empty] | 3327100% | 14:00 | 733 | 1408 | 483 | 1 | 24 | 504 | 1 | 27 | 221 | 1 | 24 | 500 | 1 | 24 | 506 | 1 | 27 | 236 | 1 | 24 | 489 | 1 | 43 | 9 | A | 7 | 4 | E | 9 | 11.7 | A | 7 | -1.9 | E | 9 | 38 | A | 7 | 987 | E | 9 | 220 | A | 7 | 6.7 | A | 7 | 32000 | B | 7 | 4500 | A | 7 | 0.6 | E | 8 | 0.08 | F | 8 | 0.16 | F | 8 | 0 | 1 | D | 9 | 0 | C | 8
Water Cooled, Positive Displacement | Path A | ≥75 to <150 tons | Water Cooled, Positive DisplacementPath A≥75 to <150 tons | 0.72 | 0.56 | [20 empty] | 3327100% | 15:00 | 625 | 1408 | 386 | 1 | 24 | 596 | 1 | 27 | 122 | 1 | 24 | 400 | 1 | 24 | 572 | 1 | 27 | 145 | 1 | 24 | 241 | 1 | 43 | 9 | A | 7 | 4 | E | 9 | 12.2 | A | 7 | -5.4 | E | 9 | 27 | A | 7 | 987 | E | 9 | 210 | A | 7 | 5.1 | A | 7 | 32000 | B | 7 | 4500 | A | 7 | 0.6 | E | 8 | 0.08 | F | 8 | 0.16 | F | 8 | 0 | 1 | D | 9 | 0 | C | 8
Water Cooled, Positive Displacement | Path A | ≥150 to <300 tons | Water Cooled, Positive DisplacementPath A≥150 to <300 tons | 0.66 | 0.54 | [20 empty] | 3327100% | 16:00 | 456 | 1408 | 246 | 1 | 24 | 565 | 1 | 27 | 63 | 1 | 24 | 260 | 1 | 24 | 515 | 1 | 27 | 92 | 1 | 24 | 123 | 1 | 43 | 2 | A | 7 | 1 | E | 9 | 10.6 | A | 7 | -0.8 | E | 9 | 45 | A | 7 | 987 | E | 9 | 200 | A | 7 | 6.2 | A | 7 | 32000 | B | 7 | 77777 | A | 7 | 0.6 | E | 8 | 0.08 | F | 8 | 0.16 | F | 8 | 0 | 1 | D | 9 | 0 | C | 8
Water Cooled, Positive Displacement | Path A | ≥300 to <600 tons | Water Cooled, Positive DisplacementPath A≥300 to <600 tons | 0.61 | 0.52 | [20 empty] | 3327100% | 17:00 | 239 | 1408 | 125 | 1 | 24 | 485 | 1 | 27 | 43 | 1 | 24 | 129 | 1 | 24 | 348 | 1 | 27 | 70 | 1 | 24 | 77 | 1 | 43 | 3 | A | 7 | 1 | E | 9 | 10.6 | A | 7 | -0.2 | E | 9 | 47 | A | 7 | 987 | E | 9 | 190 | A | 7 | 5.1 | A | 7 | 32000 | B | 7 | 77777 | A | 7 | 0.6 | E | 8 | 0.08 | F | 8 | 0.16 | F | 8 | 0 | 1 | D | 9 | 0 | C | 8
Water Cooled, Positive Displacement | Path A | ≥600 tons | Water Cooled, Positive DisplacementPath A≥600 tons | 0.56 | 0.5 | [20 empty] | 3327100% | 18:00 | 29 | 692 | 9 | 1 | 24 | 100 | 1 | 27 | 5 | 1 | 24 | 11 | 1 | 24 | 51 | 1 | 27 | 8 | 1 | 24 | 13 | 1 | 43 | 2 | A | 7 | 1 | E | 9 | 7.8 | A | 7 | 0.3 | E | 9 | 59 | A | 7 | 987 | E | 9 | 220 | A | 7 | 4.6 | A | 7 | 32000 | B | 7 | 77777 | A | 7 | 0.6 | E | 8 | 0.08 | F | 8 | 0.16 | F | 8 | 0 | 1 | D | 9 | 0 | C | 8
Water Cooled, Positive Displacement | Path B | <75 tons | Water Cooled, Positive DisplacementPath B<75 tons | 0.78 | 0.5 | [20 empty] | 3327100% | 19:00 | 0 | 0 | 0 | 1 | 0 | 0 | 1 | 0 | 0 | 1 | 0 | 0 | 1 | 0 | 0 | 1 | 0 | 0 | 1 | 0 | 0 | 1 | 0 | 3 | A | 7 | 1 | E | 9 | 6.1 | A | 7 | 0.9 | E | 9 | 69 | A | 7 | 987 | E | 9 | 210 | A | 7 | 4.1 | A | 7 | 24000 | B | 7 | 77777 | A | 7 | 0.6 | E | 8 | 0.08 | F | 8 | 0.16 | F | 8 | 0 | 1 | D | 9 | 0 | C | 8
Water Cooled, Positive Displacement | Path B | ≥75 to <150 tons | Water Cooled, Positive DisplacementPath B≥75 to <150 tons | 0.75 | 0.49 | [20 empty] | 3327100% | 20:00 | 0 | 0 | 0 | 1 | 0 | 0 | 1 | 0 | 0 | 1 | 0 | 0 | 1 | 0 | 0 | 1 | 0 | 0 | 1 | 0 | 0 | 1 | 0 | 2 | A | 7 | 1 | E | 9 | 6.7 | A | 7 | 1.3 | E | 9 | 68 | A | 7 | 987 | E | 9 | 210 | A | 7 | 5.1 | A | 7 | 24000 | B | 7 | 77777 | A | 7 | 0.6 | E | 8 | 0.08 | F | 8 | 0.16 | F | 8 | 0 | 1 | D | 9 | 0 | C | 8
Water Cooled, Positive Displacement | Path B | ≥150 to <300 tons | Water Cooled, Positive DisplacementPath B≥150 to <300 tons | 0.68 | 0.44 | [20 empty] | 3327100% | 21:00 | 0 | 0 | 0 | 1 | 0 | 0 | 1 | 0 | 0 | 1 | 0 | 0 | 1 | 0 | 0 | 1 | 0 | 0 | 1 | 0 | 0 | 1 | 0 | 2 | B | 8 | 1 | B | 8 | 6.8 | B | 8 | 1 | E | 9 | 66 | A | 7 | 987 | E | 9 | 200 | B | 8 | 4.9 | B | 8 | 23200 | C | 8 | 77777 | B | 8 | 0.6 | E | 8 | 0.08 | F | 8 | 0.16 | F | 8 | 0 | 1 | D | 9 | 0 | C | 8
Water Cooled, Positive Displacement | Path B | ≥300 to <600 tons | Water Cooled, Positive DisplacementPath B≥300 to <600 tons | 0.625 | 0.41 | [20 empty] | 3327100% | 22:00 | 0 | 0 | 0 | 1 | 0 | 0 | 1 | 0 | 0 | 1 | 0 | 0 | 1 | 0 | 0 | 1 | 0 | 0 | 1 | 0 | 0 | 1 | 0 | 2 | B | 8 | 1 | B | 8 | 6.5 | B | 8 | 1 | E | 9 | 68 | A | 7 | 987 | E | 9 | 190 | B | 8 | 4.6 | B | 8 | 22400 | C | 8 | 77777 | B | 8 | 0.6 | E | 8 | 0.08 | F | 8 | 0.16 | F | 8 | 0 | 1 | D | 9 | 0 | C | 8
Water Cooled, Positive Displacement | Path B | ≥600 tons | Water Cooled, Positive DisplacementPath B≥600 tons | 0.585 | 0.38 | [20 empty] | 3327100% | 23:00 | 0 | 0 | 0 | 1 | 0 | 0 | 1 | 0 | 0 | 1 | 0 | 0 | 1 | 0 | 0 | 1 | 0 | 0 | 1 | 0 | 0 | 1 | 0 | 1 | B | 8 | 1 | B | 8 | 5.5 | B | 8 | 1 | E | 9 | 73 | A | 7 | 987 | E | 9 | 180 | B | 8 | 4.4 | B | 8 | 21600 | C | 8 | 77777 | B | 8 | 0.6 | E | 8 | 0.08 | F | 8 | 0.16 | F | 8 | 0 | 1 | D | 9 | 0 | C | 8
Water Cooled, Centrifugal | Path A | <150 tons | Water Cooled, CentrifugalPath A<150 tons | 0.61 | 0.55 | [20 empty] | 3327100% | 24:00 | 0 | 0 | 0 | 1 | 0 | 0 | 1 | 0 | 0 | 1 | 0 | 0 | 1 | 0 | 0 | 1 | 0 | 0 | 1 | 0 | 0 | 1 | 0 | 1 | B | 8 | 1 | B | 8 | 5.3 | B | 8 | 0.9 | E | 9 | 73 | A | 7 | 987 | E | 9 | 170 | B | 8 | 4.1 | B | 8 | 20800 | C | 8 | 77777 | B | 8 | 0.6 | E | 8 | 0.08 | F | 8 | 0.16 | F | 8 | 0 | 1 | D | 9 | 0 | C | 8
Water Cooled, Centrifugal | Path A | ≥150 to <300 tons | Water Cooled, CentrifugalPath A≥150 to <300 tons | 0.61 | 0.55 | [20 empty] | 3327200% | 1:00 | 0 | 0 | 0 | 1 | 0 | 0 | 1 | 0 | 0 | 1 | 0 | 0 | 1 | 0 | 0 | 1 | 0 | 0 | 1 | 0 | 0 | 1 | 0 | 1 | B | 8 | 1 | B | 8 | 5.1 | B | 8 | 1.1 | E | 9 | 75 | A | 7 | 987 | E | 9 | 160 | B | 8 | 3.9 | B | 8 | 20000 | C | 8 | 77777 | B | 8 | 0.6 | E | 8 | 0.08 | F | 8 | 0.16 | F | 8 | 0 | 1 | D | 9 | 0 | C | 8
Water Cooled, Centrifugal | Path A | ≥300 to <400 tons | Water Cooled, CentrifugalPath A≥300 to <400 tons | 0.56 | 0.52 | [20 empty] | 3327200% | 2:00 | 0 | 0 | 0 | 1 | 0 | 0 | 1 | 0 | 0 | 1 | 0 | 0 | 1 | 0 | 0 | 1 | 0 | 0 | 1 | 0 | 0 | 1 | 0 | 1 | B | 8 | 0 | B | 8 | 4.8 | B | 8 | 0.8 | E | 9 | 75 | A | 7 | 987 | E | 9 | 150 | B | 8 | 3.6 | B | 8 | 19200 | C | 8 | 77777 | B | 8 | 0.6 | E | 8 | 0.08 | F | 8 | 0.16 | F | 8 | 0 | 1 | D | 9 | 0 | C | 8
Water Cooled, Centrifugal | Path A | ≥400 to <600 tons | Water Cooled, CentrifugalPath A≥400 to <600 tons | 0.56 | 0.5 | [20 empty] | 3327200% | 3:00 | 0 | 0 | 0 | 1 | 0 | 0 | 1 | 0 | 0 | 1 | 0 | 0 | 1 | 0 | 0 | 1 | 0 | 0 | 1 | 0 | 0 | 1 | 0 | 1 | B | 8 | 0 | B | 8 | 4.7 | B | 8 | 0.8 | E | 9 | 76 | A | 7 | 987 | E | 9 | 140 | B | 8 | 3.4 | B | 8 | 18400 | C | 8 | 77777 | B | 8 | 0.6 | E | 8 | 0.08 | F | 8 | 0.16 | F | 8 | 0 | 1 | D | 9 | 0 | C | 8
Water Cooled, Centrifugal | Path A | ≥600 tons | Water Cooled, CentrifugalPath A≥600 tons | 0.56 | 0.5 | [20 empty] | 3327200% | 4:00 | 0 | 0 | 0 | 1 | 0 | 0 | 1 | 0 | 0 | 1 | 0 | 0 | 1 | 0 | 0 | 1 | 0 | 0 | 1 | 0 | 0 | 1 | 0 | 0 | B | 8 | 0 | B | 8 | 4.3 | B | 8 | 0.6 | E | 9 | 77 | A | 7 | 987 | E | 9 | 130 | B | 8 | 3.1 | B | 8 | 17600 | C | 8 | 77777 | B | 8 | 0.6 | E | 8 | 0.08 | F | 8 | 0.16 | F | 8 | 0 | 1 | D | 9 | 0 | C | 8
Water Cooled, Centrifugal | Path B | <150 tons | Water Cooled, CentrifugalPath B<150 tons | 0.695 | 0.44 | [20 empty] | 3327200% | 5:00 | 0 | 0 | 0 | 1 | 0 | 0 | 1 | 0 | 0 | 1 | 0 | 0 | 1 | 0 | 0 | 1 | 0 | 0 | 1 | 0 | 0 | 1 | 0 | 0 | B | 8 | 0 | B | 8 | 4.1 | B | 8 | 0.7 | E | 9 | 78 | A | 7 | 987 | E | 9 | 120 | B | 8 | 2.9 | B | 8 | 16800 | C | 8 | 77777 | B | 8 | 0.6 | E | 8 | 0.08 | F | 8 | 0.16 | F | 8 | 0 | 1 | D | 9 | 0 | C | 8
Water Cooled, Centrifugal | Path B | ≥150 to <300 tons | Water Cooled, CentrifugalPath B≥150 to <300 tons | 0.635 | 0.4 | [20 empty] | 3327200% | 6:00 | 0 | 0 | 0 | 1 | 0 | 0 | 1 | 0 | 0 | 1 | 0 | 0 | 1 | 0 | 0 | 1 | 0 | 0 | 1 | 0 | 0 | 1 | 0 | 0 | A | 7 | 0 | E | 9 | 4.4 | A | 7 | 0.6 | E | 9 | 76 | A | 7 | 987 | E | 9 | 110 | A | 7 | 2.6 | A | 7 | 16000 | B | 7 | 77777 | A | 7 | 0.6 | E | 8 | 0.08 | F | 8 | 0.16 | F | 8 | 0 | 1 | D | 9 | 0 | C | 8
Water Cooled, Centrifugal | Path B | ≥300 to <400 tons | Water Cooled, CentrifugalPath B≥300 to <400 tons | 0.595 | 0.39 | [20 empty] | 3327200% | 7:00 | 0 | 0 | 0 | 1 | 0 | 0 | 1 | 0 | 0 | 1 | 0 | 0 | 1 | 0 | 0 | 1 | 0 | 0 | 1 | 0 | 0 | 1 | 0 | 0 | B | 8 | 0 | B | 8 | 4 | B | 8 | 1 | E | 9 | 81 | A | 7 | 987 | E | 9 | 150 | B | 8 | 3.9 | B | 8 | 24000 | C | 8 | 77777 | B | 8 | 0.6 | E | 8 | 0.08 | F | 8 | 0.16 | F | 8 | 0 | 1 | D | 9 | 0 | C | 8
Water Cooled, Centrifugal | Path B | ≥400 to <600 tons | Water Cooled, CentrifugalPath B≥400 to <600 tons | 0.585 | 0.38 | [20 empty] | 3327200% | 8:00 | 56 | 974 | 18 | 1 | 24 | 118 | 1 | 27 | 11 | 1 | 24 | 19 | 1 | 24 | 55 | 1 | 27 | 16 | 1 | 24 | 21 | 1 | 43 | 0 | A | 7 | 0 | E | 9 | 4.4 | A | 7 | 2 | E | 9 | 84 | A | 7 | 987 | E | 9 | 180 | A | 7 | 5.1 | A | 7 | 32000 | B | 7 | 77777 | A | 7 | 0.6 | E | 8 | 0.08 | F | 8 | 0.16 | F | 8 | 0 | 1 | D | 9 | 0 | C | 8
Water Cooled, Centrifugal | Path B | ≥600 tons | Water Cooled, CentrifugalPath B≥600 tons | 0.585 | 0.38 | [20 empty] | 3327200% | 9:00 | 284 | 1408 | 152 | 1 | 24 | 533 | 1 | 27 | 44 | 1 | 24 | 158 | 1 | 24 | 413 | 1 | 27 | 74 | 1 | 24 | 82 | 1 | 43 | 0 | A | 7 | 0 | E | 9 | 7.8 | A | 7 | 3 | E | 9 | 72 | A | 7 | 987 | E | 9 | 190 | A | 7 | 5.1 | A | 7 | 32000 | B | 7 | 77777 | A | 7 | 0.6 | E | 8 | 0.08 | F | 8 | 0.16 | F | 8 | 0 | 1 | D | 9 | 0 | C | 8
[26 empty] | 3327200% | 10:00 | 493 | 1408 | 320 | 1 | 24 | 732 | 1 | 27 | 63 | 1 | 24 | 332 | 1 | 24 | 677 | 1 | 27 | 94 | 1 | 24 | 126 | 1 | 43 | 0 | A | 7 | 0 | E | 9 | 10 | A | 7 | 3.5 | E | 9 | 64 | A | 7 | 987 | E | 9 | 210 | A | 7 | 5.7 | A | 7 | 32000 | B | 7 | 77777 | A | 7 | 0.6 | E | 8 | 0.08 | F | 8 | 0.16 | F | 8 | 0 | 1 | D | 9 | 0 | C | 8
Bathroom Exhaust Fans | [25 empty] | 3327200% | 11:00 | 653 | 1408 | 460 | 1 | 24 | 823 | 1 | 27 | 78 | 1 | 24 | 484 | 1 | 24 | 800 | 1 | 27 | 111 | 1 | 24 | 166 | 1 | 43 | 0 | A | 7 | 0 | E | 9 | 13.3 | A | 7 | 4 | E | 9 | 53 | A | 7 | 987 | E | 9 | 270 | A | 7 | 5.7 | A | 7 | 32000 | B | 7 | 77777 | A | 7 | 0.6 | E | 8 | 0.08 | F | 8 | 0.16 | F | 8 | 0 | 1 | D | 9 | 0 | C | 8
[26 empty] | 3327200% | 12:00 | 751 | 1408 | 548 | 1 | 24 | 865 | 1 | 27 | 86 | 1 | 24 | 580 | 1 | 24 | 856 | 1 | 27 | 122 | 1 | 24 | 194 | 1 | 43 | 0 | A | 7 | 0 | E | 9 | 15 | A | 7 | 4.1 | E | 9 | 48 | A | 7 | 987 | E | 9 | 250 | A | 7 | 7.7 | A | 7 | 32000 | B | 7 | 77777 | A | 7 | 0.7 | E | 8 | 0.08 | F | 8 | 0.16 | F | 8 | 0 | 1 | D | 9 | 0 | C | 8
Fan Capacity | Light Installed? |  | Hours | WFHe |  |  | Bathroom Fan |  | HF | Conversion | nHeat | %FossilHeat |  | EUL | [11 empty] | 3327200% | 13:00 | 780 | 1408 | 574 | 1 | 24 | 876 | 1 | 27 | 89 | 1 | 24 | 610 | 1 | 24 | 871 | 1 | 27 | 125 | 1 | 24 | 204 | 1 | 43 | 0 | A | 7 | 0 | E | 9 | 17.2 | A | 7 | 4 | E | 9 | 41 | A | 7 | 987 | E | 9 | 270 | A | 7 | 8.2 | A | 7 | 32000 | B | 7 | 77777 | A | 7 | 0.7 | E | 8 | 0.08 | F | 8 | 0.16 | F | 8 | 0 | 1 | D | 9 | 0 | C | 8
2.8 | Yes |  | 945 | 0.956 |  | ETDF_summer peak | ETDF_winter peak |  | 0.47 | 0.003412 | 0.8 | 0.37 |  | 12 | [11 empty] | 3327200% | 14:00 | 739 | 1408 | 537 | 1 | 24 | 860 | 1 | 27 | 85 | 1 | 24 | 568 | 1 | 24 | 850 | 1 | 27 | 120 | 1 | 24 | 190 | 1 | 43 | 0 | A | 7 | 0 | E | 9 | 17.8 | A | 7 | 4 | E | 9 | 40 | A | 7 | 987 | E | 9 | 260 | A | 7 | 6.7 | A | 7 | 32000 | B | 7 | 77777 | A | 7 | 0.7 | E | 8 | 0.08 | F | 8 | 0.16 | F | 8 | 0 | 1 | D | 9 | 0 | C | 8
3.5 | No |  |  |  |  | 0.0001015 | 0.0001106 | [18 empty] | 3327200% | 15:00 | 630 | 1408 | 439 | 1 | 24 | 812 | 1 | 27 | 76 | 1 | 24 | 462 | 1 | 24 | 786 | 1 | 27 | 108 | 1 | 24 | 160 | 1 | 43 | 0 | A | 7 | 0 | E | 9 | 18.9 | A | 7 | 4 | E | 9 | 37 | A | 7 | 987 | E | 9 | 270 | A | 7 | 7.7 | A | 7 | 32000 | B | 7 | 77777 | A | 7 | 0.7 | E | 8 | 0.08 | F | 8 | 0.16 | F | 8 | 0 | 1 | D | 9 | 0 | C | 8
[26 empty] | 3327200% | 16:00 | 462 | 1408 | 293 | 1 | 24 | 708 | 1 | 27 | 60 | 1 | 24 | 303 | 1 | 24 | 645 | 1 | 27 | 90 | 1 | 24 | 119 | 1 | 43 | 0 | A | 7 | 0 | E | 9 | 18.3 | A | 7 | 3 | E | 9 | 36 | A | 7 | 987 | E | 9 | 260 | A | 7 | 6.2 | A | 7 | 32000 | B | 7 | 77777 | A | 7 | 0.7 | E | 8 | 0.08 | F | 8 | 0.16 | F | 8 | 0 | 1 | D | 9 | 0 | C | 8
Lighting | [25 empty] | 3327200% | 17:00 | 245 | 1408 | 124 | 1 | 24 | 478 | 1 | 27 | 41 | 1 | 24 | 128 | 1 | 24 | 347 | 1 | 27 | 68 | 1 | 24 | 75 | 1 | 43 | 0 | A | 7 | 0 | E | 9 | 16.1 | A | 7 | 2 | E | 9 | 39 | A | 7 | 987 | E | 9 | 250 | A | 7 | 4.6 | A | 7 | 32000 | B | 7 | 77777 | A | 7 | 0.7 | E | 8 | 0.08 | F | 8 | 0.16 | F | 8 | 0 | 1 | D | 9 | 0 | C | 8
[26 empty] | 3327200% | 18:00 | 32 | 739 | 9 | 1 | 24 | 67 | 1 | 27 | 6 | 1 | 24 | 10 | 1 | 24 | 29 | 1 | 27 | 9 | 1 | 24 | 12 | 1 | 43 | 0 | A | 7 | 0 | E | 9 | 11.1 | A | 7 | 1 | E | 9 | 50 | A | 7 | 987 | E | 9 | 260 | A | 7 | 2.6 | A | 7 | 32000 | B | 7 | 77777 | A | 7 | 0.7 | E | 8 | 0.08 | F | 8 | 0.16 | F | 8 | 0 | 1 | D | 9 | 0 | C | 8
Space Type | Building Type | WHF Building Type Mapping |  | C&I Downstream Lighting Parameters | [21 empty] | 3327200% | 19:00 | 0 | 0 | 0 | 1 | 0 | 0 | 1 | 0 | 0 | 1 | 0 | 0 | 1 | 0 | 0 | 1 | 0 | 0 | 1 | 0 | 0 | 1 | 0 | 0 | A | 7 | 0 | E | 9 | 9.4 | A | 7 | 0 | E | 9 | 52 | A | 7 | 987 | E | 9 | 270 | A | 7 | 4.1 | A | 7 | 32000 | B | 7 | 77777 | A | 7 | 0.7 | E | 8 | 0.08 | F | 8 | 0.16 | F | 8 | 0 | 1 | D | 9 | 0 | C | 8
Auditorium/Gym | Education | School |  | Building Type | Space Type | CONCAT | Hours of Use | Summer CF | Winter CF |  |  |  | Contractors | [12 empty] | 3327200% | 20:00 | 0 | 0 | 0 | 1 | 0 | 0 | 1 | 0 | 0 | 1 | 0 | 0 | 1 | 0 | 0 | 1 | 0 | 0 | 1 | 0 | 0 | 1 | 0 | 0 | A | 7 | 0 | E | 9 | 10.6 | A | 7 | 0 | E | 9 | 48 | A | 7 | 987 | E | 9 | 240 | A | 7 | 4.1 | A | 7 | 32000 | B | 7 | 77777 | A | 7 | 0.7 | E | 8 | 0.08 | F | 8 | 0.16 | F | 8 | 0 | 1 | D | 9 | 0 | C | 8
Auto Repair Workshop | Grocery | Retail |  | Education | Auditorium/Gym | Education Auditorium/Gym | 2032 | 0.34 | 0.35 |  |  |  | Aircon Engineering Inc. | [12 empty] | 3327200% | 21:00 | 0 | 0 | 0 | 1 | 0 | 0 | 1 | 0 | 0 | 1 | 0 | 0 | 1 | 0 | 0 | 1 | 0 | 0 | 1 | 0 | 0 | 1 | 0 | 0 | A | 7 | 0 | E | 9 | 10 | A | 7 | -1 | E | 9 | 46 | A | 7 | 987 | E | 9 | 0 | A | 7 | 0 | A | 7 | 24000 | B | 7 | 77777 | A | 7 | 0.7 | E | 8 | 0.08 | F | 8 | 0.16 | F | 8 | 0 | 1 | D | 9 | 0 | C | 8
Classroom/Lecture | Health | Other |  | Education | Classroom/Lecture | Education Classroom/Lecture | 1505 | 0.22 | 0.2 |  |  |  | American Energy Services | [12 empty] | 3327200% | 22:00 | 0 | 0 | 0 | 1 | 0 | 0 | 1 | 0 | 0 | 1 | 0 | 0 | 1 | 0 | 0 | 1 | 0 | 0 | 1 | 0 | 0 | 1 | 0 | 0 | B | 8 | 0 | B | 8 | 9.2 | B | 8 | -1 | E | 9 | 48 | A | 7 | 987 | E | 9 | 340 | B | 8 | 0.5 | B | 8 | 23111 | C | 8 | 77777 | B | 8 | 0.7 | E | 8 | 0.08 | F | 8 | 0.16 | F | 8 | 0 | 1 | D | 9 | 0 | C | 8
Comm/Ind Work (General High Bay) | Hotel/Lodging | Other |  | Education | Computer Room/Data Processing | Education Computer Room/Data Processing | 2032 | 0.34 | 0.35 |  |  |  | kW Efficiency | [12 empty] | 3327200% | 23:00 | 0 | 0 | 0 | 1 | 0 | 0 | 1 | 0 | 0 | 1 | 0 | 0 | 1 | 0 | 0 | 1 | 0 | 0 | 1 | 0 | 0 | 1 | 0 | 0 | B | 8 | 0 | B | 8 | 7.8 | B | 8 | -1.1 | E | 9 | 53 | A | 7 | 987 | E | 9 | 320 | B | 8 | 0.9 | B | 8 | 22222 | C | 8 | 77777 | B | 8 | 0.7 | E | 8 | 0.08 | F | 8 | 0.16 | F | 8 | 0 | 1 | D | 9 | 0 | C | 8
Comm/Ind Work (General Low Bay) | Office | Office |  | Education | Corridor/Hallways | Education Corridor/Hallways | 5052 | 0.78 | 0.75 |  |  |  | M.S. Johnston | [12 empty] | 3327200% | 24:00 | 0 | 0 | 0 | 1 | 0 | 0 | 1 | 0 | 0 | 1 | 0 | 0 | 1 | 0 | 0 | 1 | 0 | 0 | 1 | 0 | 0 | 1 | 0 | 0 | B | 8 | 0 | B | 8 | 7.1 | B | 8 | -1.4 | E | 9 | 54 | A | 7 | 987 | E | 9 | 300 | B | 8 | 1.4 | B | 8 | 21333 | C | 8 | 77777 | B | 8 | 0.7 | E | 8 | 0.08 | F | 8 | 0.16 | F | 8 | 0 | 1 | D | 9 | 0 | C | 8
Comm/Ind Work (Precision) | Retail | Retail |  | Education | Locker and Dressing Room | Education Locker and Dressing Room | 2032 | 0.34 | 0.35 |  |  |  | National Resource Management, Inc. | [12 empty] | 3327300% | 1:00 | 0 | 0 | 0 | 1 | 0 | 0 | 1 | 0 | 0 | 1 | 0 | 0 | 1 | 0 | 0 | 1 | 0 | 0 | 1 | 0 | 0 | 1 | 0 | 0 | B | 8 | 0 | B | 8 | 6.4 | B | 8 | -1.3 | E | 9 | 57 | A | 7 | 987 | E | 9 | 280 | B | 8 | 1.8 | B | 8 | 20444 | C | 8 | 77777 | B | 8 | 0.7 | E | 8 | 0.081 | F | 8 | 0.16 | F | 8 | 0 | 1 | D | 9 | 0 | C | 8
Common Area Hallways[2] | Warehouse/Industrial | Warehouse |  | Education | Office (Executive/Private) | Education Office (Executive/Private) | 2084 | 0.57 | 0.26 |  |  |  | Willdan Energy Solutions | [12 empty] | 3327300% | 2:00 | 0 | 0 | 0 | 1 | 0 | 0 | 1 | 0 | 0 | 1 | 0 | 0 | 1 | 0 | 0 | 1 | 0 | 0 | 1 | 0 | 0 | 1 | 0 | 0 | B | 8 | 0 | B | 8 | 5.6 | B | 8 | -1.7 | E | 9 | 58 | A | 7 | 987 | E | 9 | 270 | B | 8 | 2.3 | B | 8 | 19555 | C | 8 | 77777 | B | 8 | 0.7 | E | 8 | 0.081 | F | 8 | 0.16 | F | 8 | 0 | 1 | D | 9 | 0 | C | 8
Computer Room/Data Processing | Other | Other |  | Education | Office (General) | Education Office (General) | 4252 | 0.67 | 0.46 | [16 empty] | 3327300% | 3:00 | 0 | 0 | 0 | 1 | 0 | 0 | 1 | 0 | 0 | 1 | 0 | 0 | 1 | 0 | 0 | 1 | 0 | 0 | 1 | 0 | 0 | 1 | 0 | 0 | B | 8 | 0 | B | 8 | 5 | B | 8 | -1.8 | E | 9 | 60 | A | 7 | 987 | E | 9 | 250 | B | 8 | 2.7 | B | 8 | 18666 | C | 8 | 77777 | B | 8 | 0.7 | E | 8 | 0.081 | F | 8 | 0.16 | F | 8 | 0 | 1 | D | 9 | 0 | C | 8
Conference Room | All | All |  | Education | Office (Open Plan) | Education Office (Open Plan) | 2888 | 0.7 | 0.54 |  |  |  | Cenergetix | [12 empty] | 3327300% | 4:00 | 0 | 0 | 0 | 1 | 0 | 0 | 1 | 0 | 0 | 1 | 0 | 0 | 1 | 0 | 0 | 1 | 0 | 0 | 1 | 0 | 0 | 1 | 0 | 0 | B | 8 | 0 | B | 8 | 4.1 | B | 8 | -2.1 | E | 9 | 63 | A | 7 | 987 | E | 9 | 230 | B | 8 | 3.2 | B | 8 | 17777 | C | 8 | 77777 | B | 8 | 0.7 | E | 8 | 0.081 | F | 8 | 0.16 | F | 8 | 0 | 1 | D | 9 | 0 | C | 8
Copy Room |  |  |  | Education | Storage (Conditioned) | Education Storage (Conditioned) | 2032 | 0.34 | 0.35 |  |  |  | GreenerVolts | [12 empty] | 3327300% | 5:00 | 0 | 0 | 0 | 1 | 0 | 0 | 1 | 0 | 0 | 1 | 0 | 0 | 1 | 0 | 0 | 1 | 0 | 0 | 1 | 0 | 0 | 1 | 0 | 0 | B | 8 | 0 | B | 8 | 3.5 | B | 8 | -2.1 | E | 9 | 65 | A | 7 | 987 | E | 9 | 210 | B | 8 | 3.6 | B | 8 | 16888 | C | 8 | 77777 | B | 8 | 0.7 | E | 8 | 0.081 | F | 8 | 0.16 | F | 8 | 0 | 1 | D | 9 | 0 | C | 8
Corridor/Hallways | HVAC Type |  |  | Education | Vacant (Conditioned) | Education Vacant (Conditioned) | 2032 | 0.34 | 0.35 |  |  |  | RIFE | [12 empty] | 3327300% | 6:00 | 0 | 0 | 0 | 1 | 0 | 0 | 1 | 0 | 0 | 1 | 0 | 0 | 1 | 0 | 0 | 1 | 0 | 0 | 1 | 0 | 0 | 1 | 0 | 0 | A | 7 | 0 | E | 9 | 3.3 | A | 7 | -2.3 | E | 9 | 65 | A | 7 | 987 | E | 9 | 190 | A | 7 | 4.1 | A | 7 | 16000 | B | 7 | 77777 | A | 7 | 0.7 | E | 8 | 0.081 | F | 8 | 0.16 | F | 8 | 0 | 1 | D | 9 | 0 | C | 8
Dining Area | AC/ NonElec |  |  | Grocery | Retail Sales/Showroom | Grocery Retail Sales/Showroom | 7374 | 0.98 | 0.93 |  |  |  | Daikin | [12 empty] | 3327300% | 7:00 | 0 | 0 | 0 | 1 | 0 | 0 | 1 | 0 | 0 | 1 | 0 | 0 | 1 | 0 | 0 | 1 | 0 | 0 | 1 | 0 | 0 | 1 | 0 | 0 | A | 7 | 0 | E | 9 | 2.2 | A | 7 | -2 | E | 9 | 72 | A | 7 | 987 | E | 9 | 130 | A | 7 | 3.6 | A | 7 | 24000 | B | 7 | 77777 | A | 7 | 0.7 | E | 8 | 0.081 | F | 8 | 0.16 | F | 8 | 0 | 1 | D | 9 | 0 | C | 8
Exercise Centers/Gymnasium | NoAC/ ElecRes |  |  | Grocery | Storage (Conditioned) | Grocery Storage (Conditioned) | 6027 | 0.84 | 0.82 |  |  |  | Energy Select LLC | [12 empty] | 3327300% | 8:00 | 59 | 997 | 12 | 1 | 24 | 3 | 1 | 27 | 12 | 1 | 24 | 14 | 1 | 24 | 0 | 1 | 27 | 14 | 1 | 24 | 44 | 1 | 43 | 9 | A | 7 | 9 | E | 9 | -0.5 | A | 7 | -2 | E | 9 | 88 | A | 7 | 987 | E | 9 | 90 | A | 7 | 2.1 | A | 7 | 32000 | B | 7 | 77777 | A | 7 | 0.8 | E | 8 | 0.081 | F | 8 | 0.16 | F | 8 | 0 | 1 | D | 9 | 0 | C | 8
Exhibit Display Area/Museum | AC/ ElecRes |  |  | Grocery | Storage (Walk-In Refrigerator/Freezer) | Grocery Storage (Walk-In Refrigerator/Freezer) | 5851 | 0.99 | 0.98 |  |  |  | HBS Solutions Inc | [12 empty] | 3327300% | 9:00 | 288 | 1408 | 141 | 1 | 24 | 321 | 1 | 27 | 75 | 1 | 24 | 145 | 1 | 24 | 243 | 1 | 27 | 95 | 1 | 24 | 139 | 1 | 43 | 3 | A | 7 | 3 | E | 9 | 6.1 | A | 7 | -2 | E | 9 | 55 | A | 7 | 987 | E | 9 | 190 | A | 7 | 3.6 | A | 7 | 32000 | B | 7 | 77777 | A | 7 | 0.8 | E | 8 | 0.081 | F | 8 | 0.16 | F | 8 | 0 | 1 | D | 9 | 0 | C | 8
Kitchen/Break room & Food Prep | Heat Pump |  |  | Health | Copy Room | Health Copy Room | 2964 | 0.61 | 0.41 | [16 empty] | 3327300% | 10:00 | 499 | 1408 | 221 | 1 | 24 | 363 | 1 | 27 | 92 | 1 | 24 | 238 | 1 | 24 | 339 | 1 | 27 | 117 | 1 | 24 | 172 | 1 | 43 | 2 | A | 7 | 2 | E | 9 | 10 | A | 7 | -1 | E | 9 | 46 | A | 7 | 987 | E | 9 | 190 | A | 7 | 2.1 | A | 7 | 32000 | B | 7 | 77777 | A | 7 | 0.8 | E | 8 | 0.081 | F | 8 | 0.16 | F | 8 | 0 | 1 | D | 9 | 0 | C | 8
Laundry | None/Gas |  |  | Health | Corridor/Hallways | Health Corridor/Hallways | 6191 | 0.9 | 0.77 | [16 empty] | 3327300% | 11:00 | 658 | 1408 | 362 | 1 | 25 | 462 | 1 | 28 | 146 | 1 | 25 | 386 | 1 | 25 | 458 | 1 | 28 | 171 | 1 | 25 | 298 | 1 | 45 | 6 | B | 8 | 6 | B | 8 | 12.5 | B | 8 | 0 | E | 9 | 42 | A | 7 | 987 | E | 9 | 230 | B | 8 | 2.4 | B | 8 | 32000 | C | 8 | 77777 | B | 8 | 0.8 | E | 8 | 0.081 | F | 8 | 0.16 | F | 8 | 0 | 1 | D | 9 | 0 | C | 8
Library |  |  |  | Health | Exhibit Display Area/Museum | Health Exhibit Display Area/Museum | 2964 | 0.61 | 0.41 | [16 empty] | 3327300% | 12:00 | 756 | 1408 | 411 | 1 | 24 | 178 | 1 | 27 | 315 | 1 | 24 | 440 | 1 | 24 | 182 | 1 | 27 | 341 | 1 | 24 | 808 | 1 | 43 | 9 | A | 7 | 9 | E | 9 | 15 | A | 7 | 0.6 | E | 9 | 37 | A | 7 | 987 | E | 9 | 270 | A | 7 | 2.6 | A | 7 | 32000 | B | 7 | 77777 | A | 7 | 0.8 | E | 8 | 0.081 | F | 8 | 0.16 | F | 8 | 0 | 1 | D | 9 | 0 | C | 8
Loading Dock |  |  |  | Health | Laundry | Health Laundry | 2964 | 0.61 | 0.41 | [16 empty] | 3327300% | 13:00 | 786 | 1408 | 194 | 1 | 24 | 51 | 1 | 27 | 165 | 1 | 24 | 214 | 1 | 24 | 51 | 1 | 27 | 185 | 1 | 24 | 551 | 1 | 43 | 9 | A | 7 | 9 | E | 9 | 17.8 | A | 7 | 1 | E | 9 | 32 | A | 7 | 987 | E | 9 | 290 | A | 7 | 5.1 | A | 7 | 32000 | B | 7 | 77777 | A | 7 | 0.9 | E | 8 | 0.081 | F | 8 | 0.16 | F | 8 | 0 | 1 | D | 9 | 0 | C | 8
Lobby (Main Entry and Assembly) |  |  |  | Health | Locker and Dressing Room | Health Locker and Dressing Room | 2964 | 0.61 | 0.41 | [16 empty] | 3327300% | 14:00 | 745 | 1408 | 291 | 1 | 25 | 106 | 1 | 28 | 234 | 1 | 25 | 319 | 1 | 25 | 106 | 1 | 28 | 262 | 1 | 25 | 711 | 1 | 45 | 9 | B | 8 | 9 | B | 8 | 18.4 | B | 8 | 1 | E | 9 | 31 | A | 7 | 987 | E | 9 | 280 | B | 8 | 4.4 | B | 8 | 32000 | C | 8 | 77777 | B | 8 | 0.9 | E | 8 | 0.081 | F | 8 | 0.16 | F | 8 | 0 | 1 | D | 9 | 0 | C | 8
Lobby (Office Reception/Waiting) |  |  |  | Health | Medical Offices and Exam rooms | Health Medical Offices and Exam rooms | 2964 | 0.61 | 0.41 | [16 empty] | 3327300% | 15:00 | 636 | 1408 | 284 | 1 | 24 | 99 | 1 | 27 | 239 | 1 | 24 | 311 | 1 | 24 | 98 | 1 | 27 | 266 | 1 | 24 | 652 | 1 | 43 | 9 | A | 7 | 9 | E | 9 | 18.9 | A | 7 | 1 | E | 9 | 30 | A | 7 | 987 | E | 9 | 260 | A | 7 | 3.6 | A | 7 | 32000 | B | 7 | 77777 | A | 7 | 0.9 | E | 8 | 0.081 | F | 8 | 0.16 | F | 8 | 0 | 1 | D | 9 | 0 | C | 8
Locker and Dressing Room |  |  |  | Health | Patient Rooms | Health Patient Rooms | 2964 | 0.61 | 0.41 | [16 empty] | 3327300% | 16:00 | 467 | 1408 | 100 | 1 | 24 | 0 | 1 | 27 | 100 | 1 | 24 | 114 | 1 | 24 | 0 | 1 | 27 | 114 | 1 | 24 | 391 | 1 | 43 | 10 | A | 7 | 10 | E | 9 | 20 | A | 7 | 0.9 | E | 9 | 28 | A | 7 | 987 | E | 9 | 240 | A | 7 | 4.6 | A | 7 | 32000 | B | 7 | 77777 | A | 7 | 0.9 | E | 8 | 0.081 | F | 8 | 0.16 | F | 8 | 0 | 1 | D | 9 | 0 | C | 8
Mechanical/Electrical Room |  |  |  | Health | Storage (Conditioned) | Health Storage (Conditioned) | 2964 | 0.61 | 0.41 | [16 empty] | 3327300% | 17:00 | 250 | 1408 | 44 | 1 | 24 | 0 | 1 | 27 | 44 | 1 | 24 | 50 | 1 | 24 | 0 | 1 | 27 | 50 | 1 | 24 | 164 | 1 | 43 | 10 | A | 7 | 10 | E | 9 | 18.3 | A | 7 | 1 | E | 9 | 31 | A | 7 | 987 | E | 9 | 180 | A | 7 | 3.6 | A | 7 | 32000 | B | 7 | 77777 | A | 7 | 1 | E | 8 | 0.081 | F | 8 | 0.16 | F | 8 | 0 | 1 | D | 9 | 0 | C | 8
Medical Offices and Exam rooms |  |  |  | Hotel/Lodging | Common Areas | Hotel/Lodging Common Areas | 6138 | 0.85 | 0.24 | [16 empty] | 3327300% | 18:00 | 34 | 762 | 10 | 1 | 24 | 2 | 1 | 27 | 10 | 1 | 24 | 12 | 1 | 24 | 0 | 1 | 27 | 12 | 1 | 24 | 37 | 1 | 43 | 9 | A | 7 | 9 | E | 9 | 15.6 | A | 7 | 0.9 | E | 9 | 37 | A | 7 | 987 | E | 9 | 180 | A | 7 | 3.6 | A | 7 | 32000 | B | 7 | 77777 | A | 7 | 1 | E | 8 | 0.081 | F | 8 | 0.16 | F | 8 | 0 | 1 | D | 9 | 0 | C | 8
Non-Hallway Common Areas[1] |  |  |  | Hotel/Lodging | Guest Rooms | Hotel/Lodging Guest Rooms | 2390 | 0.46 | 0.4 | [16 empty] | 3327300% | 19:00 | 0 | 0 | 0 | 1 | 0 | 0 | 1 | 0 | 0 | 1 | 0 | 0 | 1 | 0 | 0 | 1 | 0 | 0 | 1 | 0 | 0 | 1 | 0 | 3 | A | 7 | 3 | E | 9 | 13.9 | A | 7 | 0.8 | E | 9 | 41 | A | 7 | 987 | E | 9 | 160 | A | 7 | 3.6 | A | 7 | 32000 | B | 7 | 77777 | A | 7 | 1 | E | 8 | 0.081 | F | 8 | 0.16 | F | 8 | 0 | 1 | D | 9 | 0 | C | 8
Office (Executive/Private) |  |  |  | Multi-Family | Common Area Hallways[2] | Multi-Family Common Area Hallways[2] | 7669 | 0.87 | 0.88 | [16 empty] | 3327300% | 20:00 | 0 | 0 | 0 | 1 | 0 | 0 | 1 | 0 | 0 | 1 | 0 | 0 | 1 | 0 | 0 | 1 | 0 | 0 | 1 | 0 | 0 | 1 | 0 | 0 | A | 7 | 0 | E | 9 | 11.1 | A | 7 | 0.8 | E | 9 | 49 | A | 7 | 987 | E | 9 | 100 | A | 7 | 4.6 | A | 7 | 32000 | B | 7 | 77777 | A | 7 | 1 | E | 8 | 0.081 | F | 8 | 0.16 | F | 8 | 0 | 1 | D | 9 | 0 | C | 8
Office (General) |  |  |  | Multi-Family | Non-Hallway Common Areas[1] | Multi-Family Non-Hallway Common Areas[1] | 5091 | 0.75 | 0.63 | [16 empty] | 3327300% | 21:00 | 0 | 0 | 0 | 1 | 0 | 0 | 1 | 0 | 0 | 1 | 0 | 0 | 1 | 0 | 0 | 1 | 0 | 0 | 1 | 0 | 0 | 1 | 0 | 0 | B | 8 | 0 | B | 8 | 11.1 | B | 8 | 0 | E | 9 | 46 | A | 7 | 987 | E | 9 | 110 | B | 8 | 4.5 | B | 8 | 31200 | C | 8 | 77777 | B | 8 | 1.1 | E | 8 | 0.081 | F | 8 | 0.16 | F | 8 | 0 | 1 | D | 9 | 0 | C | 8
Office (Open Plan) |  |  |  | Office | Computer Room/Data Processing | Office Computer Room/Data Processing | 2897 | 0.69 | 0.48 | [16 empty] | 3327300% | 22:00 | 0 | 0 | 0 | 1 | 0 | 0 | 1 | 0 | 0 | 1 | 0 | 0 | 1 | 0 | 0 | 1 | 0 | 0 | 1 | 0 | 0 | 1 | 0 | 1 | B | 8 | 0 | B | 8 | 10.7 | B | 8 | 0.2 | E | 9 | 48 | A | 7 | 987 | E | 9 | 110 | B | 8 | 4.5 | B | 8 | 30400 | C | 8 | 77777 | B | 8 | 1.1 | E | 8 | 0.081 | F | 8 | 0.16 | F | 8 | 0 | 1 | D | 9 | 0 | C | 8
Other |  |  |  | Office | Copy Room | Office Copy Room | 2897 | 0.69 | 0.48 | [16 empty] | 3327300% | 23:00 | 0 | 0 | 0 | 1 | 0 | 0 | 1 | 0 | 0 | 1 | 0 | 0 | 1 | 0 | 0 | 1 | 0 | 0 | 1 | 0 | 0 | 1 | 0 | 1 | B | 8 | 0 | B | 8 | 9.6 | B | 8 | 0.3 | E | 9 | 52 | A | 7 | 987 | E | 9 | 120 | B | 8 | 4.5 | B | 8 | 29600 | C | 8 | 77777 | B | 8 | 1.1 | E | 8 | 0.081 | F | 8 | 0.16 | F | 8 | 0 | 1 | D | 9 | 0 | C | 8
Outside/Outdoor Area |  |  |  | Office | Corridor/Hallways | Office Corridor/Hallways | 4092 | 0.64 | 0.71 | [16 empty] | 3327300% | 24:00 | 0 | 0 | 0 | 1 | 0 | 0 | 1 | 0 | 0 | 1 | 0 | 0 | 1 | 0 | 0 | 1 | 0 | 0 | 1 | 0 | 0 | 1 | 0 | 1 | B | 8 | 0 | B | 8 | 9.3 | B | 8 | 0.2 | E | 9 | 53 | A | 7 | 987 | E | 9 | 130 | B | 8 | 4.4 | B | 8 | 28800 | C | 8 | 77777 | B | 8 | 1.1 | E | 8 | 0.081 | F | 8 | 0.16 | F | 8 | 0 | 1 | D | 9 | 0 | C | 8
Parking Garage |  |  |  | Office | Lobby (Main Entry and Assembly) | Office Lobby (Main Entry and Assembly) | 6569 | 0.91 | 0.8 | [16 empty] | 3327400% | 1:00 | 0 | 0 | 0 | 1 | 0 | 0 | 1 | 0 | 0 | 1 | 0 | 0 | 1 | 0 | 0 | 1 | 0 | 0 | 1 | 0 | 0 | 1 | 0 | 2 | B | 8 | 1 | B | 8 | 9 | B | 8 | 0.5 | E | 9 | 55 | A | 7 | 987 | E | 9 | 140 | B | 8 | 4.4 | B | 8 | 28000 | C | 8 | 77777 | B | 8 | 1.1 | E | 8 | 0.081 | F | 8 | 0.16 | F | 8 | 0 | 1 | D | 9 | 0 | C | 8
Patient Rooms |  |  |  | Office | Office (General) | Office Office (General) | 3009 | 0.7 | 0.48 | [16 empty] | 3327400% | 2:00 | 0 | 0 | 0 | 1 | 0 | 0 | 1 | 0 | 0 | 1 | 0 | 0 | 1 | 0 | 0 | 1 | 0 | 0 | 1 | 0 | 0 | 1 | 0 | 2 | B | 8 | 1 | B | 8 | 8.6 | B | 8 | 0.4 | E | 9 | 56 | A | 7 | 987 | E | 9 | 140 | B | 8 | 4.3 | B | 8 | 27200 | C | 8 | 77777 | B | 8 | 1.2 | E | 8 | 0.081 | F | 8 | 0.16 | F | 8 | 0 | 1 | D | 9 | 0 | C | 8
Residential |  |  |  | Office | Smoking Lounge | Office Smoking Lounge | 2897 | 0.69 | 0.48 | [16 empty] | 3327400% | 3:00 | 0 | 0 | 0 | 1 | 0 | 0 | 1 | 0 | 0 | 1 | 0 | 0 | 1 | 0 | 0 | 1 | 0 | 0 | 1 | 0 | 0 | 1 | 0 | 2 | B | 8 | 1 | B | 8 | 8.4 | B | 8 | 0.4 | E | 9 | 57 | A | 7 | 987 | E | 9 | 150 | B | 8 | 4.3 | B | 8 | 26400 | C | 8 | 77777 | B | 8 | 1.2 | E | 8 | 0.081 | F | 8 | 0.16 | F | 8 | 0 | 1 | D | 9 | 0 | C | 8
Restrooms |  |  |  | Office | Storage (Conditioned) | Office Storage (Conditioned) | 2897 | 0.69 | 0.48 | [16 empty] | 3327400% | 4:00 | 0 | 0 | 0 | 1 | 0 | 0 | 1 | 0 | 0 | 1 | 0 | 0 | 1 | 0 | 0 | 1 | 0 | 0 | 1 | 0 | 0 | 1 | 0 | 2 | B | 8 | 1 | B | 8 | 7.9 | B | 8 | 0.3 | E | 9 | 59 | A | 7 | 987 | E | 9 | 160 | B | 8 | 4.2 | B | 8 | 25600 | C | 8 | 77777 | B | 8 | 1.2 | E | 8 | 0.081 | F | 8 | 0.16 | F | 8 | 0 | 1 | D | 9 | 0 | C | 8
Retail Sales/Showroom |  |  |  | Retail | Lobby (Main Entry and Assembly) | Retail Lobby (Main Entry and Assembly) | 6417 | 0.99 | 0.63 | [16 empty] | 3327400% | 5:00 | 0 | 0 | 0 | 1 | 0 | 0 | 1 | 0 | 0 | 1 | 0 | 0 | 1 | 0 | 0 | 1 | 0 | 0 | 1 | 0 | 0 | 1 | 0 | 3 | B | 8 | 1 | B | 8 | 7.6 | B | 8 | 0.5 | E | 9 | 61 | A | 7 | 987 | E | 9 | 160 | B | 8 | 4.2 | B | 8 | 24800 | C | 8 | 77777 | B | 8 | 1.2 | E | 8 | 0.081 | F | 8 | 0.16 | F | 8 | 0 | 1 | D | 9 | 0 | C | 8
Smoking Lounge |  |  |  | Retail | Office (General) | Retail Office (General) | 3175 | 0.73 | 0.4 | [16 empty] | 3327400% | 6:00 | 0 | 0 | 0 | 1 | 0 | 0 | 1 | 0 | 0 | 1 | 0 | 0 | 1 | 0 | 0 | 1 | 0 | 0 | 1 | 0 | 0 | 1 | 0 | 3 | A | 7 | 1 | E | 9 | 7.8 | A | 7 | 0.5 | E | 9 | 60 | A | 7 | 987 | E | 9 | 170 | A | 7 | 4.1 | A | 7 | 24000 | B | 7 | 77777 | A | 7 | 1.3 | E | 8 | 0.081 | F | 8 | 0.16 | F | 8 | 0 | 1 | D | 9 | 0 | C | 8
Storage (Conditioned & Walk-In Refrigerator/Freezer) |  |  |  | Retail | Restrooms | Retail Restrooms | 5816 | 0.94 | 0.7 | [16 empty] | 3327400% | 7:00 | 0 | 0 | 0 | 1 | 0 | 0 | 1 | 0 | 0 | 1 | 0 | 0 | 1 | 0 | 0 | 1 | 0 | 0 | 1 | 0 | 0 | 1 | 0 | 9 | A | 7 | 4 | E | 9 | 7.2 | A | 7 | 1 | E | 9 | 65 | A | 7 | 987 | E | 9 | 120 | A | 7 | 2.6 | A | 7 | 24000 | B | 7 | 7500 | A | 7 | 1.3 | E | 8 | 0.081 | F | 8 | 0.16 | F | 8 | 0 | 1 | D | 9 | 0 | C | 8
Storage (Conditioned) |  |  |  | Retail | Retail Sales/Showroom | Retail Retail Sales/Showroom | 5192 | 0.98 | 0.64 | [16 empty] | 3327400% | 8:00 | 62 | 1020 | 21 | 1 | 24 | 70 | 1 | 27 | 17 | 1 | 24 | 23 | 1 | 24 | 25 | 1 | 27 | 22 | 1 | 24 | 29 | 1 | 43 | 9 | A | 7 | 4 | E | 9 | 6.1 | A | 7 | 1 | E | 9 | 70 | A | 7 | 987 | E | 9 | 140 | A | 7 | 3.1 | A | 7 | 32000 | B | 7 | 7500 | A | 7 | 1.3 | E | 8 | 0.081 | F | 8 | 0.16 | F | 8 | 0 | 1 | D | 9 | 0 | C | 8
Storage (Refrigerated/Freezer),Walk-in |  |  |  | Warehouse/Industrial | Auto Repair Workshop | Warehouse/Industrial Auto Repair Workshop | 5482 | 0.93 | 0.49 | [16 empty] | 3327400% | 9:00 | 293 | 1407 | 127 | 1 | 24 | 174 | 1 | 27 | 91 | 1 | 24 | 133 | 1 | 24 | 133 | 1 | 27 | 105 | 1 | 24 | 181 | 1 | 43 | 9 | A | 7 | 4 | E | 9 | 8.9 | A | 7 | 1 | E | 9 | 58 | A | 7 | 987 | E | 9 | 190 | A | 7 | 5.1 | A | 7 | 32000 | B | 7 | 7500 | A | 7 | 1.4 | E | 8 | 0.081 | F | 8 | 0.16 | F | 8 | 0 | 1 | D | 9 | 0 | C | 8
Storage (Unconditioned) |  |  |  | Warehouse/Industrial | Comm/Ind Work (General High Bay) | Warehouse/Industrial Comm/Ind Work (General High Bay) | 5103 | 0.94 | 0.86 | [16 empty] | 3327400% | 10:00 | 504 | 1407 | 286 | 1 | 24 | 644 | 1 | 27 | 56 | 1 | 24 | 302 | 1 | 24 | 602 | 1 | 27 | 86 | 1 | 24 | 119 | 1 | 43 | 3 | A | 7 | 1 | E | 9 | 12.8 | A | 7 | 4 | E | 9 | 55 | A | 7 | 987 | E | 9 | 180 | A | 7 | 5.1 | A | 7 | 32000 | B | 7 | 77777 | A | 7 | 1.4 | E | 8 | 0.081 | F | 8 | 0.16 | F | 8 | 0 | 1 | D | 9 | 0 | C | 8
Storage (Walk-In Refrigerator/Freezer) |  |  |  | Warehouse/Industrial | Comm/Ind Work (General Low Bay) | Warehouse/Industrial Comm/Ind Work (General Low Bay) | 7110 | 0.98 | 0.78 | [16 empty] | 3327400% | 11:00 | 664 | 1407 | 439 | 1 | 24 | 820 | 1 | 27 | 52 | 1 | 24 | 465 | 1 | 24 | 795 | 1 | 27 | 88 | 1 | 24 | 133 | 1 | 43 | 2 | A | 7 | 1 | E | 9 | 15.6 | A | 7 | 4 | E | 9 | 46 | A | 7 | 987 | E | 9 | 180 | A | 7 | 3.1 | A | 7 | 32000 | B | 7 | 77777 | A | 7 | 1.4 | E | 8 | 0.081 | F | 8 | 0.16 | F | 8 | 0 | 1 | D | 9 | 0 | C | 8
Vacant (Conditioned) |  |  |  | Warehouse/Industrial | Comm/Ind Work (Precision) | Warehouse/Industrial Comm/Ind Work (Precision) | 3338 | 0.69 | 0.44 | [16 empty] | 3327400% | 12:00 | 762 | 1407 | 524 | 1 | 24 | 835 | 1 | 27 | 71 | 1 | 24 | 549 | 1 | 24 | 820 | 1 | 27 | 104 | 1 | 24 | 165 | 1 | 43 | 3 | A | 7 | 1 | E | 9 | 18.3 | A | 7 | 3 | E | 9 | 36 | A | 7 | 987 | E | 9 | 190 | A | 7 | 3.6 | A | 7 | 24000 | B | 7 | 77777 | A | 7 | 1.5 | E | 8 | 0.081 | F | 8 | 0.16 | F | 8 | 0 | 1 | D | 9 | 0 | C | 8
|  |  |  | Warehouse/Industrial | Office (General) | Warehouse/Industrial Office (General) | 2868 | 0.74 | 0.36 | [16 empty] | 3327400% | 13:00 | 792 | 1407 | 523 | 1 | 24 | 649 | 1 | 27 | 158 | 1 | 24 | 545 | 1 | 24 | 643 | 1 | 27 | 182 | 1 | 24 | 349 | 1 | 43 | 9 | A | 7 | 4 | E | 9 | 20 | A | 7 | 2 | E | 9 | 30 | A | 7 | 987 | E | 9 | 210 | A | 7 | 3.6 | A | 7 | 24000 | B | 7 | 77777 | A | 7 | 1.5 | E | 8 | 0.081 | F | 8 | 0.16 | F | 8 | 0 | 1 | D | 9 | 0 | C | 8
|  |  |  | Warehouse/Industrial | Restrooms | Warehouse/Industrial Restrooms | 4213 | 0.53 | 0.47 | [16 empty] | 3327400% | 14:00 | 751 | 1407 | 350 | 1 | 24 | 331 | 1 | 27 | 173 | 1 | 24 | 383 | 1 | 24 | 348 | 1 | 27 | 196 | 1 | 24 | 386 | 1 | 43 | 9 | A | 7 | 4 | E | 9 | 20.6 | A | 7 | 0 | E | 9 | 25 | A | 7 | 987 | E | 9 | 170 | A | 7 | 3.1 | A | 7 | 24000 | B | 7 | 77777 | A | 7 | 1.5 | E | 8 | 0.081 | F | 8 | 0.16 | F | 8 | 0 | 1 | D | 9 | 0 | C | 8
|  |  |  | Warehouse/Industrial | Storage (Conditioned & Walk-In Refrigerator/Freezer) | Warehouse/Industrial Storage (Conditioned & Walk-In Refrigerator/Freezer) | 4530 | 0.82 | 0.4 | [16 empty] | 3327400% | 15:00 | 642 | 1407 | 361 | 1 | 24 | 542 | 1 | 27 | 114 | 1 | 24 | 377 | 1 | 24 | 526 | 1 | 27 | 136 | 1 | 24 | 231 | 1 | 43 | 10 | A | 7 | 6 | E | 9 | 21.1 | A | 7 | -1 | E | 9 | 22 | A | 7 | 987 | E | 9 | 260 | A | 7 | 2.6 | A | 7 | 24000 | B | 7 | 77777 | A | 7 | 1.6 | E | 8 | 0.081 | F | 8 | 0.16 | F | 8 | 0 | 1 | D | 9 | 0 | C | 8
|  |  |  | Warehouse/Industrial | Storage (Refrigerated/Freezer),Walk-in | Warehouse/Industrial Storage (Refrigerated/Freezer),Walk-in | 3338 | 0.69 | 0.44 | [16 empty] | 3327400% | 16:00 | 473 | 1407 | 251 | 1 | 24 | 144 | 1 | 27 | 202 | 1 | 24 | 266 | 1 | 24 | 134 | 1 | 27 | 220 | 1 | 24 | 460 | 1 | 43 | 10 | A | 7 | 6 | E | 9 | 20.6 | A | 7 | -1 | E | 9 | 23 | A | 7 | 987 | E | 9 | 200 | A | 7 | 2.6 | A | 7 | 19200 | B | 7 | 77777 | A | 7 | 1.6 | E | 8 | 0.081 | F | 8 | 0.16 | F | 8 | 0 | 1 | D | 9 | 0 | C | 8
|  |  |  | Warehouse/Industrial | Vacant (Conditioned) | Warehouse/Industrial Vacant (Conditioned) | 3338 | 0.69 | 0.44 | [16 empty] | 3327400% | 17:00 | 256 | 1407 | 122 | 1 | 24 | 107 | 1 | 27 | 102 | 1 | 24 | 129 | 1 | 24 | 79 | 1 | 27 | 114 | 1 | 24 | 219 | 1 | 43 | 10 | A | 7 | 6 | E | 9 | 20 | A | 7 | -1 | E | 9 | 24 | A | 7 | 987 | E | 9 | 200 | A | 7 | 2.6 | A | 7 | 19200 | B | 7 | 2700 | A | 7 | 1.7 | E | 8 | 0.081 | F | 8 | 0.16 | F | 8 | 0 | 1 | D | 9 | 0 | C | 8
[26 empty] | 3327400% | 18:00 | 37 | 786 | 9 | 1 | 24 | 19 | 1 | 27 | 8 | 1 | 24 | 10 | 1 | 24 | 6 | 1 | 27 | 10 | 1 | 24 | 13 | 1 | 43 | 10 | A | 7 | 6 | E | 9 | 17.8 | A | 7 | 0 | E | 9 | 30 | A | 7 | 987 | E | 9 | 200 | A | 7 | 2.1 | A | 7 | 24000 | B | 7 | 3900 | A | 7 | 1.7 | E | 8 | 0.081 | F | 8 | 0.16 | F | 8 | 0 | 1 | D | 9 | 0 | C | 8
|  |  |  | C&I Downstream Lighting Parameters | [21 empty] | 3327400% | 19:00 | 0 | 0 | 0 | 1 | 0 | 0 | 1 | 0 | 0 | 1 | 0 | 0 | 1 | 0 | 0 | 1 | 0 | 0 | 1 | 0 | 0 | 1 | 0 | 9 | A | 7 | 4 | E | 9 | 17.8 | A | 7 | -1 | E | 9 | 28 | A | 7 | 987 | E | 9 | 250 | A | 7 | 3.6 | A | 7 | 24000 | B | 7 | 3900 | A | 7 | 1.7 | E | 8 | 0.081 | F | 8 | 0.16 | F | 8 | 0 | 1 | D | 9 | 0 | C | 8
Primary Heating Type | Class Sector |  |  | Building Type | Space Type | Hours of Use | Summer CF | Winter CF | [17 empty] | 3327400% | 20:00 | 0 | 0 | 0 | 1 | 0 | 0 | 1 | 0 | 0 | 1 | 0 | 0 | 1 | 0 | 0 | 1 | 0 | 0 | 1 | 0 | 0 | 1 | 0 | 10 | A | 7 | 6 | E | 9 | 16.1 | A | 7 | 0 | E | 9 | 33 | A | 7 | 987 | E | 9 | 230 | A | 7 | 2.6 | A | 7 | 24000 | B | 7 | 3900 | A | 7 | 1.8 | E | 8 | 0.081 | F | 8 | 0.16 | F | 8 | 0 | 1 | D | 9 | 0 | C | 8
Electric | Commercial |  |  | All | Auto Repair Workshop | 6189 | 0.89 | 0.61 | [17 empty] | 3327400% | 21:00 | 0 | 0 | 0 | 1 | 0 | 0 | 1 | 0 | 0 | 1 | 0 | 0 | 1 | 0 | 0 | 1 | 0 | 0 | 1 | 0 | 0 | 1 | 0 | 10 | B | 8 | 6 | B | 8 | 15.9 | B | 8 | -1 | E | 9 | 31 | A | 7 | 987 | E | 9 | 240 | B | 8 | 2.7 | B | 8 | 21890 | C | 8 | 3556 | B | 8 | 1.8 | E | 8 | 0.081 | F | 8 | 0.16 | F | 8 | 0 | 1 | D | 9 | 0 | C | 8
Non Electric | Industrial |  |  | All | Classroom/Lecture | 1584 | 0.24 | 0.2 | [17 empty] | 3327400% | 22:00 | 0 | 0 | 0 | 1 | 0 | 0 | 1 | 0 | 0 | 1 | 0 | 0 | 1 | 0 | 0 | 1 | 0 | 0 | 1 | 0 | 0 | 1 | 0 | 10 | B | 8 | 7 | B | 8 | 15.4 | B | 8 | -1 | E | 9 | 32 | A | 7 | 987 | E | 9 | 250 | B | 8 | 2.9 | B | 8 | 19781 | C | 8 | 3213 | B | 8 | 1.8 | E | 8 | 0.081 | F | 8 | 0.16 | F | 8 | 0 | 1 | D | 9 | 0 | C | 8
Oil | Institutional |  |  | All | Comm/Ind Work (General High Bay) | 4790 | 0.91 | 0.82 | [17 empty] | 3327400% | 23:00 | 0 | 0 | 0 | 1 | 0 | 0 | 1 | 0 | 0 | 1 | 0 | 0 | 1 | 0 | 0 | 1 | 0 | 0 | 1 | 0 | 0 | 1 | 0 | 10 | B | 8 | 7 | B | 8 | 14 | B | 8 | -1.1 | E | 9 | 35 | A | 7 | 987 | E | 9 | 260 | B | 8 | 3 | B | 8 | 17672 | C | 8 | 2869 | B | 8 | 1.9 | E | 8 | 0.081 | F | 8 | 0.16 | F | 8 | 0 | 1 | D | 9 | 0 | C | 8
Propane | Non Profit |  |  | All | Comm/Ind Work (General Low Bay) | 6775 | 0.95 | 0.77 | [17 empty] | 3327400% | 24:00 | 0 | 0 | 0 | 1 | 0 | 0 | 1 | 0 | 0 | 1 | 0 | 0 | 1 | 0 | 0 | 1 | 0 | 0 | 1 | 0 | 0 | 1 | 0 | 10 | B | 8 | 8 | B | 8 | 13.5 | B | 8 | -1.4 | E | 9 | 35 | A | 7 | 987 | E | 9 | 270 | B | 8 | 3.1 | B | 8 | 15563 | C | 8 | 2525 | B | 8 | 1.9 | E | 8 | 0.081 | F | 8 | 0.16 | F | 8 | 0 | 1 | D | 9 | 0 | C | 8
None | Multifamily |  |  | All | Conference Room | 1201 | 0.3 | 0.16 | [17 empty] | 3327500% | 1:00 | 0 | 0 | 0 | 1 | 0 | 0 | 1 | 0 | 0 | 1 | 0 | 0 | 1 | 0 | 0 | 1 | 0 | 0 | 1 | 0 | 0 | 1 | 0 | 10 | B | 8 | 8 | B | 8 | 13 | B | 8 | -1.3 | E | 9 | 37 | A | 7 | 987 | E | 9 | 280 | B | 8 | 3.3 | B | 8 | 13454 | C | 8 | 2182 | B | 8 | 1.9 | E | 8 | 0.082 | F | 8 | 0.16 | F | 8 | 0 | 1 | D | 9 | 45 | C | 8
| Government (State/County/Municipal) |  |  | All | Corridor/Hallways | 5670 | 0.86 | 0.73 | [17 empty] | 3327500% | 2:00 | 0 | 0 | 0 | 1 | 0 | 0 | 1 | 0 | 0 | 1 | 0 | 0 | 1 | 0 | 0 | 1 | 0 | 0 | 1 | 0 | 0 | 1 | 0 | 10 | B | 8 | 8 | B | 8 | 12.4 | B | 8 | -1.7 | E | 9 | 37 | A | 7 | 987 | E | 9 | 300 | B | 8 | 3.4 | B | 8 | 11345 | C | 8 | 1838 | B | 8 | 2 | E | 8 | 0.082 | F | 8 | 0.16 | F | 8 | 0 | 1 | D | 9 | 45 | C | 8
|  |  |  | All | Dining Area | 2962 | 0.53 | 0.51 | [17 empty] | 3327500% | 3:00 | 0 | 0 | 0 | 1 | 0 | 0 | 1 | 0 | 0 | 1 | 0 | 0 | 1 | 0 | 0 | 1 | 0 | 0 | 1 | 0 | 0 | 1 | 0 | 10 | B | 8 | 9 | B | 8 | 12 | B | 8 | -1.8 | E | 9 | 38 | A | 7 | 987 | E | 9 | 310 | B | 8 | 3.6 | B | 8 | 9236 | C | 8 | 1495 | B | 8 | 2 | E | 8 | 0.082 | F | 8 | 0.16 | F | 8 | 0 | 1 | D | 9 | 45 | C | 8
Lighting_Facility_Type |  |  |  | All | Exercise Centers/Gymnasium | 4833 | 0.82 | 0.6 | [17 empty] | 3327500% | 4:00 | 0 | 0 | 0 | 1 | 0 | 0 | 1 | 0 | 0 | 1 | 0 | 0 | 1 | 0 | 0 | 1 | 0 | 0 | 1 | 0 | 0 | 1 | 0 | 10 | B | 8 | 9 | B | 8 | 11.3 | B | 8 | -2.1 | E | 9 | 38 | A | 7 | 987 | E | 9 | 320 | B | 8 | 3.7 | B | 8 | 7127 | C | 8 | 1151 | B | 8 | 2.1 | E | 8 | 0.082 | F | 8 | 0.16 | F | 8 | 0 | 1 | D | 9 | 45 | C | 8
|  |  |  | All | Kitchen/Break room & Food Prep | 3522 | 0.74 | 0.42 | [17 empty] | 3327500% | 5:00 | 0 | 0 | 0 | 1 | 0 | 0 | 1 | 0 | 0 | 1 | 0 | 0 | 1 | 0 | 0 | 1 | 0 | 0 | 1 | 0 | 0 | 1 | 0 | 10 | B | 8 | 9 | B | 8 | 10.8 | B | 8 | -2.1 | E | 9 | 40 | A | 7 | 987 | E | 9 | 330 | B | 8 | 3.8 | B | 8 | 5018 | C | 8 | 807 | B | 8 | 2.1 | E | 8 | 0.082 | F | 8 | 0.16 | F | 8 | 0 | 1 | D | 9 | 45 | C | 8
|  |  |  | All | Library | 1957 | 0.46 | 0.31 | [17 empty] | 3327500% | 6:00 | 0 | 0 | 0 | 1 | 0 | 0 | 1 | 0 | 0 | 1 | 0 | 0 | 1 | 0 | 0 | 1 | 0 | 0 | 1 | 0 | 0 | 1 | 0 | 10 | B | 8 | 10 | B | 8 | 10.8 | B | 8 | -2.3 | E | 9 | 39 | A | 7 | 987 | E | 9 | 340 | B | 8 | 4 | B | 8 | 2909 | C | 8 | 464 | B | 8 | 2.1 | E | 8 | 0.082 | F | 8 | 0.16 | F | 8 | 0 | 1 | D | 9 | 45 | C | 8
|  |  |  | All | Loading Dock | 7358 | 0.97 | 0.62 | [17 empty] | 3327500% | 7:00 | 0 | 0 | 0 | 1 | 0 | 0 | 1 | 0 | 0 | 1 | 0 | 0 | 1 | 0 | 0 | 1 | 0 | 0 | 1 | 0 | 0 | 1 | 0 | 10 | A | 7 | 10 | E | 9 | 10 | A | 7 | -2 | E | 9 | 42 | A | 7 | 987 | E | 9 | 350 | A | 7 | 4.1 | A | 7 | 800 | B | 7 | 120 | A | 7 | 2.2 | E | 8 | 0.082 | F | 8 | 0.16 | F | 8 | 0 | 1 | D | 9 | 45 | C | 8
HVAC Type | Contractor_Specific_Interior |  |  | All | Lobby (Main Entry and Assembly) | 5947 | 0.82 | 0.71 | [17 empty] | 3327500% | 8:00 | 65 | 1043 | 6 | 1 | 24 | 0 | 1 | 27 | 6 | 1 | 24 | 7 | 1 | 24 | 0 | 1 | 27 | 7 | 1 | 24 | 24 | 1 | 43 | 10 | A | 7 | 10 | E | 9 | 10 | A | 7 | -2 | E | 9 | 42 | A | 7 | 987 | E | 9 | 350 | A | 7 | 4.1 | A | 7 | 400 | B | 7 | 30 | A | 7 | 2.1 | E | 8 | 0.082 | F | 8 | 0.16 | F | 8 | 0 | 1 | D | 9 | 45 | C | 8
Heat Pump | Heat Pump |  |  | All | Lobby (Office Reception/Waiting) | 3425 | 0.87 | 0.49 | [17 empty] | 3327500% | 9:00 | 298 | 1407 | 36 | 1 | 24 | 0 | 1 | 27 | 36 | 1 | 24 | 43 | 1 | 24 | 0 | 1 | 27 | 43 | 1 | 24 | 146 | 1 | 43 | 10 | A | 7 | 10 | E | 9 | 10.6 | A | 7 | -2 | E | 9 | 41 | A | 7 | 987 | E | 9 | 20 | A | 7 | 2.6 | A | 7 | 800 | B | 7 | 180 | A | 7 | 2.1 | E | 8 | 0.082 | F | 8 | 0.16 | F | 8 | 0 | 1 | D | 9 | 45 | C | 8
AC/ NonElec | Non Electric Heating With AC |  |  | All | Mechanical/Electrical Room | 5026 | 0.74 | 0.46 | [17 empty] | 3327500% | 10:00 | 509 | 1407 | 84 | 1 | 24 | 0 | 1 | 27 | 84 | 1 | 24 | 98 | 1 | 24 | 0 | 1 | 27 | 98 | 1 | 24 | 354 | 1 | 43 | 10 | A | 7 | 10 | E | 9 | 11.1 | A | 7 | -2 | E | 9 | 39 | A | 7 | 987 | E | 9 | 0 | A | 7 | 0 | A | 7 | 1000 | B | 7 | 240 | A | 7 | 2.1 | E | 8 | 0.082 | F | 8 | 0.16 | F | 8 | 0 | 1 | D | 9 | 45 | C | 8
NoAC/ ElecRes | Baseboard Electric with No AC |  |  | All | Office (Executive/Private) | 1753 | 0.44 | 0.2 | [17 empty] | 3327500% | 11:00 | 670 | 1407 | 98 | 1 | 24 | 0 | 1 | 27 | 98 | 1 | 24 | 117 | 1 | 24 | 0 | 1 | 27 | 117 | 1 | 24 | 447 | 1 | 43 | 10 | A | 7 | 10 | E | 9 | 10 | A | 7 | -3 | E | 9 | 39 | A | 7 | 987 | E | 9 | 360 | A | 7 | 3.1 | A | 7 | 1000 | B | 7 | 180 | A | 7 | 2 | E | 8 | 0.082 | F | 8 | 0.16 | F | 8 | 0 | 1 | D | 9 | 45 | C | 8
AC/ ElecRes | Baseboard Electric with AC |  |  | All | Office (General) | 3001 | 0.67 | 0.43 | [17 empty] | 3327500% | 12:00 | 768 | 1407 | 115 | 1 | 24 | 0 | 1 | 27 | 115 | 1 | 24 | 138 | 1 | 24 | 0 | 1 | 27 | 138 | 1 | 24 | 541 | 1 | 43 | 10 | A | 7 | 10 | E | 9 | 10 | A | 7 | -3 | E | 9 | 39 | A | 7 | 987 | E | 9 | 320 | A | 7 | 2.6 | A | 7 | 1600 | B | 7 | 180 | A | 7 | 2 | E | 8 | 0.082 | F | 8 | 0.16 | F | 8 | 0 | 1 | D | 9 | 45 | C | 8
None/Gas | Non Electric Heating With No AC |  |  | All | Office (Open Plan) | 3159 | 0.82 | 0.49 | [17 empty] | 3327500% | 13:00 | 798 | 1407 | 120 | 1 | 25 | 0 | 1 | 28 | 120 | 1 | 25 | 144 | 1 | 25 | 0 | 1 | 28 | 144 | 1 | 25 | 569 | 1 | 45 | 10 | B | 8 | 10 | B | 8 | 10.6 | B | 8 | -3 | E | 9 | 37 | A | 7 | 987 | E | 9 | 20 | B | 8 | 2.6 | B | 8 | 1600 | C | 8 | 150 | B | 8 | 1.9 | E | 8 | 0.082 | F | 8 | 0.16 | F | 8 | 0 | 1 | D | 9 | 45 | C | 8
None/Gas | Unconditioned |  |  | All | Other | 3438 | 0.64 | 0.4 | [17 empty] | 3327500% | 14:00 | 757 | 1407 | 113 | 1 | 24 | 0 | 1 | 27 | 113 | 1 | 24 | 136 | 1 | 24 | 0 | 1 | 27 | 136 | 1 | 24 | 530 | 1 | 43 | 10 | A | 7 | 10 | E | 9 | 11.1 | A | 7 | -3 | E | 9 | 36 | A | 7 | 987 | E | 9 | 70 | A | 7 | 2.6 | A | 7 | 1600 | B | 7 | 120 | A | 7 | 1.9 | E | 8 | 0.082 | F | 8 | 0.16 | F | 8 | 0 | 1 | D | 9 | 45 | C | 8
Unknown | Unknown |  |  | All | Parking Garage | 8678 | 0.98 | 0.99 | [17 empty] | 3327500% | 15:00 | 648 | 1407 | 94 | 1 | 24 | 0 | 1 | 27 | 94 | 1 | 24 | 112 | 1 | 24 | 0 | 1 | 27 | 112 | 1 | 24 | 426 | 1 | 43 | 10 | A | 7 | 10 | E | 9 | 10.6 | A | 7 | -3 | E | 9 | 37 | A | 7 | 987 | E | 9 | 0 | A | 7 | 0 | A | 7 | 800 | B | 7 | 60 | A | 7 | 1.9 | E | 8 | 0.082 | F | 8 | 0.16 | F | 8 | 0 | 1 | D | 9 | 45 | C | 8
|  |  |  | All | Outside/Outdoor Area | 3604 | 0.11 | 0.58 | [17 empty] | 3327500% | 16:00 | 479 | 1407 | 78 | 1 | 24 | 0 | 1 | 27 | 78 | 1 | 24 | 91 | 1 | 24 | 0 | 1 | 27 | 91 | 1 | 24 | 325 | 1 | 43 | 10 | A | 7 | 10 | E | 9 | 11.7 | A | 7 | -3 | E | 9 | 35 | A | 7 | 987 | E | 9 | 90 | A | 7 | 4.1 | A | 7 | 3200 | B | 7 | 300 | A | 7 | 1.8 | E | 8 | 0.082 | F | 8 | 0.16 | F | 8 | 0 | 1 | D | 9 | 45 | C | 8
Contractor_Specific_Exterior |  |  |  | All | Restrooms | 2521 | 0.42 | 0.3 | [17 empty] | 3327500% | 17:00 | 261 | 1407 | 36 | 1 | 24 | 0 | 1 | 27 | 36 | 1 | 24 | 42 | 1 | 24 | 0 | 1 | 27 | 42 | 1 | 24 | 141 | 1 | 43 | 10 | A | 7 | 10 | E | 9 | 11.7 | A | 7 | -4 | E | 9 | 32 | A | 7 | 987 | E | 9 | 110 | A | 7 | 4.1 | A | 7 | 4000 | B | 7 | 300 | A | 7 | 1.8 | E | 8 | 0.082 | F | 8 | 0.16 | F | 8 | 0 | 1 | D | 9 | 45 | C | 8
Unconditioned |  |  |  | All | Retail Sales/Showroom | 6152 | 0.97 | 0.78 | [17 empty] | 3327500% | 18:00 | 40 | 809 | 4 | 1 | 24 | 0 | 1 | 27 | 4 | 1 | 24 | 5 | 1 | 24 | 0 | 1 | 27 | 5 | 1 | 24 | 16 | 1 | 43 | 10 | A | 7 | 10 | E | 9 | 10.6 | A | 7 | -4 | E | 9 | 34 | A | 7 | 987 | E | 9 | 80 | A | 7 | 4.1 | A | 7 | 3600 | B | 7 | 300 | A | 7 | 1.8 | E | 8 | 0.082 | F | 8 | 0.16 | F | 8 | 0 | 1 | D | 9 | 45 | C | 8
|  |  |  | All | Storage (Conditioned & Walk-In Refrigerator/Freezer) | 4672 | 0.81 | 0.44 | [17 empty] | 3327500% | 19:00 | 0 | 0 | 0 | 1 | 0 | 0 | 1 | 0 | 0 | 1 | 0 | 0 | 1 | 0 | 0 | 1 | 0 | 0 | 1 | 0 | 0 | 1 | 0 | 10 | A | 7 | 10 | E | 9 | 10.6 | A | 7 | -4 | E | 9 | 34 | A | 7 | 987 | E | 9 | 0 | A | 7 | 0 | A | 7 | 3200 | B | 7 | 3300 | A | 7 | 1.7 | E | 8 | 0.082 | F | 8 | 0.16 | F | 8 | 0 | 1 | D | 9 | 45 | C | 8
Lighting_Facility_Type_Exterior | Space Type Exterior |  |  | All | Storage (Unconditioned) | 2930 | 0.64 | 0.4 | [17 empty] | 3327500% | 20:00 | 0 | 0 | 0 | 1 | 0 | 0 | 1 | 0 | 0 | 1 | 0 | 0 | 1 | 0 | 0 | 1 | 0 | 0 | 1 | 0 | 0 | 1 | 0 | 10 | A | 7 | 10 | E | 9 | 10.6 | A | 7 | -4 | E | 9 | 34 | A | 7 | 987 | E | 9 | 0 | A | 7 | 0 | A | 7 | 1600 | B | 7 | 60 | A | 7 | 1.7 | E | 8 | 0.082 | F | 8 | 0.16 | F | 8 | 0 | 1 | D | 9 | 45 | C | 8
All | Parking Garage | [24 empty] | 3327500% | 21:00 | 0 | 0 | 0 | 1 | 0 | 0 | 1 | 0 | 0 | 1 | 0 | 0 | 1 | 0 | 0 | 1 | 0 | 0 | 1 | 0 | 0 | 1 | 0 | 10 | A | 7 | 10 | E | 9 | 10 | A | 7 | -4.7 | E | 9 | 34 | A | 7 | 987 | E | 9 | 130 | A | 7 | 2.1 | A | 7 | 6400 | B | 7 | 1200 | A | 7 | 1.6 | E | 8 | 0.082 | F | 8 | 0.16 | F | 8 | 0 | 1 | D | 9 | 45 | C | 8
All | Outside/Outdoor Area | [24 empty] | 3327500% | 22:00 | 0 | 0 | 0 | 1 | 0 | 0 | 1 | 0 | 0 | 1 | 0 | 0 | 1 | 0 | 0 | 1 | 0 | 0 | 1 | 0 | 0 | 1 | 0 | 10 | B | 8 | 10 | B | 8 | 9.8 | B | 8 | -4.5 | E | 9 | 35 | A | 7 | 987 | E | 9 | 130 | B | 8 | 2.3 | B | 8 | 6240 | C | 8 | 1107 | B | 8 | 1.6 | E | 8 | 0.082 | F | 8 | 0.16 | F | 8 | 0 | 1 | D | 9 | 45 | C | 8
|  |  |  | Facility_Type | Space_type_reference | Exterior Space Type | HOU by Building Type | [18 empty] | 3327500% | 23:00 | 0 | 0 | 0 | 1 | 0 | 0 | 1 | 0 | 0 | 1 | 0 | 0 | 1 | 0 | 0 | 1 | 0 | 0 | 1 | 0 | 0 | 1 | 0 | 10 | B | 8 | 10 | B | 8 | 8.9 | B | 8 | -4.3 | E | 9 | 37 | A | 7 | 987 | E | 9 | 120 | B | 8 | 2.5 | B | 8 | 6080 | C | 8 | 1014 | B | 8 | 1.6 | E | 8 | 0.082 | F | 8 | 0.16 | F | 8 | 0 | 1 | D | 9 | 45 | C | 8
|  |  |  | Education | Education | Parking Garage | 3302 | [18 empty] | 3327500% | 24:00 | 0 | 0 | 0 | 1 | 0 | 0 | 1 | 0 | 0 | 1 | 0 | 0 | 1 | 0 | 0 | 1 | 0 | 0 | 1 | 0 | 0 | 1 | 0 | 10 | B | 8 | 10 | B | 8 | 8.7 | B | 8 | -4.3 | E | 9 | 38 | A | 7 | 987 | E | 9 | 120 | B | 8 | 2.7 | B | 8 | 5920 | C | 8 | 921 | B | 8 | 1.5 | E | 8 | 0.082 | F | 8 | 0.16 | F | 8 | 0 | 1 | D | 9 | 45 | C | 8
Existing Fixture Type | Name Manager |  |  | Grocery | Grocery | Outside/Outdoor Area | 7272 | [18 empty] | 3327600% | 1:00 | 0 | 0 | 0 | 1 | 0 | 0 | 1 | 0 | 0 | 1 | 0 | 0 | 1 | 0 | 0 | 1 | 0 | 0 | 1 | 0 | 0 | 1 | 0 | 10 | B | 8 | 10 | B | 8 | 8.6 | B | 8 | -4 | E | 9 | 39 | A | 7 | 987 | E | 9 | 110 | B | 8 | 2.9 | B | 8 | 5760 | C | 8 | 828 | B | 8 | 1.5 | E | 8 | 0.083 | F | 8 | 0.16 | F | 8 | 0 | 1 | D | 9 | 45 | C | 8
PAR Incandescent | PAR |  |  | Health | Health |  | 4911 | [18 empty] | 3327600% | 2:00 | 0 | 0 | 0 | 1 | 0 | 0 | 1 | 0 | 0 | 1 | 0 | 0 | 1 | 0 | 0 | 1 | 0 | 0 | 1 | 0 | 0 | 1 | 0 | 10 | B | 8 | 10 | B | 8 | 8.3 | B | 8 | -4 | E | 9 | 40 | A | 7 | 987 | E | 9 | 110 | B | 8 | 3.1 | B | 8 | 5600 | C | 8 | 735 | B | 8 | 1.5 | E | 8 | 0.083 | F | 8 | 0.16 | F | 8 | 0 | 1 | D | 9 | 45 | C | 8
R Lamps Incandescent | RLAMPS |  |  | Hotel/Lodging | Hotel |  | 7839 | [18 empty] | 3327600% | 3:00 | 0 | 0 | 0 | 1 | 0 | 0 | 1 | 0 | 0 | 1 | 0 | 0 | 1 | 0 | 0 | 1 | 0 | 0 | 1 | 0 | 0 | 1 | 0 | 10 | B | 8 | 9 | B | 8 | 8.3 | B | 8 | -3.9 | E | 9 | 40 | A | 7 | 987 | E | 9 | 110 | B | 8 | 3.3 | B | 8 | 5440 | C | 8 | 642 | B | 8 | 1.4 | E | 8 | 0.083 | F | 8 | 0.16 | F | 8 | 0 | 1 | D | 9 | 45 | C | 8
A Lamps Incandescent | ALAMPS |  |  | Office | Office |  | 3076 | [18 empty] | 3327600% | 4:00 | 0 | 0 | 0 | 1 | 0 | 0 | 1 | 0 | 0 | 1 | 0 | 0 | 1 | 0 | 0 | 1 | 0 | 0 | 1 | 0 | 0 | 1 | 0 | 10 | B | 8 | 9 | B | 8 | 8 | B | 8 | -3.9 | E | 9 | 41 | A | 7 | 987 | E | 9 | 100 | B | 8 | 3.5 | B | 8 | 5280 | C | 8 | 549 | B | 8 | 1.4 | E | 8 | 0.083 | F | 8 | 0.16 | F | 8 | 0 | 1 | D | 9 | 45 | C | 8
MR16 Lamps Incandescent | MR16LAMPS |  |  | Retail | Retail |  | 5282 | [18 empty] | 3327600% | 5:00 | 0 | 0 | 0 | 1 | 0 | 0 | 1 | 0 | 0 | 1 | 0 | 0 | 1 | 0 | 0 | 1 | 0 | 0 | 1 | 0 | 0 | 1 | 0 | 10 | B | 8 | 9 | B | 8 | 7.9 | B | 8 | -3.7 | E | 9 | 42 | A | 7 | 987 | E | 9 | 100 | B | 8 | 3.7 | B | 8 | 5120 | C | 8 | 456 | B | 8 | 1.3 | E | 8 | 0.083 | F | 8 | 0.16 | F | 8 | 0 | 1 | D | 9 | 45 | C | 8
Globes Incandescent | GLOBES |  |  | Warehouse/Industrial | Warehouse |  | 4921 | [18 empty] | 3327600% | 6:00 | 0 | 0 | 0 | 1 | 0 | 0 | 1 | 0 | 0 | 1 | 0 | 0 | 1 | 0 | 0 | 1 | 0 | 0 | 1 | 0 | 0 | 1 | 0 | 10 | B | 8 | 9 | B | 8 | 8.3 | B | 8 | -3.6 | E | 9 | 41 | A | 7 | 987 | E | 9 | 90 | B | 8 | 3.9 | B | 8 | 4960 | C | 8 | 363 | B | 8 | 1.3 | E | 8 | 0.083 | F | 8 | 0.16 | F | 8 | 0 | 1 | D | 9 | 45 | C | 8
Flame Tip Incandescent | FLAME |  |  | Other | All |  | 5964 | [18 empty] | 3327600% | 7:00 | 0 | 0 | 0 | 1 | 0 | 0 | 1 | 0 | 0 | 1 | 0 | 0 | 1 | 0 | 0 | 1 | 0 | 0 | 1 | 0 | 0 | 1 | 0 | 10 | A | 7 | 9 | E | 9 | 7.8 | A | 7 | -3 | E | 9 | 45 | A | 7 | 987 | E | 9 | 90 | A | 7 | 4.1 | A | 7 | 4800 | B | 7 | 270 | A | 7 | 1.3 | E | 8 | 0.083 | F | 8 | 0.16 | F | 8 | 0 | 1 | D | 9 | 45 | C | 8
2' T12 Fixture | TwoT12 |  |  | All | All |  | 5964 | [18 empty] | 3327600% | 8:00 | 69 | 1066 | 14 | 1 | 25 | 2 | 1 | 28 | 14 | 1 | 25 | 16 | 1 | 25 | 0 | 1 | 28 | 16 | 1 | 25 | 51 | 1 | 45 | 10 | B | 8 | 9 | B | 8 | 7.3 | B | 8 | -3 | E | 9 | 47 | A | 7 | 987 | E | 9 | 80 | B | 8 | 3.9 | B | 8 | 2800 | C | 8 | 165 | B | 8 | 1.3 | E | 8 | 0.083 | F | 8 | 0.16 | F | 8 | 0 | 1 | D | 9 | 45 | C | 8
3' T12 Fixture | ThreeT12 | [24 empty] | 3327600% | 9:00 | 303 | 1406 | 88 | 1 | 24 | 14 | 1 | 27 | 85 | 1 | 24 | 97 | 1 | 24 | 6 | 1 | 27 | 96 | 1 | 24 | 283 | 1 | 43 | 10 | A | 7 | 9 | E | 9 | 7.8 | A | 7 | -2 | E | 9 | 49 | A | 7 | 987 | E | 9 | 70 | A | 7 | 3.6 | A | 7 | 800 | B | 7 | 60 | A | 7 | 1.3 | E | 8 | 0.083 | F | 8 | 0.16 | F | 8 | 0 | 1 | D | 9 | 45 | C | 8
4' T12 Fixture | FourT12 |  |  | Category | Fixture Description | Concated List Category:Fixture Description | Measure Name Text | SBDI Catalog ID | BTU Catalog ID | DIY INCENTIVE | [15 empty] | 3327600% | 10:00 | 515 | 1406 | 77 | 1 | 24 | 20 | 1 | 27 | 70 | 1 | 24 | 86 | 1 | 24 | 19 | 1 | 27 | 79 | 1 | 24 | 215 | 1 | 43 | 10 | A | 7 | 9 | E | 9 | 7.8 | A | 7 | -2 | E | 9 | 49 | A | 7 | 987 | E | 9 | 40 | A | 7 | 3.6 | A | 7 | 1000 | B | 7 | 90 | A | 7 | 1.3 | E | 8 | 0.083 | F | 8 | 0.16 | F | 8 | 0 | 1 | D | 9 | 45 | C | 8
4' T5 Fixture | FourT5 | [24 empty] | 3327600% | 11:00 | 675 | 1406 | 341 | 1 | 24 | 272 | 1 | 27 | 210 | 1 | 24 | 363 | 1 | 24 | 280 | 1 | 27 | 228 | 1 | 24 | 475 | 1 | 43 | 10 | A | 7 | 9 | E | 9 | 5.6 | A | 7 | -2 | E | 9 | 57 | A | 7 | 987 | E | 9 | 30 | A | 7 | 4.1 | A | 7 | 1600 | B | 7 | 90 | A | 7 | 1.3 | E | 8 | 0.083 | F | 8 | 0.16 | F | 8 | 0 | 1 | D | 9 | 45 | C | 8
6' T12 Fixture | SixT12 | [24 empty] | 3327600% | 12:00 | 774 | 1406 | 324 | 1 | 24 | 94 | 1 | 27 | 272 | 1 | 24 | 355 | 1 | 24 | 95 | 1 | 27 | 303 | 1 | 24 | 819 | 1 | 43 | 10 | A | 7 | 9 | E | 9 | 7.8 | A | 7 | -2 | E | 9 | 49 | A | 7 | 987 | E | 9 | 20 | A | 7 | 3.1 | A | 7 | 600 | B | 7 | 60 | A | 7 | 1.3 | E | 8 | 0.083 | F | 8 | 0.16 | F | 8 | 0 | 1 | D | 9 | 45 | C | 8
8' T12 Fixture | EightT12 |  |  | Delamping | Delamping | Delamping Delamping | Delamping | 88379 | 88344 | [16 empty] | 3327600% | 13:00 | 804 | 1406 | 288 | 1 | 24 | 102 | 1 | 27 | 229 | 1 | 24 | 316 | 1 | 24 | 107 | 1 | 27 | 255 | 1 | 24 | 603 | 1 | 43 | 10 | A | 7 | 9 | E | 9 | 7.8 | A | 7 | -1 | E | 9 | 53 | A | 7 | 987 | E | 9 | 360 | A | 7 | 4.1 | A | 7 | 800 | B | 7 | 90 | A | 7 | 1.3 | E | 8 | 0.083 | F | 8 | 0.16 | F | 8 | 0 | 1 | D | 9 | 45 | C | 8
2' T8 Fixture | TwoT8 |  |  | HID Canopy | LED Canopy 1- 40W | HID Canopy LED Canopy 1- 40W | LED Parking Canopy Luminaires and Retrofit Kits | 88355 | 88336 | [16 empty] | 3327600% | 14:00 | 763 | 1406 | 325 | 1 | 24 | 93 | 1 | 27 | 274 | 1 | 24 | 356 | 1 | 24 | 94 | 1 | 27 | 305 | 1 | 24 | 815 | 1 | 43 | 10 | A | 7 | 9 | E | 9 | 8.3 | A | 7 | -1 | E | 9 | 51 | A | 7 | 987 | E | 9 | 350 | A | 7 | 6.7 | A | 7 | 1600 | B | 7 | 90 | A | 7 | 1.3 | E | 8 | 0.083 | F | 8 | 0.16 | F | 8 | 0 | 1 | D | 9 | 45 | C | 8
3' T8 Fixture | ThreeT8 |  |  | HID Canopy | LED Canopy 41-70W | HID Canopy LED Canopy 41-70W | LED Parking Canopy Luminaires and Retrofit Kits | 88355 | 88336 | [16 empty] | 3327600% | 15:00 | 654 | 1406 | 258 | 1 | 24 | 89 | 1 | 27 | 216 | 1 | 24 | 282 | 1 | 24 | 88 | 1 | 27 | 241 | 1 | 24 | 617 | 1 | 43 | 10 | A | 7 | 9 | E | 9 | 8.3 | A | 7 | -1 | E | 9 | 51 | A | 7 | 987 | E | 9 | 20 | A | 7 | 6.7 | A | 7 | 4000 | B | 7 | 360 | A | 7 | 1.3 | E | 8 | 0.083 | F | 8 | 0.16 | F | 8 | 0 | 1 | D | 9 | 45 | C | 8
4' T8 Fixture | FourT8 |  |  | HID Canopy | LED Canopy 71 -100W | HID Canopy LED Canopy 71 -100W | LED Parking Canopy Luminaires and Retrofit Kits | 88355 | 88336 | [16 empty] | 3327600% | 16:00 | 485 | 1406 | 79 | 1 | 24 | 33 | 1 | 27 | 67 | 1 | 24 | 87 | 1 | 24 | 30 | 1 | 27 | 76 | 1 | 24 | 202 | 1 | 43 | 10 | A | 7 | 9 | E | 9 | 7.8 | A | 7 | 0 | E | 9 | 58 | A | 7 | 987 | E | 9 | 360 | A | 7 | 5.1 | A | 7 | 6400 | B | 7 | 420 | A | 7 | 1.3 | E | 8 | 0.083 | F | 8 | 0.16 | F | 8 | 0 | 1 | D | 9 | 45 | C | 8
6' T8 Fixture | SixT8 |  |  | HID Canopy | LED Canopy 101+W | HID Canopy LED Canopy 101+W | LED Parking Canopy Luminaires and Retrofit Kits | 88355 | 88336 | [16 empty] | 3327600% | 17:00 | 267 | 1406 | 77 | 1 | 24 | 21 | 1 | 27 | 74 | 1 | 24 | 85 | 1 | 24 | 17 | 1 | 27 | 82 | 1 | 24 | 181 | 1 | 43 | 10 | A | 7 | 9 | E | 9 | 7.2 | A | 7 | -1 | E | 9 | 55 | A | 7 | 987 | E | 9 | 360 | A | 7 | 5.1 | A | 7 | 6400 | B | 7 | 540 | A | 7 | 1.4 | E | 8 | 0.083 | F | 8 | 0.16 | F | 8 | 0 | 1 | D | 9 | 45 | C | 8
8' T8 Fixture | EightT8 |  |  | HID Flood | LED Flood 1-20W | HID Flood LED Flood 1-20W | Exterior LED Flood and Spot Luminaires | 88359 | 88335 | [16 empty] | 3327600% | 18:00 | 43 | 832 | 9 | 1 | 24 | 2 | 1 | 27 | 9 | 1 | 24 | 11 | 1 | 24 | 0 | 1 | 27 | 11 | 1 | 24 | 34 | 1 | 43 | 10 | A | 7 | 9 | E | 9 | 7.2 | A | 7 | -1 | E | 9 | 55 | A | 7 | 987 | E | 9 | 360 | A | 7 | 4.1 | A | 7 | 4800 | B | 7 | 390 | A | 7 | 1.4 | E | 8 | 0.083 | F | 8 | 0.16 | F | 8 | 0 | 1 | D | 9 | 45 | C | 8
HID Fixtures | HID |  |  | HID Flood | LED Flood 21-40W | HID Flood LED Flood 21-40W | Exterior LED Flood and Spot Luminaires | 88359 | 88335 | [16 empty] | 3327600% | 19:00 | 0 | 0 | 0 | 1 | 0 | 0 | 1 | 0 | 0 | 1 | 0 | 0 | 1 | 0 | 0 | 1 | 0 | 0 | 1 | 0 | 0 | 1 | 0 | 10 | A | 7 | 9 | E | 9 | 7.2 | A | 7 | -1 | E | 9 | 55 | A | 7 | 987 | E | 9 | 350 | A | 7 | 3.1 | A | 7 | 4800 | B | 7 | 600 | A | 7 | 1.4 | E | 8 | 0.083 | F | 8 | 0.16 | F | 8 | 0 | 1 | D | 9 | 45 | C | 8
Circline Fluorescent Fixtures | CIRCLINE |  |  | HID Flood | LED Flood 41- 80W | HID Flood LED Flood 41- 80W | Exterior LED Flood and Spot Luminaires | 88359 | 88335 | [16 empty] | 3327600% | 20:00 | 0 | 0 | 0 | 1 | 0 | 0 | 1 | 0 | 0 | 1 | 0 | 0 | 1 | 0 | 0 | 1 | 0 | 0 | 1 | 0 | 0 | 1 | 0 | 10 | A | 7 | 9 | E | 9 | 7.2 | A | 7 | -1 | E | 9 | 55 | A | 7 | 987 | E | 9 | 350 | A | 7 | 2.6 | A | 7 | 4800 | B | 7 | 600 | A | 7 | 1.4 | E | 8 | 0.083 | F | 8 | 0.16 | F | 8 | 0 | 1 | D | 9 | 45 | C | 8
EXIT SIGNS | EXIT |  |  | HID Flood | LED Flood 81-150W | HID Flood LED Flood 81-150W | Exterior LED Flood and Spot Luminaires | 88359 | 88335 | [16 empty] | 3327600% | 21:00 | 0 | 0 | 0 | 1 | 0 | 0 | 1 | 0 | 0 | 1 | 0 | 0 | 1 | 0 | 0 | 1 | 0 | 0 | 1 | 0 | 0 | 1 | 0 | 10 | A | 7 | 9 | E | 9 | 7.2 | A | 7 | -1.9 | E | 9 | 51 | A | 7 | 987 | E | 9 | 0 | A | 7 | 0 | A | 7 | 4800 | B | 7 | 600 | A | 7 | 1.4 | E | 8 | 0.083 | F | 8 | 0.16 | F | 8 | 0 | 1 | D | 9 | 45 | C | 8
Plug-In CFLs | PLUGIN |  |  | HID Flood | LED Flood 151-200W | HID Flood LED Flood 151-200W | Exterior LED Flood and Spot Luminaires | 88359 | 88335 | [16 empty] | 3327600% | 22:00 | 0 | 0 | 0 | 1 | 0 | 0 | 1 | 0 | 0 | 1 | 0 | 0 | 1 | 0 | 0 | 1 | 0 | 0 | 1 | 0 | 0 | 1 | 0 | 10 | A | 7 | 9 | E | 9 | 7.2 | A | 7 | -1.9 | E | 9 | 51 | A | 7 | 987 | E | 9 | 350 | A | 7 | 2.6 | A | 7 | 6400 | B | 7 | 480 | A | 7 | 1.4 | E | 8 | 0.083 | F | 8 | 0.16 | F | 8 | 0 | 1 | D | 9 | 45 | C | 8
LEDs | LED |  |  | HID Flood | LED Flood 201-300W | HID Flood LED Flood 201-300W | Exterior LED Flood and Spot Luminaires | 88359 | 88335 | [16 empty] | 3327600% | 23:00 | 0 | 0 | 0 | 1 | 0 | 0 | 1 | 0 | 0 | 1 | 0 | 0 | 1 | 0 | 0 | 1 | 0 | 0 | 1 | 0 | 0 | 1 | 0 | 10 | B | 8 | 9 | B | 8 | 6.1 | B | 8 | -1.9 | E | 9 | 55 | A | 7 | 987 | E | 9 | 350 | B | 8 | 2.8 | B | 8 | 7600 | C | 8 | 458 | B | 8 | 1.4 | E | 8 | 0.083 | F | 8 | 0.16 | F | 8 | 0 | 1 | D | 9 | 45 | C | 8
TLEDs | TLED |  |  | HID Flood | LED Flood 301+W | HID Flood LED Flood 301+W | Exterior LED Flood and Spot Luminaires | 88359 | 88335 | [16 empty] | 3327600% | 24:00 | 0 | 0 | 0 | 1 | 0 | 0 | 1 | 0 | 0 | 1 | 0 | 0 | 1 | 0 | 0 | 1 | 0 | 0 | 1 | 0 | 0 | 1 | 0 | 10 | B | 8 | 9 | B | 8 | 5.8 | B | 8 | -2.1 | E | 9 | 56 | A | 7 | 987 | E | 9 | 340 | B | 8 | 3 | B | 8 | 8800 | C | 8 | 435 | B | 8 | 1.4 | E | 8 | 0.083 | F | 8 | 0.16 | F | 8 | 0 | 1 | D | 9 | 45 | C | 8
|  |  |  | HID High Bay | LED High Bay 1-65W | HID High Bay LED High Bay 1-65W | LED High-Bay Luminaires and Retrofit Kits | 88353 | 88337 | [16 empty] | 3327700% | 1:00 | 0 | 0 | 0 | 1 | 0 | 0 | 1 | 0 | 0 | 1 | 0 | 0 | 1 | 0 | 0 | 1 | 0 | 0 | 1 | 0 | 0 | 1 | 0 | 10 | B | 8 | 9 | B | 8 | 5.5 | B | 8 | -1.9 | E | 9 | 58 | A | 7 | 987 | E | 9 | 340 | B | 8 | 3.2 | B | 8 | 10000 | C | 8 | 413 | B | 8 | 1.4 | E | 8 | 0.083 | F | 8 | 0.16 | F | 8 | 0 | 1 | D | 9 | 45 | C | 8
Sensor Type | Description | Measure Name Text | Measure Life | HID High Bay | LED High Bay 66-90W | HID High Bay LED High Bay 66-90W | LED High-Bay Luminaires and Retrofit Kits | 88353 | 88337 | [16 empty] | 3327700% | 2:00 | 0 | 0 | 0 | 1 | 0 | 0 | 1 | 0 | 0 | 1 | 0 | 0 | 1 | 0 | 0 | 1 | 0 | 0 | 1 | 0 | 0 | 1 | 0 | 10 | B | 8 | 10 | B | 8 | 5.1 | B | 8 | -2.1 | E | 9 | 58 | A | 7 | 987 | E | 9 | 340 | B | 8 | 3.4 | B | 8 | 11200 | C | 8 | 390 | B | 8 | 1.4 | E | 8 | 0.083 | F | 8 | 0.16 | F | 8 | 0 | 1 | D | 9 | 0 | C | 8
NONE | No Sensor | None | 0 | HID High Bay | LED High Bay 91-110W | HID High Bay LED High Bay 91-110W | LED High-Bay Luminaires and Retrofit Kits | 88353 | 88337 | [16 empty] | 3327700% | 3:00 | 0 | 0 | 0 | 1 | 0 | 0 | 1 | 0 | 0 | 1 | 0 | 0 | 1 | 0 | 0 | 1 | 0 | 0 | 1 | 0 | 0 | 1 | 0 | 10 | B | 8 | 10 | B | 8 | 4.9 | B | 8 | -2.1 | E | 9 | 59 | A | 7 | 987 | E | 9 | 330 | B | 8 | 3.5 | B | 8 | 12400 | C | 8 | 368 | B | 8 | 1.4 | E | 8 | 0.083 | F | 8 | 0.16 | F | 8 | 0 | 1 | D | 9 | 0 | C | 8
WALL OCC | Occupancy Sensor - Wall Mounted | Occupancy Sensors | 8 | HID High Bay | LED High Bay 111-165W | HID High Bay LED High Bay 111-165W | LED High-Bay Luminaires and Retrofit Kits | 88353 | 88337 | [16 empty] | 3327700% | 4:00 | 0 | 0 | 0 | 1 | 0 | 0 | 1 | 0 | 0 | 1 | 0 | 0 | 1 | 0 | 0 | 1 | 0 | 0 | 1 | 0 | 0 | 1 | 0 | 10 | B | 8 | 10 | B | 8 | 4.4 | B | 8 | -2.4 | E | 9 | 60 | A | 7 | 987 | E | 9 | 330 | B | 8 | 3.7 | B | 8 | 13600 | C | 8 | 345 | B | 8 | 1.5 | E | 8 | 0.083 | F | 8 | 0.16 | F | 8 | 0 | 1 | D | 9 | 0 | C | 8
FIXTURE OCC | Occupancy Sensor - Fixture Mounted | Occupancy Sensors | 8 | HID High Bay | LED High Bay 166-209W | HID High Bay LED High Bay 166-209W | LED High-Bay Luminaires and Retrofit Kits | 88353 | 88337 | [16 empty] | 3327700% | 5:00 | 0 | 0 | 0 | 1 | 0 | 0 | 1 | 0 | 0 | 1 | 0 | 0 | 1 | 0 | 0 | 1 | 0 | 0 | 1 | 0 | 0 | 1 | 0 | 10 | B | 8 | 10 | B | 8 | 4.2 | B | 8 | -2.3 | E | 9 | 61 | A | 7 | 987 | E | 9 | 320 | B | 8 | 3.9 | B | 8 | 14800 | C | 8 | 323 | B | 8 | 1.5 | E | 8 | 0.083 | F | 8 | 0.16 | F | 8 | 0 | 1 | D | 9 | 0 | C | 8
REMOTE OCC | Occupancy Sensor - Remote Mounted | Occupancy Sensors | 8 | HID High Bay | LED High Bay 210+W | HID High Bay LED High Bay 210+W | LED High-Bay Luminaires and Retrofit Kits | 88353 | 88337 | [16 empty] | 3327700% | 6:00 | 0 | 0 | 0 | 1 | 0 | 0 | 1 | 0 | 0 | 1 | 0 | 0 | 1 | 0 | 0 | 1 | 0 | 0 | 1 | 0 | 0 | 1 | 0 | 10 | A | 7 | 10 | E | 9 | 4.4 | A | 7 | -2.4 | E | 9 | 60 | A | 7 | 987 | E | 9 | 320 | A | 7 | 4.1 | A | 7 | 16000 | B | 7 | 300 | A | 7 | 1.5 | E | 8 | 0.083 | F | 8 | 0.16 | F | 8 | 0 | 1 | D | 9 | 0 | C | 8
DAYLIGHT & OCC | Daylight & Occupancy sensor - Fixture Mounted | Daylight Dimming Control | 8 | HID Pole | LED Pole Light 1-60W | HID Pole LED Pole Light 1-60W | LED Outdoor Pole/Arm- or Wall-Mounted Area and Roadway | 88356 | 88332 | [16 empty] | 3327700% | 7:00 | 0 | 0 | 0 | 1 | 0 | 0 | 1 | 0 | 0 | 1 | 0 | 0 | 1 | 0 | 0 | 1 | 0 | 0 | 1 | 0 | 0 | 1 | 0 | 10 | A | 7 | 10 | E | 9 | 4.4 | A | 7 | -2 | E | 9 | 62 | A | 7 | 987 | E | 9 | 330 | A | 7 | 3.6 | A | 7 | 8000 | B | 7 | 450 | A | 7 | 1.5 | E | 8 | 0.083 | F | 8 | 0.16 | F | 8 | 0 | 1 | D | 9 | 45 | C | 8
NETWORK | Networked Lighting Controls | Networked Lighting Control | 10 | HID Pole | LED Pole Light 61-90W | HID Pole LED Pole Light 61-90W | LED Outdoor Pole/Arm- or Wall-Mounted Area and Roadway | 88356 | 88332 | [16 empty] | 3327700% | 8:00 | 72 | 1089 | 9 | 1 | 24 | 0 | 1 | 27 | 9 | 1 | 24 | 11 | 1 | 24 | 0 | 1 | 27 | 11 | 1 | 24 | 35 | 1 | 43 | 10 | A | 7 | 10 | E | 9 | 3.9 | A | 7 | -3 | E | 9 | 59 | A | 7 | 987 | E | 9 | 330 | A | 7 | 3.1 | A | 7 | 8000 | B | 7 | 450 | A | 7 | 1.5 | E | 8 | 0.083 | F | 8 | 0.16 | F | 8 | 0 | 1 | D | 9 | 45 | C | 8
|  |  |  | HID Pole | LED Pole Light 91-110W | HID Pole LED Pole Light 91-110W | LED Outdoor Pole/Arm- or Wall-Mounted Area and Roadway | 88356 | 88332 | [16 empty] | 3327700% | 9:00 | 309 | 1406 | 57 | 1 | 24 | 0 | 1 | 27 | 57 | 1 | 24 | 65 | 1 | 24 | 0 | 1 | 27 | 65 | 1 | 24 | 215 | 1 | 43 | 10 | A | 7 | 10 | E | 9 | 4.4 | A | 7 | -1 | E | 9 | 67 | A | 7 | 987 | E | 9 | 330 | A | 7 | 3.6 | A | 7 | 8000 | B | 7 | 510 | A | 7 | 1.5 | E | 8 | 0.083 | F | 8 | 0.16 | F | 8 | 0 | 1 | D | 9 | 45 | C | 8
Efficient Fixture Type | Name Manager |  |  | HID Pole | LED Pole Light 111-150W | HID Pole LED Pole Light 111-150W | LED Outdoor Pole/Arm- or Wall-Mounted Area and Roadway | 88356 | 88332 | [16 empty] | 3327700% | 10:00 | 520 | 1406 | 107 | 1 | 24 | 0 | 1 | 27 | 107 | 1 | 24 | 123 | 1 | 24 | 0 | 1 | 27 | 123 | 1 | 24 | 432 | 1 | 43 | 10 | A | 7 | 10 | E | 9 | 4.4 | A | 7 | -1.5 | E | 9 | 65 | A | 7 | 987 | E | 9 | 360 | A | 7 | 3.6 | A | 7 | 8000 | B | 7 | 600 | A | 7 | 1.5 | E | 8 | 0.083 | F | 8 | 0.16 | F | 8 | 0 | 1 | D | 9 | 45 | C | 8
HID Canopy | HIDCANOPY |  |  | HID Pole | LED Pole Light 151-200W | HID Pole LED Pole Light 151-200W | LED Outdoor Pole/Arm- or Wall-Mounted Area and Roadway | 88356 | 88332 | [16 empty] | 3327700% | 11:00 | 681 | 1406 | 147 | 1 | 24 | 0 | 1 | 27 | 147 | 1 | 24 | 171 | 1 | 24 | 0 | 1 | 27 | 171 | 1 | 24 | 626 | 1 | 43 | 10 | A | 7 | 10 | E | 9 | 4.4 | A | 7 | -2 | E | 9 | 62 | A | 7 | 987 | E | 9 | 360 | A | 7 | 4.1 | A | 7 | 8000 | B | 7 | 570 | A | 7 | 1.4 | E | 8 | 0.083 | F | 8 | 0.16 | F | 8 | 0 | 1 | D | 9 | 45 | C | 8
HID Flood | HIDFLOOD |  |  | HID Pole | LED Pole Light 201-300W | HID Pole LED Pole Light 201-300W | LED Outdoor Pole/Arm- or Wall-Mounted Area and Roadway | 88356 | 88332 | [16 empty] | 3327700% | 12:00 | 780 | 1406 | 171 | 1 | 24 | 0 | 1 | 27 | 171 | 1 | 24 | 200 | 1 | 24 | 0 | 1 | 27 | 200 | 1 | 24 | 752 | 1 | 43 | 10 | A | 7 | 10 | E | 9 | 4.4 | A | 7 | -1 | E | 9 | 67 | A | 7 | 987 | E | 9 | 320 | A | 7 | 6.2 | A | 7 | 9600 | B | 7 | 570 | A | 7 | 1.4 | E | 8 | 0.083 | F | 8 | 0.16 | F | 8 | 0 | 1 | D | 9 | 5 | C | 8
HID High Bay | HIDHIGHBAY |  |  | HID Pole | LED Outdoor Pole 301+W | HID Pole LED Outdoor Pole 301+W | LED Outdoor Pole/Arm- or Wall-Mounted Area and Roadway | 88356 | 88332 | [16 empty] | 3327700% | 13:00 | 810 | 1406 | 178 | 1 | 24 | 0 | 1 | 27 | 178 | 1 | 24 | 208 | 1 | 24 | 0 | 1 | 27 | 208 | 1 | 24 | 790 | 1 | 43 | 10 | A | 7 | 10 | E | 9 | 5 | A | 7 | -2 | E | 9 | 59 | A | 7 | 987 | E | 9 | 340 | A | 7 | 5.1 | A | 7 | 9600 | B | 7 | 570 | A | 7 | 1.4 | E | 8 | 0.083 | F | 8 | 0.16 | F | 8 | 0 | 1 | D | 9 | 5 | C | 8
HID Pole | HIDPOLE |  |  | HID Relamp | LED HID Self-ballasted Lamp 1-18W | HID Relamp LED HID Self-ballasted Lamp 1-18W | LED High-Intensity Discharge Screw Base | 88374 | 88346 | [16 empty] | 3327700% | 14:00 | 769 | 1406 | 476 | 1 | 24 | 655 | 1 | 27 | 117 | 1 | 24 | 504 | 1 | 24 | 656 | 1 | 27 | 144 | 1 | 24 | 264 | 1 | 43 | 2 | A | 7 | 2 | E | 9 | 7.2 | A | 7 | -2 | E | 9 | 51 | A | 7 | 987 | E | 9 | 320 | A | 7 | 5.1 | A | 7 | 9600 | B | 7 | 77777 | A | 7 | 1.4 | E | 8 | 0.083 | F | 8 | 0.16 | F | 8 | 0 | 1 | D | 9 | 5 | C | 8
HID Relamp | HIDRELAMP |  |  | HID Relamp | LED HID Self-ballasted Lamp 19-27W | HID Relamp LED HID Self-ballasted Lamp 19-27W | LED High-Intensity Discharge Screw Base | 88374 | 88346 | [16 empty] | 3327700% | 15:00 | 660 | 1406 | 467 | 1 | 24 | 871 | 1 | 27 | 58 | 1 | 24 | 493 | 1 | 24 | 843 | 1 | 27 | 95 | 1 | 24 | 140 | 1 | 43 | 0 | A | 7 | 0 | E | 9 | 8.9 | A | 7 | -2 | E | 9 | 45 | A | 7 | 987 | E | 9 | 330 | A | 7 | 6.7 | A | 7 | 9600 | B | 7 | 77777 | A | 7 | 1.4 | E | 8 | 0.083 | F | 8 | 0.16 | F | 8 | 0 | 1 | D | 9 | 5 | C | 8
HID Wall Pack | HIDWALLPACK |  |  | HID Relamp | DIY - LED HID Self-ballasted Lamp 1-27W | HID Relamp DIY - LED HID Self-ballasted Lamp 1-27W | LED High-Intensity Discharge Screw Base | 88374 | 88346 | 37 | [15 empty] | 3327700% | 16:00 | 490 | 1406 | 322 | 1 | 24 | 790 | 1 | 27 | 47 | 1 | 24 | 341 | 1 | 24 | 732 | 1 | 27 | 85 | 1 | 24 | 110 | 1 | 43 | 0 | A | 7 | 0 | E | 9 | 10 | A | 7 | -2 | E | 9 | 42 | A | 7 | 987 | E | 9 | 320 | A | 7 | 4.1 | A | 7 | 9600 | B | 7 | 77777 | A | 7 | 1.4 | E | 8 | 0.083 | F | 8 | 0.16 | F | 8 | 0 | 1 | D | 9 | 5 | C | 8
Exit Signs | EXITSIGNS |  |  | HID Relamp | LED HID Self-ballasted Lamp 28-40W | HID Relamp LED HID Self-ballasted Lamp 28-40W | LED High-Intensity Discharge Screw Base | 88374 | 88346 | [16 empty] | 3327700% | 17:00 | 272 | 1406 | 150 | 1 | 24 | 608 | 1 | 27 | 32 | 1 | 24 | 156 | 1 | 24 | 482 | 1 | 27 | 62 | 1 | 24 | 67 | 1 | 43 | 0 | A | 7 | 0 | E | 9 | 8.9 | A | 7 | -2 | E | 9 | 45 | A | 7 | 987 | E | 9 | 330 | A | 7 | 6.2 | A | 7 | 8000 | B | 7 | 77777 | A | 7 | 1.4 | E | 8 | 0.083 | F | 8 | 0.16 | F | 8 | 0 | 1 | D | 9 | 5 | C | 8
2FT Integrated Fixture | TWOINT |  |  | HID Relamp | LED HID Self-ballasted Lamp 41-63W | HID Relamp LED HID Self-ballasted Lamp 41-63W | LED High-Intensity Discharge Screw Base | 88374 | 88346 | [16 empty] | 3327700% | 18:00 | 46 | 879 | 16 | 1 | 24 | 167 | 1 | 27 | 8 | 1 | 24 | 19 | 1 | 24 | 89 | 1 | 27 | 14 | 1 | 24 | 19 | 1 | 43 | 0 | A | 7 | 0 | E | 9 | 6.7 | A | 7 | -2 | E | 9 | 53 | A | 7 | 987 | E | 9 | 310 | A | 7 | 5.1 | A | 7 | 8000 | B | 7 | 77777 | A | 7 | 1.4 | E | 8 | 0.083 | F | 8 | 0.16 | F | 8 | 0 | 1 | D | 9 | 5 | C | 8
4FT Integrated Fixture | FOURINT |  |  | HID Relamp | DIY - LED HID Self-ballasted Lamp 28-60W | HID Relamp DIY - LED HID Self-ballasted Lamp 28-60W | LED High-Intensity Discharge Screw Base | 88374 | 88346 | 122 | [15 empty] | 3327700% | 19:00 | 0 | 0 | 0 | 1 | 0 | 0 | 1 | 0 | 0 | 1 | 0 | 0 | 1 | 0 | 0 | 1 | 0 | 0 | 1 | 0 | 0 | 1 | 0 | 0 | A | 7 | 0 | E | 9 | 4.4 | A | 7 | -2 | E | 9 | 62 | A | 7 | 987 | E | 9 | 300 | A | 7 | 5.1 | A | 7 | 9600 | B | 7 | 77777 | A | 7 | 1.4 | E | 8 | 0.083 | F | 8 | 0.16 | F | 8 | 0 | 1 | D | 9 | 5 | C | 8
8FT Integrated Fixture | EIGHTINT |  |  | HID Relamp | LED HID Self-ballasted Lamp 61-80W | HID Relamp LED HID Self-ballasted Lamp 61-80W | LED High-Intensity Discharge Screw Base | 88374 | 88346 | [16 empty] | 3327700% | 20:00 | 0 | 0 | 0 | 1 | 0 | 0 | 1 | 0 | 0 | 1 | 0 | 0 | 1 | 0 | 0 | 1 | 0 | 0 | 1 | 0 | 0 | 1 | 0 | 0 | A | 7 | 0 | E | 9 | 3.9 | A | 7 | -3 | E | 9 | 59 | A | 7 | 987 | E | 9 | 280 | A | 7 | 4.1 | A | 7 | 9600 | B | 7 | 77777 | A | 7 | 1.4 | E | 8 | 0.083 | F | 8 | 0.16 | F | 8 | 0 | 1 | D | 9 | 5 | C | 8
LED Downlight | DOWNLIGHT |  |  | HID Relamp | LED HID Self-ballasted Lamp 81-110W | HID Relamp LED HID Self-ballasted Lamp 81-110W | LED High-Intensity Discharge Screw Base | 88374 | 88346 | [16 empty] | 3327700% | 21:00 | 0 | 0 | 0 | 1 | 0 | 0 | 1 | 0 | 0 | 1 | 0 | 0 | 1 | 0 | 0 | 1 | 0 | 0 | 1 | 0 | 0 | 1 | 0 | 0 | B | 8 | 0 | B | 8 | 2.7 | B | 8 | -4.3 | E | 9 | 57 | A | 7 | 987 | E | 9 | 270 | B | 8 | 3.4 | B | 8 | 10400 | C | 8 | 77777 | B | 8 | 1.3 | E | 8 | 0.083 | F | 8 | 0.16 | F | 8 | 0 | 1 | D | 9 | 0 | C | 8
Downlight Retrofit | DOWNLIGHTRTF |  |  | HID Relamp | DIY - LED HID Self-ballasted Lamp 61+W | HID Relamp DIY - LED HID Self-ballasted Lamp 61+W | LED High-Intensity Discharge Screw Base | 88374 | 88346 | 196 | [15 empty] | 3327700% | 22:00 | 0 | 0 | 0 | 1 | 0 | 0 | 1 | 0 | 0 | 1 | 0 | 0 | 1 | 0 | 0 | 1 | 0 | 0 | 1 | 0 | 0 | 1 | 0 | 0 | A | 7 | 0 | E | 9 | 1.1 | A | 7 | -4.6 | E | 9 | 63 | A | 7 | 987 | E | 9 | 250 | A | 7 | 2.6 | A | 7 | 11200 | B | 7 | 77777 | A | 7 | 1.3 | E | 8 | 0.083 | F | 8 | 0.16 | F | 8 | 0 | 1 | D | 9 | 0 | C | 8
LED Integrated Fixture | LEDINT |  |  | HID Relamp | LED HID Self-ballasted Lamp 111+W | HID Relamp LED HID Self-ballasted Lamp 111+W | LED High-Intensity Discharge Screw Base | 88374 | 88346 | [16 empty] | 3327700% | 23:00 | 0 | 0 | 0 | 1 | 0 | 0 | 1 | 0 | 0 | 1 | 0 | 0 | 1 | 0 | 0 | 1 | 0 | 0 | 1 | 0 | 0 | 1 | 0 | 0 | B | 8 | 0 | B | 8 | 0.4 | B | 8 | -5 | E | 9 | 64 | A | 7 | 987 | E | 9 | 260 | B | 8 | 3.2 | B | 8 | 12800 | C | 8 | 77777 | B | 8 | 1.3 | E | 8 | 0.083 | F | 8 | 0.16 | F | 8 | 0 | 1 | D | 9 | 0 | C | 8
2FT PL TLED | TLED2PL |  |  | HID Wall Pack | LED Wall Pack 1-30W | HID Wall Pack LED Wall Pack 1-30W | Exterior LED Flood and Spot Luminaires | 88359 | 88335 | [16 empty] | 3327700% | 24:00 | 0 | 0 | 0 | 1 | 0 | 0 | 1 | 0 | 0 | 1 | 0 | 0 | 1 | 0 | 0 | 1 | 0 | 0 | 1 | 0 | 0 | 1 | 0 | 0 | B | 8 | 0 | B | 8 | 0.4 | B | 8 | -5.5 | E | 9 | 61 | A | 7 | 987 | E | 9 | 270 | B | 8 | 3.9 | B | 8 | 14400 | C | 8 | 77777 | B | 8 | 1.3 | E | 8 | 0.083 | F | 8 | 0.16 | F | 8 | 0 | 1 | D | 9 | 0 | C | 8
2FT T8 TLED | TLED2T8 |  |  | HID Wall Pack | LED Wall Pack 31-60W | HID Wall Pack LED Wall Pack 31-60W | Exterior LED Flood and Spot Luminaires | 88359 | 88335 | [16 empty] | 3327800% | 1:00 | 0 | 0 | 0 | 1 | 0 | 0 | 1 | 0 | 0 | 1 | 0 | 0 | 1 | 0 | 0 | 1 | 0 | 0 | 1 | 0 | 0 | 1 | 0 | 0 | B | 8 | 0 | B | 8 | 0.4 | B | 8 | -5.7 | E | 9 | 60 | A | 7 | 987 | E | 9 | 280 | B | 8 | 4.5 | B | 8 | 16000 | C | 8 | 77777 | B | 8 | 1.3 | E | 8 | 0.084 | F | 8 | 0.16 | F | 8 | 0 | 1 | D | 9 | 0 | C | 8
2FT UT8 TLED | TLED2UT8 |  |  | HID Wall Pack | LED Wall Pack 61+W | HID Wall Pack LED Wall Pack 61+W | Exterior LED Flood and Spot Luminaires | 88359 | 88335 | [16 empty] | 3327800% | 2:00 | 0 | 0 | 0 | 1 | 0 | 0 | 1 | 0 | 0 | 1 | 0 | 0 | 1 | 0 | 0 | 1 | 0 | 0 | 1 | 0 | 0 | 1 | 0 | 0 | B | 8 | 0 | B | 8 | 0.4 | B | 8 | -6.3 | E | 9 | 57 | A | 7 | 987 | E | 9 | 300 | B | 8 | 5.1 | B | 8 | 17600 | C | 8 | 77777 | B | 8 | 1.3 | E | 8 | 0.084 | F | 8 | 0.16 | F | 8 | 0 | 1 | D | 9 | 0 | C | 8
3FT T8 TLED | TLED3T8 |  |  | Exit Signs | LED EXIT LIGHT (New Fixture) | Exit Signs LED EXIT LIGHT (New Fixture) | Exit Signs | 88360 | 88334 | [16 empty] | 3327800% | 3:00 | 0 | 0 | 0 | 1 | 0 | 0 | 1 | 0 | 0 | 1 | 0 | 0 | 1 | 0 | 0 | 1 | 0 | 0 | 1 | 0 | 0 | 1 | 0 | 0 | B | 8 | 0 | B | 8 | 0.6 | B | 8 | -6.7 | E | 9 | 54 | A | 7 | 987 | E | 9 | 310 | B | 8 | 5.8 | B | 8 | 19200 | C | 8 | 77777 | B | 8 | 1.3 | E | 8 | 0.084 | F | 8 | 0.16 | F | 8 | 0 | 1 | D | 9 | 0 | C | 8
4FT T8 TLED | TLED4T8 |  |  | 2FT Integrated Fixture | LED 2x2 Retrofit Kit 1-17W | 2FT Integrated Fixture LED 2x2 Retrofit Kit 1-17W | LED 1x4, 2x2, and 2x4 Luminaires and Retrofit Kits | 88352 | 88331 | [16 empty] | 3327800% | 4:00 | 0 | 0 | 0 | 1 | 0 | 0 | 1 | 0 | 0 | 1 | 0 | 0 | 1 | 0 | 0 | 1 | 0 | 0 | 1 | 0 | 0 | 1 | 0 | 0 | B | 8 | 0 | B | 8 | 0.4 | B | 8 | -7.3 | E | 9 | 52 | A | 7 | 987 | E | 9 | 320 | B | 8 | 6.4 | B | 8 | 20800 | C | 8 | 77777 | B | 8 | 1.3 | E | 8 | 0.084 | F | 8 | 0.16 | F | 8 | 0 | 1 | D | 9 | 0 | C | 8
4' Fixture (4ft LED Tubes) | TUBE4FT |  |  | 2FT Integrated Fixture | LED 2x2 Retrofit Kit 18+W | 2FT Integrated Fixture LED 2x2 Retrofit Kit 18+W | LED 1x4, 2x2, and 2x4 Luminaires and Retrofit Kits | 88352 | 88331 | [16 empty] | 3327800% | 5:00 | 0 | 0 | 0 | 1 | 0 | 0 | 1 | 0 | 0 | 1 | 0 | 0 | 1 | 0 | 0 | 1 | 0 | 0 | 1 | 0 | 0 | 1 | 0 | 0 | B | 8 | 0 | B | 8 | 0.5 | B | 8 | -7.6 | E | 9 | 51 | A | 7 | 987 | E | 9 | 330 | B | 8 | 7.1 | B | 8 | 22400 | C | 8 | 77777 | B | 8 | 1.3 | E | 8 | 0.084 | F | 8 | 0.16 | F | 8 | 0 | 1 | D | 9 | 0 | C | 8
8FT T8 TLED (8FT Tube) | TUBE8FT |  |  | 2FT Integrated Fixture | LED 2x2 Troffer 1-20W | 2FT Integrated Fixture LED 2x2 Troffer 1-20W | LED 1x4, 2x2, and 2x4 Luminaires and Retrofit Kits | 88352 | 88331 | [16 empty] | 3327800% | 6:00 | 0 | 0 | 0 | 1 | 0 | 0 | 1 | 0 | 0 | 1 | 0 | 0 | 1 | 0 | 0 | 1 | 0 | 0 | 1 | 0 | 0 | 1 | 0 | 0 | A | 7 | 0 | E | 9 | 1.1 | A | 7 | -8.1 | E | 9 | 46 | A | 7 | 987 | E | 9 | 340 | A | 7 | 7.7 | A | 7 | 24000 | B | 7 | 77777 | A | 7 | 1.3 | E | 8 | 0.084 | F | 8 | 0.16 | F | 8 | 0 | 1 | D | 9 | 0 | C | 8
4FT T5 LED | TLED4T5 |  |  | 2FT Integrated Fixture | LED 2x2 Troffer 21+W | 2FT Integrated Fixture LED 2x2 Troffer 21+W | LED 1x4, 2x2, and 2x4 Luminaires and Retrofit Kits | 88352 | 88331 | [16 empty] | 3327800% | 7:00 | 0 | 0 | 0 | 1 | 0 | 0 | 1 | 0 | 0 | 1 | 0 | 0 | 1 | 0 | 0 | 1 | 0 | 0 | 1 | 0 | 0 | 1 | 0 | 2 | B | 8 | 2 | B | 8 | 0.7 | B | 8 | -8 | E | 9 | 48 | A | 7 | 987 | E | 9 | 330 | B | 8 | 6.4 | B | 8 | 17600 | C | 8 | 77777 | B | 8 | 1.3 | E | 8 | 0.084 | F | 8 | 0.16 | F | 8 | 0 | 1 | D | 9 | 0 | C | 8
Pin Lamp | PINLAMP |  |  | 2FT Integrated Fixture | LED 2' Strip 1-18W | 2FT Integrated Fixture LED 2' Strip 1-18W | LED 1x4, 2x2, and 2x4 Luminaires and Retrofit Kits | 88352 | 88331 | [16 empty] | 3327800% | 8:00 | 76 | 1112 | 29 | 1 | 24 | 182 | 1 | 27 | 17 | 1 | 24 | 31 | 1 | 24 | 89 | 1 | 27 | 25 | 1 | 24 | 31 | 1 | 43 | 3 | A | 7 | 3 | E | 9 | 1.1 | A | 7 | -8 | E | 9 | 47 | A | 7 | 987 | E | 9 | 310 | A | 7 | 5.1 | A | 7 | 11200 | B | 7 | 77777 | A | 7 | 1.3 | E | 8 | 0.084 | F | 8 | 0.16 | F | 8 | 0 | 1 | D | 9 | 0 | C | 8
Delamping | DELAMP |  |  | 2FT Integrated Fixture | LED 2' Strip 19+W | 2FT Integrated Fixture LED 2' Strip 19+W | LED 1x4, 2x2, and 2x4 Luminaires and Retrofit Kits | 88352 | 88331 | [16 empty] | 3327800% | 9:00 | 314 | 1405 | 178 | 1 | 24 | 559 | 1 | 27 | 53 | 1 | 24 | 184 | 1 | 24 | 448 | 1 | 27 | 84 | 1 | 24 | 97 | 1 | 43 | 2 | A | 7 | 2 | E | 9 | 2.8 | A | 7 | -6.4 | E | 9 | 48 | A | 7 | 987 | E | 9 | 300 | A | 7 | 2.6 | A | 7 | 11200 | B | 7 | 77777 | A | 7 | 1.3 | E | 8 | 0.084 | F | 8 | 0.16 | F | 8 | 0 | 1 | D | 9 | 0 | C | 8
Sensor Building Type | Control Savings Factor (Network) |  |  | 2FT Integrated Fixture | LED 2' Wrap 1-18W | 2FT Integrated Fixture LED 2' Wrap 1-18W | LED 1x4, 2x2, and 2x4 Luminaires and Retrofit Kits | 88352 | 88331 | [16 empty] | 3327800% | 10:00 | 526 | 1405 | 330 | 1 | 25 | 755 | 1 | 28 | 47 | 1 | 25 | 349 | 1 | 25 | 708 | 1 | 28 | 83 | 1 | 25 | 115 | 1 | 45 | 1 | B | 8 | 1 | B | 8 | 4.2 | B | 8 | -5 | E | 9 | 49 | A | 7 | 987 | E | 9 | 310 | B | 8 | 4.9 | B | 8 | 10400 | C | 8 | 77777 | B | 8 | 1.3 | E | 8 | 0.084 | F | 8 | 0.16 | F | 8 | 0 | 1 | D | 9 | 5 | C | 8
Assembly | 0.28 |  |  | 2FT Integrated Fixture | LED 2' Wrap 19+W | 2FT Integrated Fixture LED 2' Wrap 19+W | LED 1x4, 2x2, and 2x4 Luminaires and Retrofit Kits | 88352 | 88331 | [16 empty] | 3327800% | 11:00 | 687 | 1405 | 493 | 1 | 24 | 887 | 1 | 27 | 59 | 1 | 24 | 519 | 1 | 24 | 863 | 1 | 27 | 96 | 1 | 24 | 144 | 1 | 43 | 0 | A | 7 | 0 | E | 9 | 5.6 | A | 7 | -4 | E | 9 | 48 | A | 7 | 987 | E | 9 | 310 | A | 7 | 7.2 | A | 7 | 9600 | B | 7 | 77777 | A | 7 | 1.3 | E | 8 | 0.084 | F | 8 | 0.16 | F | 8 | 0 | 1 | D | 9 | 5 | C | 8
Manufacturing | 0.4 |  |  | 4FT Integrated Fixture | LED 1x4 Troffer 1-26W | 4FT Integrated Fixture LED 1x4 Troffer 1-26W | LED 1x4, 2x2, and 2x4 Luminaires and Retrofit Kits | 88352 | 88331 | [16 empty] | 3327800% | 12:00 | 786 | 1405 | 580 | 1 | 24 | 920 | 1 | 27 | 66 | 1 | 24 | 611 | 1 | 24 | 906 | 1 | 27 | 102 | 1 | 24 | 164 | 1 | 43 | 0 | A | 7 | 0 | E | 9 | 7.2 | A | 7 | -3 | E | 9 | 47 | A | 7 | 987 | E | 9 | 310 | A | 7 | 6.7 | A | 7 | 9600 | B | 7 | 77777 | A | 7 | 1.3 | E | 8 | 0.084 | F | 8 | 0.16 | F | 8 | 0 | 1 | D | 9 | 5 | C | 8
Office | 0.64 |  |  | 4FT Integrated Fixture | LED 1x4 Troffer 27+W | 4FT Integrated Fixture LED 1x4 Troffer 27+W | LED 1x4, 2x2, and 2x4 Luminaires and Retrofit Kits | 88352 | 88331 | [16 empty] | 3327800% | 13:00 | 816 | 1405 | 607 | 1 | 24 | 929 | 1 | 27 | 67 | 1 | 24 | 638 | 1 | 24 | 918 | 1 | 27 | 103 | 1 | 24 | 170 | 1 | 43 | 0 | A | 7 | 0 | E | 9 | 8.9 | A | 7 | -3 | E | 9 | 42 | A | 7 | 987 | E | 9 | 310 | A | 7 | 5.1 | A | 7 | 9600 | B | 7 | 77777 | A | 7 | 1.3 | E | 8 | 0.084 | F | 8 | 0.16 | F | 8 | 0 | 1 | D | 9 | 5 | C | 8
School | 0.41 |  |  | 4FT Integrated Fixture | LED 2x4 Troffer 1-26W | 4FT Integrated Fixture LED 2x4 Troffer 1-26W | LED 1x4, 2x2, and 2x4 Luminaires and Retrofit Kits | 88352 | 88331 | [16 empty] | 3327800% | 14:00 | 775 | 1405 | 571 | 1 | 24 | 917 | 1 | 27 | 65 | 1 | 24 | 601 | 1 | 24 | 902 | 1 | 27 | 101 | 1 | 24 | 161 | 1 | 43 | 0 | A | 7 | 0 | E | 9 | 10 | A | 7 | -3 | E | 9 | 39 | A | 7 | 987 | E | 9 | 310 | A | 7 | 6.7 | A | 7 | 9600 | B | 7 | 77777 | A | 7 | 1.3 | E | 8 | 0.084 | F | 8 | 0.16 | F | 8 | 0 | 1 | D | 9 | 5 | C | 8
Restaurant | 0.59 |  |  | 4FT Integrated Fixture | LED 2x4 Troffer 27-30W | 4FT Integrated Fixture LED 2x4 Troffer 27-30W | LED 1x4, 2x2, and 2x4 Luminaires and Retrofit Kits | 88352 | 88331 | [16 empty] | 3327800% | 15:00 | 666 | 1405 | 475 | 1 | 24 | 880 | 1 | 27 | 58 | 1 | 24 | 501 | 1 | 24 | 853 | 1 | 27 | 95 | 1 | 24 | 140 | 1 | 43 | 0 | A | 7 | 0 | E | 9 | 10 | A | 7 | -3 | E | 9 | 39 | A | 7 | 987 | E | 9 | 320 | A | 7 | 6.7 | A | 7 | 9600 | B | 7 | 77777 | A | 7 | 1.3 | E | 8 | 0.084 | F | 8 | 0.16 | F | 8 | 0 | 1 | D | 9 | 5 | C | 8
Retail | 0.44 |  |  | 4FT Integrated Fixture | LED 2x4 Retrofit kit 1-27W | 4FT Integrated Fixture LED 2x4 Retrofit kit 1-27W | LED 1x4, 2x2, and 2x4 Luminaires and Retrofit Kits | 88352 | 88331 | [16 empty] | 3327800% | 16:00 | 496 | 1405 | 329 | 1 | 25 | 800 | 1 | 28 | 47 | 1 | 25 | 349 | 1 | 25 | 743 | 1 | 28 | 85 | 1 | 25 | 111 | 1 | 45 | 0 | B | 8 | 0 | B | 8 | 9 | B | 8 | -3 | E | 9 | 41 | A | 7 | 987 | E | 9 | 320 | B | 8 | 7.2 | B | 8 | 9600 | C | 8 | 77777 | B | 8 | 1.3 | E | 8 | 0.084 | F | 8 | 0.16 | F | 8 | 0 | 1 | D | 9 | 5 | C | 8
Warehouse | 0.68 |  |  | 4FT Integrated Fixture | LED 2x4 Retrofit kit 28+W | 4FT Integrated Fixture LED 2x4 Retrofit kit 28+W | LED 1x4, 2x2, and 2x4 Luminaires and Retrofit Kits | 88352 | 88331 | [16 empty] | 3327800% | 17:00 | 278 | 1405 | 156 | 1 | 24 | 622 | 1 | 27 | 32 | 1 | 24 | 164 | 1 | 24 | 505 | 1 | 27 | 64 | 1 | 24 | 71 | 1 | 43 | 0 | A | 7 | 0 | E | 9 | 7.8 | A | 7 | -3 | E | 9 | 45 | A | 7 | 987 | E | 9 | 310 | A | 7 | 7.7 | A | 7 | 9600 | B | 7 | 77777 | A | 7 | 1.3 | E | 8 | 0.084 | F | 8 | 0.16 | F | 8 | 0 | 1 | D | 9 | 5 | C | 8
Other | 0.49 |  |  | 4FT Integrated Fixture | LED 2x4 Troffer 31-40W | 4FT Integrated Fixture LED 2x4 Troffer 31-40W | LED 1x4, 2x2, and 2x4 Luminaires and Retrofit Kits | 88352 | 88331 | [16 empty] | 3327800% | 18:00 | 49 | 902 | 18 | 1 | 24 | 180 | 1 | 27 | 8 | 1 | 24 | 20 | 1 | 24 | 97 | 1 | 27 | 14 | 1 | 24 | 19 | 1 | 43 | 0 | A | 7 | 0 | E | 9 | 5 | A | 7 | -3.5 | E | 9 | 52 | A | 7 | 987 | E | 9 | 320 | A | 7 | 7.7 | A | 7 | 9600 | B | 7 | 77777 | A | 7 | 1.3 | E | 8 | 0.084 | F | 8 | 0.16 | F | 8 | 0 | 1 | D | 9 | 5 | C | 8
|  |  |  | 4FT Integrated Fixture | LED 2x4 Troffer 41+W | 4FT Integrated Fixture LED 2x4 Troffer 41+W | LED 1x4, 2x2, and 2x4 Luminaires and Retrofit Kits | 88352 | 88331 | [16 empty] | 3327800% | 19:00 | 0 | 0 | 0 | 1 | 0 | 0 | 1 | 0 | 0 | 1 | 0 | 0 | 1 | 0 | 0 | 1 | 0 | 0 | 1 | 0 | 0 | 1 | 0 | 0 | A | 7 | 0 | E | 9 | 2.8 | A | 7 | -4 | E | 9 | 59 | A | 7 | 987 | E | 9 | 330 | A | 7 | 7.2 | A | 7 | 9600 | B | 7 | 77777 | A | 7 | 1.3 | E | 8 | 0.084 | F | 8 | 0.16 | F | 8 | 0 | 1 | D | 9 | 5 | C | 8
Sensor Installation Type | BLC |  |  | 4FT Integrated Fixture | LED 4' Strip 1-26W | 4FT Integrated Fixture LED 4' Strip 1-26W | LED 1x4, 2x2, and 2x4 Luminaires and Retrofit Kits | 88352 | 88331 | [16 empty] | 3327800% | 20:00 | 0 | 0 | 0 | 1 | 0 | 0 | 1 | 0 | 0 | 1 | 0 | 0 | 1 | 0 | 0 | 1 | 0 | 0 | 1 | 0 | 0 | 1 | 0 | 0 | A | 7 | 0 | E | 9 | 1.7 | A | 7 | -6 | E | 9 | 53 | A | 7 | 987 | E | 9 | 330 | A | 7 | 5.1 | A | 7 | 9600 | B | 7 | 77777 | A | 7 | 1.3 | E | 8 | 0.084 | F | 8 | 0.16 | F | 8 | 0 | 1 | D | 9 | 5 | C | 8
Retrofit – Space with pre-existing occupancy or photo sensors | 0.28 |  |  | 4FT Integrated Fixture | LED 4' Strip 27-30W | 4FT Integrated Fixture LED 4' Strip 27-30W | LED 1x4, 2x2, and 2x4 Luminaires and Retrofit Kits | 88352 | 88331 | [16 empty] | 3327800% | 21:00 | 0 | 0 | 0 | 1 | 0 | 0 | 1 | 0 | 0 | 1 | 0 | 0 | 1 | 0 | 0 | 1 | 0 | 0 | 1 | 0 | 0 | 1 | 0 | 1 | B | 8 | 1 | B | 8 | 1.9 | B | 8 | -6.6 | E | 9 | 50 | A | 7 | 987 | E | 9 | 330 | B | 8 | 4.6 | B | 8 | 10240 | C | 8 | 19860 | B | 8 | 1.3 | E | 8 | 0.084 | F | 8 | 0.16 | F | 8 | 0 | 1 | D | 9 | 5 | C | 8
Retrofit – Space with no pre-existing controls | 0 |  |  | 4FT Integrated Fixture | LED 4' Strip 31-45W | 4FT Integrated Fixture LED 4' Strip 31-45W | LED 1x4, 2x2, and 2x4 Luminaires and Retrofit Kits | 88352 | 88331 | [16 empty] | 3327800% | 22:00 | 0 | 0 | 0 | 1 | 0 | 0 | 1 | 0 | 0 | 1 | 0 | 0 | 1 | 0 | 0 | 1 | 0 | 0 | 1 | 0 | 0 | 1 | 0 | 2 | B | 8 | 2 | B | 8 | 1.8 | B | 8 | -6.3 | E | 9 | 52 | A | 7 | 987 | E | 9 | 340 | B | 8 | 4.1 | B | 8 | 10880 | C | 8 | 17720 | B | 8 | 1.3 | E | 8 | 0.084 | F | 8 | 0.16 | F | 8 | 0 | 1 | D | 9 | 5 | C | 8
|  |  |  | 4FT Integrated Fixture | LED 4' Strip 46+W | 4FT Integrated Fixture LED 4' Strip 46+W | LED 1x4, 2x2, and 2x4 Luminaires and Retrofit Kits | 88352 | 88331 | [16 empty] | 3327800% | 23:00 | 0 | 0 | 0 | 1 | 0 | 0 | 1 | 0 | 0 | 1 | 0 | 0 | 1 | 0 | 0 | 1 | 0 | 0 | 1 | 0 | 0 | 1 | 0 | 3 | B | 8 | 3 | B | 8 | 0.9 | B | 8 | -6.1 | E | 9 | 56 | A | 7 | 987 | E | 9 | 340 | B | 8 | 3.6 | B | 8 | 11520 | C | 8 | 15580 | B | 8 | 1.3 | E | 8 | 0.084 | F | 8 | 0.16 | F | 8 | 0 | 1 | D | 9 | 5 | C | 8
Measure Name | Measure Category |  |  | 4FT Integrated Fixture | LED 4' Wrap 1-26W | 4FT Integrated Fixture LED 4' Wrap 1-26W | LED 1x4, 2x2, and 2x4 Luminaires and Retrofit Kits | 88352 | 88331 | [16 empty] | 3327800% | 24:00 | 0 | 0 | 0 | 1 | 0 | 0 | 1 | 0 | 0 | 1 | 0 | 0 | 1 | 0 | 0 | 1 | 0 | 0 | 1 | 0 | 0 | 1 | 0 | 4 | B | 8 | 4 | B | 8 | 0.8 | B | 8 | -6 | E | 9 | 57 | A | 7 | 987 | E | 9 | 340 | B | 8 | 3.1 | B | 8 | 12160 | C | 8 | 13440 | B | 8 | 1.3 | E | 8 | 0.084 | F | 8 | 0.16 | F | 8 | 0 | 1 | D | 9 | 5 | C | 8
Occupancy Sensor - Wall Mounted | Occupancy Sensors |  |  | 4FT Integrated Fixture | LED 4' Wrap 27-30W | 4FT Integrated Fixture LED 4' Wrap 27-30W | LED 1x4, 2x2, and 2x4 Luminaires and Retrofit Kits | 88352 | 88331 | [16 empty] | 3327900% | 1:00 | 0 | 0 | 0 | 1 | 0 | 0 | 1 | 0 | 0 | 1 | 0 | 0 | 1 | 0 | 0 | 1 | 0 | 0 | 1 | 0 | 0 | 1 | 0 | 5 | B | 8 | 5 | B | 8 | 0.7 | B | 8 | -5.5 | E | 9 | 60 | A | 7 | 987 | E | 9 | 350 | B | 8 | 2.6 | B | 8 | 12800 | C | 8 | 11300 | B | 8 | 1.3 | E | 8 | 0.085 | F | 8 | 0.16 | F | 8 | 0 | 1 | D | 9 | 0 | C | 8
Occupancy Sensor - Fixture Mounted | Occupancy Sensors |  |  | 4FT Integrated Fixture | LED 4' Wrap 31-45W | 4FT Integrated Fixture LED 4' Wrap 31-45W | LED 1x4, 2x2, and 2x4 Luminaires and Retrofit Kits | 88352 | 88331 | [16 empty] | 3327900% | 2:00 | 0 | 0 | 0 | 1 | 0 | 0 | 1 | 0 | 0 | 1 | 0 | 0 | 1 | 0 | 0 | 1 | 0 | 0 | 1 | 0 | 0 | 1 | 0 | 6 | B | 8 | 6 | B | 8 | 0.5 | B | 8 | -5.5 | E | 9 | 61 | A | 7 | 987 | E | 9 | 350 | B | 8 | 2 | B | 8 | 13440 | C | 8 | 9160 | B | 8 | 1.3 | E | 8 | 0.085 | F | 8 | 0.16 | F | 8 | 0 | 1 | D | 9 | 0 | C | 8
Occupancy Sensor - Remote Mounted | Occupancy Sensors |  |  | 4FT Integrated Fixture | LED 4' Wrap 46+W | 4FT Integrated Fixture LED 4' Wrap 46+W | LED 1x4, 2x2, and 2x4 Luminaires and Retrofit Kits | 88352 | 88331 | [16 empty] | 3327900% | 3:00 | 0 | 0 | 0 | 1 | 0 | 0 | 1 | 0 | 0 | 1 | 0 | 0 | 1 | 0 | 0 | 1 | 0 | 0 | 1 | 0 | 0 | 1 | 0 | 7 | B | 8 | 7 | B | 8 | 0.5 | B | 8 | -5.2 | E | 9 | 62 | A | 7 | 987 | E | 9 | 350 | B | 8 | 1.5 | B | 8 | 14080 | C | 8 | 7020 | B | 8 | 1.3 | E | 8 | 0.085 | F | 8 | 0.16 | F | 8 | 0 | 1 | D | 9 | 0 | C | 8
Daylight & Occupancy sensor - Fixture Mounted | Daylight Dimming Control |  |  | 8FT Integrated Fixture | LED 8' Strip 1-50W | 8FT Integrated Fixture LED 8' Strip 1-50W | LED 1x4, 2x2, and 2x4 Luminaires and Retrofit Kits | 88352 | 88331 | [16 empty] | 3327900% | 4:00 | 0 | 0 | 0 | 1 | 0 | 0 | 1 | 0 | 0 | 1 | 0 | 0 | 1 | 0 | 0 | 1 | 0 | 0 | 1 | 0 | 0 | 1 | 0 | 8 | B | 8 | 8 | B | 8 | 0.2 | B | 8 | -5.2 | E | 9 | 64 | A | 7 | 987 | E | 9 | 350 | B | 8 | 1 | B | 8 | 14720 | C | 8 | 4880 | B | 8 | 1.3 | E | 8 | 0.085 | F | 8 | 0.16 | F | 8 | 0 | 1 | D | 9 | 0 | C | 8
Networked Lighting Controls | Networked Lighting Control |  |  | 8FT Integrated Fixture | LED 8' Strip 51-62W | 8FT Integrated Fixture LED 8' Strip 51-62W | LED 1x4, 2x2, and 2x4 Luminaires and Retrofit Kits | 88352 | 88331 | [16 empty] | 3327900% | 5:00 | 0 | 0 | 0 | 1 | 0 | 0 | 1 | 0 | 0 | 1 | 0 | 0 | 1 | 0 | 0 | 1 | 0 | 0 | 1 | 0 | 0 | 1 | 0 | 9 | B | 8 | 9 | B | 8 | 0.2 | B | 8 | -4.8 | E | 9 | 66 | A | 7 | 987 | E | 9 | 360 | B | 8 | 0.5 | B | 8 | 15360 | C | 8 | 2740 | B | 8 | 1.3 | E | 8 | 0.085 | F | 8 | 0.16 | F | 8 | 0 | 1 | D | 9 | 0 | C | 8
|  |  |  | 8FT Integrated Fixture | LED 8' Strip 63-75W | 8FT Integrated Fixture LED 8' Strip 63-75W | LED 1x4, 2x2, and 2x4 Luminaires and Retrofit Kits | 88352 | 88331 | [16 empty] | 3327900% | 6:00 | 0 | 0 | 0 | 1 | 0 | 0 | 1 | 0 | 0 | 1 | 0 | 0 | 1 | 0 | 0 | 1 | 0 | 0 | 1 | 0 | 0 | 1 | 0 | 10 | A | 7 | 10 | E | 9 | 0.6 | A | 7 | -4.7 | E | 9 | 65 | A | 7 | 987 | E | 9 | 0 | A | 7 | 0 | A | 7 | 16000 | B | 7 | 600 | A | 7 | 1.3 | E | 8 | 0.085 | F | 8 | 0.16 | F | 8 | 0 | 1 | D | 9 | 0 | C | 8
Natural Gas Available |  |  |  | 8FT Integrated Fixture | LED 8' Strip 76-90W | 8FT Integrated Fixture LED 8' Strip 76-90W | LED 1x4, 2x2, and 2x4 Luminaires and Retrofit Kits | 88352 | 88331 | [16 empty] | 3327900% | 7:00 | 0 | 0 | 0 | 1 | 0 | 0 | 1 | 0 | 0 | 1 | 0 | 0 | 1 | 0 | 0 | 1 | 0 | 0 | 1 | 0 | 0 | 1 | 0 | 10 | B | 8 | 10 | B | 8 | 0.4 | B | 8 | -4 | E | 9 | 70 | A | 7 | 987 | E | 9 | 340 | B | 8 | 1.1 | B | 8 | 12000 | C | 8 | 675 | B | 8 | 1.3 | E | 8 | 0.085 | F | 8 | 0.16 | F | 8 | 0 | 1 | D | 9 | 5 | C | 8
Yes |  |  |  | 8FT Integrated Fixture | LED 8' Strip 91+W | 8FT Integrated Fixture LED 8' Strip 91+W | LED 1x4, 2x2, and 2x4 Luminaires and Retrofit Kits | 88352 | 88331 | [16 empty] | 3327900% | 8:00 | 80 | 1135 | 14 | 1 | 24 | 0 | 1 | 27 | 14 | 1 | 24 | 16 | 1 | 24 | 0 | 1 | 27 | 16 | 1 | 24 | 52 | 1 | 43 | 10 | A | 7 | 10 | E | 9 | 1.1 | A | 7 | -5 | E | 9 | 61 | A | 7 | 987 | E | 9 | 310 | A | 7 | 2.1 | A | 7 | 8000 | B | 7 | 750 | A | 7 | 1.2 | E | 8 | 0.085 | F | 8 | 0.16 | F | 8 | 0 | 1 | D | 9 | 5 | C | 8
No |  |  |  | 8FT Integrated Fixture | LED 8' Wrap 1-50W | 8FT Integrated Fixture LED 8' Wrap 1-50W | LED 1x4, 2x2, and 2x4 Luminaires and Retrofit Kits | 88352 | 88331 | [16 empty] | 3327900% | 9:00 | 319 | 1405 | 52 | 1 | 24 | 0 | 1 | 27 | 52 | 1 | 24 | 60 | 1 | 24 | 0 | 1 | 27 | 60 | 1 | 24 | 203 | 1 | 43 | 10 | A | 7 | 10 | E | 9 | 1.7 | A | 7 | -5.2 | E | 9 | 57 | A | 7 | 987 | E | 9 | 320 | A | 7 | 4.1 | A | 7 | 8000 | B | 7 | 750 | A | 7 | 1.2 | E | 8 | 0.085 | F | 8 | 0.16 | F | 8 | 0 | 1 | D | 9 | 5 | C | 8
|  |  |  | 8FT Integrated Fixture | LED 8' Wrap 51-62W | 8FT Integrated Fixture LED 8' Wrap 51-62W | LED 1x4, 2x2, and 2x4 Luminaires and Retrofit Kits | 88352 | 88331 | [16 empty] | 3327900% | 10:00 | 531 | 1405 | 88 | 1 | 24 | 0 | 1 | 27 | 88 | 1 | 24 | 103 | 1 | 24 | 0 | 1 | 27 | 103 | 1 | 24 | 374 | 1 | 43 | 10 | A | 7 | 10 | E | 9 | 2.8 | A | 7 | -5.6 | E | 9 | 51 | A | 7 | 987 | E | 9 | 330 | A | 7 | 3.1 | A | 7 | 8000 | B | 7 | 750 | A | 7 | 1.2 | E | 8 | 0.085 | F | 8 | 0.16 | F | 8 | 0 | 1 | D | 9 | 5 | C | 8
|  |  |  | 8FT Integrated Fixture | LED 8' Wrap 63-75W | 8FT Integrated Fixture LED 8' Wrap 63-75W | LED 1x4, 2x2, and 2x4 Luminaires and Retrofit Kits | 88352 | 88331 | [16 empty] | 3327900% | 11:00 | 693 | 1405 | 128 | 1 | 24 | 0 | 1 | 27 | 128 | 1 | 24 | 151 | 1 | 24 | 0 | 1 | 27 | 151 | 1 | 24 | 566 | 1 | 43 | 10 | A | 7 | 10 | E | 9 | 3.3 | A | 7 | -6 | E | 9 | 48 | A | 7 | 987 | E | 9 | 300 | A | 7 | 3.6 | A | 7 | 8000 | B | 7 | 750 | A | 7 | 1.1 | E | 8 | 0.085 | F | 8 | 0.16 | F | 8 | 0 | 1 | D | 9 | 5 | C | 8
|  |  |  | 8FT Integrated Fixture | LED 8' Wrap 76-90W | 8FT Integrated Fixture LED 8' Wrap 76-90W | LED 1x4, 2x2, and 2x4 Luminaires and Retrofit Kits | 88352 | 88331 | [16 empty] | 3327900% | 12:00 | 792 | 1405 | 154 | 1 | 25 | 0 | 1 | 28 | 154 | 1 | 25 | 182 | 1 | 25 | 0 | 1 | 28 | 182 | 1 | 25 | 698 | 1 | 45 | 10 | B | 8 | 10 | B | 8 | 3.8 | B | 8 | -5 | E | 9 | 50 | A | 7 | 987 | E | 9 | 310 | B | 8 | 4.4 | B | 8 | 9600 | C | 8 | 675 | B | 8 | 1.1 | E | 8 | 0.085 | F | 8 | 0.16 | F | 8 | 0 | 1 | D | 9 | 0 | C | 8
|  |  |  | 8FT Integrated Fixture | LED 8' Wrap 91+W | 8FT Integrated Fixture LED 8' Wrap 91+W | LED 1x4, 2x2, and 2x4 Luminaires and Retrofit Kits | 88352 | 88331 | [16 empty] | 3327900% | 13:00 | 822 | 1405 | 162 | 1 | 24 | 0 | 1 | 27 | 162 | 1 | 24 | 191 | 1 | 24 | 0 | 1 | 27 | 191 | 1 | 24 | 739 | 1 | 43 | 10 | A | 7 | 10 | E | 9 | 3.9 | A | 7 | -6 | E | 9 | 46 | A | 7 | 987 | E | 9 | 310 | A | 7 | 5.1 | A | 7 | 11200 | B | 7 | 600 | A | 7 | 1 | E | 8 | 0.085 | F | 8 | 0.16 | F | 8 | 0 | 1 | D | 9 | 0 | C | 8
|  |  |  | LED Downlight | LED Downlight 1-13W | LED Downlight LED Downlight 1-13W | SSL (LED) Recessed Downlight - with inseparable parts | 88358 | 88338 | [16 empty] | 3327900% | 14:00 | 781 | 1405 | 151 | 1 | 25 | 0 | 1 | 28 | 151 | 1 | 25 | 178 | 1 | 25 | 0 | 1 | 28 | 178 | 1 | 25 | 683 | 1 | 45 | 10 | B | 8 | 10 | B | 8 | 4.2 | B | 8 | -7 | E | 9 | 41 | A | 7 | 987 | E | 9 | 310 | B | 8 | 5.1 | B | 8 | 11200 | C | 8 | 645 | B | 8 | 1 | E | 8 | 0.085 | F | 8 | 0.16 | F | 8 | 0 | 1 | D | 9 | 0 | C | 8
|  |  |  | LED Downlight | LED Downlight 14-17W | LED Downlight LED Downlight 14-17W | SSL (LED) Recessed Downlight - with inseparable parts | 88358 | 88338 | [16 empty] | 3327900% | 15:00 | 672 | 1405 | 123 | 1 | 24 | 0 | 1 | 27 | 123 | 1 | 24 | 145 | 1 | 24 | 0 | 1 | 27 | 145 | 1 | 24 | 541 | 1 | 43 | 10 | A | 7 | 10 | E | 9 | 4.4 | A | 7 | -7 | E | 9 | 40 | A | 7 | 987 | E | 9 | 300 | A | 7 | 5.1 | A | 7 | 11200 | B | 7 | 690 | A | 7 | 1 | E | 8 | 0.085 | F | 8 | 0.16 | F | 8 | 0 | 1 | D | 9 | 0 | C | 8
|  |  |  | LED Downlight | LED Downlight 18-24W | LED Downlight LED Downlight 18-24W | SSL (LED) Recessed Downlight - with inseparable parts | 88358 | 88338 | [16 empty] | 3327900% | 16:00 | 502 | 1405 | 81 | 1 | 24 | 0 | 1 | 27 | 81 | 1 | 24 | 95 | 1 | 24 | 0 | 1 | 27 | 95 | 1 | 24 | 342 | 1 | 43 | 10 | A | 7 | 10 | E | 9 | 5 | A | 7 | -6 | E | 9 | 42 | A | 7 | 987 | E | 9 | 280 | A | 7 | 6.7 | A | 7 | 11200 | B | 7 | 840 | A | 7 | 0.9 | E | 8 | 0.085 | F | 8 | 0.16 | F | 8 | 0 | 1 | D | 9 | 0 | C | 8
|  |  |  | LED Downlight | LED Downlight 25+W | LED Downlight LED Downlight 25+W | SSL (LED) Recessed Downlight - with inseparable parts | 88358 | 88338 | [16 empty] | 3327900% | 17:00 | 283 | 1405 | 47 | 1 | 24 | 0 | 1 | 27 | 47 | 1 | 24 | 54 | 1 | 24 | 0 | 1 | 27 | 54 | 1 | 24 | 180 | 1 | 43 | 10 | A | 7 | 10 | E | 9 | 5 | A | 7 | -7 | E | 9 | 39 | A | 7 | 987 | E | 9 | 290 | A | 7 | 6.2 | A | 7 | 16000 | B | 7 | 900 | A | 7 | 0.9 | E | 8 | 0.085 | F | 8 | 0.16 | F | 8 | 0 | 1 | D | 9 | 0 | C | 8
|  |  |  | Downlight Retrofit | LED Downlight Retrofit kit 1-11W | Downlight Retrofit LED Downlight Retrofit kit 1-11W | SSL (LED) Recessed Downlight - W Replaceable Components | 88362 | 88342 | [16 empty] | 3327900% | 18:00 | 52 | 925 | 11 | 1 | 24 | 0 | 1 | 27 | 11 | 1 | 24 | 13 | 1 | 24 | 0 | 1 | 27 | 13 | 1 | 24 | 41 | 1 | 43 | 9 | A | 7 | 9 | E | 9 | 3.9 | A | 7 | -7 | E | 9 | 42 | A | 7 | 987 | E | 9 | 310 | A | 7 | 3.6 | A | 7 | 16000 | B | 7 | 900 | A | 7 | 0.9 | E | 8 | 0.085 | F | 8 | 0.16 | F | 8 | 0 | 1 | D | 9 | 0 | C | 8
|  |  |  | Downlight Retrofit | LED Downlight Retrofit kit 12+W | Downlight Retrofit LED Downlight Retrofit kit 12+W | SSL (LED) Recessed Downlight - W Replaceable Components | 88362 | 88342 | [16 empty] | 3327900% | 19:00 | 0 | 0 | 0 | 1 | 0 | 0 | 1 | 0 | 0 | 1 | 0 | 0 | 1 | 0 | 0 | 1 | 0 | 0 | 1 | 0 | 0 | 1 | 0 | 3 | A | 7 | 3 | E | 9 | 3.3 | A | 7 | -8 | E | 9 | 40 | A | 7 | 987 | E | 9 | 290 | A | 7 | 6.2 | A | 7 | 16000 | B | 7 | 77777 | A | 7 | 0.8 | E | 8 | 0.085 | F | 8 | 0.16 | F | 8 | 0 | 1 | D | 9 | 0 | C | 8
|  |  |  | LED Integrated Fixture | LED Surface Mounted Fixture 1-15W | LED Integrated Fixture LED Surface Mounted Fixture 1-15W | SSL (LED) Recessed Downlight - with inseparable parts | 88358 | 88338 | [16 empty] | 3327900% | 20:00 | 0 | 0 | 0 | 1 | 0 | 0 | 1 | 0 | 0 | 1 | 0 | 0 | 1 | 0 | 0 | 1 | 0 | 0 | 1 | 0 | 0 | 1 | 0 | 2 | A | 7 | 2 | E | 9 | 2.8 | A | 7 | -9 | E | 9 | 38 | A | 7 | 987 | E | 9 | 270 | A | 7 | 5.7 | A | 7 | 24000 | B | 7 | 77777 | A | 7 | 0.8 | E | 8 | 0.085 | F | 8 | 0.16 | F | 8 | 0 | 1 | D | 9 | 0 | C | 8
|  |  |  | LED Integrated Fixture | LED Surface Mounted Fixture 16-20W | LED Integrated Fixture LED Surface Mounted Fixture 16-20W | SSL (LED) Recessed Downlight - with inseparable parts | 88358 | 88338 | [16 empty] | 3327900% | 21:00 | 0 | 0 | 0 | 1 | 0 | 0 | 1 | 0 | 0 | 1 | 0 | 0 | 1 | 0 | 0 | 1 | 0 | 0 | 1 | 0 | 0 | 1 | 0 | 6 | B | 8 | 6 | B | 8 | 2.7 | B | 8 | -9.6 | E | 9 | 36 | A | 7 | 987 | E | 9 | 270 | B | 8 | 4.4 | B | 8 | 20000 | C | 8 | 11900 | B | 8 | 0.8 | E | 8 | 0.085 | F | 8 | 0.16 | F | 8 | 0 | 1 | D | 9 | 0 | C | 8
|  |  |  | LED Integrated Fixture | LED Surface Mounted Fixture 21+W | LED Integrated Fixture LED Surface Mounted Fixture 21+W | SSL (LED) Recessed Downlight - with inseparable parts | 88358 | 88338 | [16 empty] | 3327900% | 22:00 | 0 | 0 | 0 | 1 | 0 | 0 | 1 | 0 | 0 | 1 | 0 | 0 | 1 | 0 | 0 | 1 | 0 | 0 | 1 | 0 | 0 | 1 | 0 | 10 | A | 7 | 10 | E | 9 | 2.2 | A | 7 | -9.3 | E | 9 | 39 | A | 7 | 987 | E | 9 | 270 | A | 7 | 3.1 | A | 7 | 16000 | B | 7 | 1800 | A | 7 | 0.7 | E | 8 | 0.085 | F | 8 | 0.16 | F | 8 | 0 | 1 | D | 9 | 0 | C | 8
|  |  |  | 2FT PL TLED | LED (1) 2' PL Tube (Relamp) | 2FT PL TLED LED (1) 2' PL Tube (Relamp) | LED Four-Foot Linear Replacement Lamps | 88361 | 88340 | [16 empty] | 3327900% | 23:00 | 0 | 0 | 0 | 1 | 0 | 0 | 1 | 0 | 0 | 1 | 0 | 0 | 1 | 0 | 0 | 1 | 0 | 0 | 1 | 0 | 0 | 1 | 0 | 9 | B | 8 | 9 | B | 8 | 1 | B | 8 | -9.1 | E | 9 | 43 | A | 7 | 987 | E | 9 | 280 | B | 8 | 3.2 | B | 8 | 19555 | C | 8 | 4044 | B | 8 | 0.7 | E | 8 | 0.085 | F | 8 | 0.16 | F | 8 | 0 | 1 | D | 9 | 0 | C | 8
|  |  |  | 2FT PL TLED | LED (1) 2' PL Tube w/ Ballast (Retrofit) | 2FT PL TLED LED (1) 2' PL Tube w/ Ballast (Retrofit) | LED 1x4, 2x2, and 2x4 Luminaires and Retrofit Kits | 88352 | 88331 | [16 empty] | 3327900% | 24:00 | 0 | 0 | 0 | 1 | 0 | 0 | 1 | 0 | 0 | 1 | 0 | 0 | 1 | 0 | 0 | 1 | 0 | 0 | 1 | 0 | 0 | 1 | 0 | 8 | B | 8 | 8 | B | 8 | 0.6 | B | 8 | -9 | E | 9 | 44 | A | 7 | 987 | E | 9 | 280 | B | 8 | 3.2 | B | 8 | 23111 | C | 8 | 6289 | B | 8 | 0.7 | E | 8 | 0.085 | F | 8 | 0.16 | F | 8 | 0 | 1 | D | 9 | 0 | C | 8
|  |  |  | 2FT PL TLED | DIY - LED (1) 2' PL Tube (Relamp) | 2FT PL TLED DIY - LED (1) 2' PL Tube (Relamp) | LED Four-Foot Linear Replacement Lamps | 88361 | 88340 | 23 | [15 empty] | 3328000% | 1:00 | 0 | 0 | 0 | 1 | 0 | 0 | 1 | 0 | 0 | 1 | 0 | 0 | 1 | 0 | 0 | 1 | 0 | 0 | 1 | 0 | 0 | 1 | 0 | 7 | B | 8 | 7 | B | 8 | 0.2 | B | 8 | -8.5 | E | 9 | 48 | A | 7 | 987 | E | 9 | 290 | B | 8 | 3.3 | B | 8 | 26666 | C | 8 | 8533 | B | 8 | 0.6 | E | 8 | 0.085 | F | 8 | 0.16 | F | 8 | 0 | 1 | D | 9 | 0 | C | 8
|  |  |  | 2FT T8 TLED | LED (1) 2' T8 Tube (Relamp) | 2FT T8 TLED LED (1) 2' T8 Tube (Relamp) | LED Four-Foot Linear Replacement Lamps | 88361 | 88340 | [16 empty] | 3328000% | 2:00 | 0 | 0 | 0 | 1 | 0 | 0 | 1 | 0 | 0 | 1 | 0 | 0 | 1 | 0 | 0 | 1 | 0 | 0 | 1 | 0 | 0 | 1 | 0 | 6 | B | 8 | 6 | B | 8 | -0.3 | B | 8 | -8.5 | E | 9 | 50 | A | 7 | 987 | E | 9 | 300 | B | 8 | 3.3 | B | 8 | 30222 | C | 8 | 10778 | B | 8 | 0.6 | E | 8 | 0.085 | F | 8 | 0.16 | F | 8 | 0 | 1 | D | 9 | 0 | C | 8
|  |  |  | 2FT T8 TLED | LED (1) 2' T8 Tube w/ Ballast (Retrofit) | 2FT T8 TLED LED (1) 2' T8 Tube w/ Ballast (Retrofit) | LED 1x4, 2x2, and 2x4 Luminaires and Retrofit Kits | 88352 | 88331 | [16 empty] | 3328000% | 3:00 | 0 | 0 | 0 | 1 | 0 | 0 | 1 | 0 | 0 | 1 | 0 | 0 | 1 | 0 | 0 | 1 | 0 | 0 | 1 | 0 | 0 | 1 | 0 | 6 | B | 8 | 6 | B | 8 | -0.6 | B | 8 | -8.2 | E | 9 | 52 | A | 7 | 987 | E | 9 | 300 | B | 8 | 3.4 | B | 8 | 33777 | C | 8 | 13022 | B | 8 | 0.5 | E | 8 | 0.085 | F | 8 | 0.16 | F | 8 | 0 | 1 | D | 9 | 0 | C | 8
|  |  |  | 2FT T8 TLED | DIY - LED (1) 2' T8 Tube (Relamp) | 2FT T8 TLED DIY - LED (1) 2' T8 Tube (Relamp) | LED Four-Foot Linear Replacement Lamps | 88361 | 88340 | 20 | [15 empty] | 3328000% | 4:00 | 0 | 0 | 0 | 1 | 0 | 0 | 1 | 0 | 0 | 1 | 0 | 0 | 1 | 0 | 0 | 1 | 0 | 0 | 1 | 0 | 0 | 1 | 0 | 5 | B | 8 | 5 | B | 8 | -1.2 | B | 8 | -8.2 | E | 9 | 55 | A | 7 | 987 | E | 9 | 310 | B | 8 | 3.4 | B | 8 | 37333 | C | 8 | 15267 | B | 8 | 0.5 | E | 8 | 0.085 | F | 8 | 0.16 | F | 8 | 0 | 1 | D | 9 | 0 | C | 8
|  |  |  | 2FT UT8 TLED | LED (1) 2' U T8 Tube (Relamp) | 2FT UT8 TLED LED (1) 2' U T8 Tube (Relamp) | LED Four-Foot Linear Replacement Lamps | 88361 | 88340 | [16 empty] | 3328000% | 5:00 | 0 | 0 | 0 | 1 | 0 | 0 | 1 | 0 | 0 | 1 | 0 | 0 | 1 | 0 | 0 | 1 | 0 | 0 | 1 | 0 | 0 | 1 | 0 | 4 | B | 8 | 4 | B | 8 | -1.5 | B | 8 | -7.8 | E | 9 | 58 | A | 7 | 987 | E | 9 | 320 | B | 8 | 3.5 | B | 8 | 40888 | C | 8 | 17511 | B | 8 | 0.5 | E | 8 | 0.085 | F | 8 | 0.16 | F | 8 | 0 | 1 | D | 9 | 0 | C | 8
|  |  |  | 2FT UT8 TLED | LED (1) 2' U T8 Tube w/ Ballast (Retrofit) | 2FT UT8 TLED LED (1) 2' U T8 Tube w/ Ballast (Retrofit) | LED 1x4, 2x2, and 2x4 Luminaires and Retrofit Kits | 88352 | 88331 | [16 empty] | 3328000% | 6:00 | 0 | 0 | 0 | 1 | 0 | 0 | 1 | 0 | 0 | 1 | 0 | 0 | 1 | 0 | 0 | 1 | 0 | 0 | 1 | 0 | 0 | 1 | 0 | 3 | B | 8 | 3 | B | 8 | -1.4 | B | 8 | -7.7 | E | 9 | 58 | A | 7 | 987 | E | 9 | 320 | B | 8 | 3.5 | B | 8 | 44444 | C | 8 | 19756 | B | 8 | 0.4 | E | 8 | 0.085 | F | 8 | 0.16 | F | 8 | 0 | 1 | D | 9 | 0 | C | 8
|  |  |  | 2FT UT8 TLED | DIY - LED (1) 2' U T8 Tube (Relamp) | 2FT UT8 TLED DIY - LED (1) 2' U T8 Tube (Relamp) | LED Four-Foot Linear Replacement Lamps | 88361 | 88340 | 23 | [15 empty] | 3328000% | 7:00 | 0 | 0 | 0 | 1 | 0 | 0 | 1 | 0 | 0 | 1 | 0 | 0 | 1 | 0 | 0 | 1 | 0 | 0 | 1 | 0 | 0 | 1 | 0 | 2 | A | 7 | 2 | E | 9 | -2.1 | A | 7 | -7 | E | 9 | 66 | A | 7 | 987 | E | 9 | 330 | A | 7 | 3.6 | A | 7 | 48000 | B | 7 | 77777 | A | 7 | 0.4 | E | 8 | 0.085 | F | 8 | 0.16 | F | 8 | 0 | 1 | D | 9 | 0 | C | 8
|  |  |  | 3FT T8 TLED | LED (1) 3' T8 Tube (Relamp) | 3FT T8 TLED LED (1) 3' T8 Tube (Relamp) | LED Four-Foot Linear Replacement Lamps | 88361 | 88340 | [16 empty] | 3328000% | 8:00 | 84 | 1158 | 30 | 1 | 25 | 74 | 1 | 28 | 25 | 1 | 25 | 33 | 1 | 25 | 29 | 1 | 28 | 30 | 1 | 25 | 45 | 1 | 45 | 6 | B | 8 | 5 | B | 8 | -2.6 | B | 8 | -7 | E | 9 | 69 | A | 7 | 987 | E | 9 | 330 | B | 8 | 5.4 | B | 8 | 32000 | C | 8 | 11750 | B | 8 | 0.4 | E | 8 | 0.085 | F | 8 | 0.16 | F | 8 | 0 | 1 | D | 9 | 0 | C | 8
|  |  |  | 3FT T8 TLED | DIY - LED (1) 3' T8 Tube (Relamp) | 3FT T8 TLED DIY - LED (1) 3' T8 Tube (Relamp) | LED Four-Foot Linear Replacement Lamps | 88361 | 88340 | 21 | [15 empty] | 3328000% | 9:00 | 325 | 1404 | 96 | 1 | 24 | 120 | 1 | 27 | 68 | 1 | 24 | 103 | 1 | 24 | 97 | 1 | 27 | 81 | 1 | 24 | 126 | 1 | 43 | 9 | A | 7 | 7 | E | 9 | -2.1 | A | 7 | -4 | E | 9 | 85 | A | 7 | 987 | E | 9 | 320 | A | 7 | 7.2 | A | 7 | 16000 | B | 7 | 1500 | A | 7 | 0.4 | E | 8 | 0.085 | F | 8 | 0.16 | F | 8 | 0 | 1 | D | 9 | 0 | C | 8
|  |  |  | 3FT T8 TLED | LED (1) 3' T8 Tube w/ Ballast (Retrofit) | 3FT T8 TLED LED (1) 3' T8 Tube w/ Ballast (Retrofit) | LED 1x4, 2x2, and 2x4 Luminaires and Retrofit Kits | 88352 | 88331 | [16 empty] | 3328000% | 10:00 | 537 | 1404 | 228 | 1 | 24 | 90 | 1 | 27 | 194 | 1 | 24 | 250 | 1 | 24 | 87 | 1 | 27 | 217 | 1 | 24 | 507 | 1 | 43 | 9 | A | 7 | 8 | E | 9 | -2.7 | A | 7 | -4 | E | 9 | 90 | A | 7 | 987 | E | 9 | 310 | A | 7 | 7.7 | A | 7 | 48000 | B | 7 | 1200 | A | 7 | 0.4 | E | 8 | 0.085 | F | 8 | 0.16 | F | 8 | 0 | 1 | D | 9 | 0 | C | 8
|  |  |  | 4FT T8 TLED | LED (1) 4' T8 Tube (Relamp) | 4FT T8 TLED LED (1) 4' T8 Tube (Relamp) | LED Four-Foot Linear Replacement Lamps | 88361 | 88340 | [16 empty] | 3328000% | 11:00 | 699 | 1404 | 441 | 1 | 24 | 430 | 1 | 27 | 227 | 1 | 24 | 469 | 1 | 24 | 445 | 1 | 27 | 246 | 1 | 24 | 525 | 1 | 43 | 9 | A | 7 | 7 | E | 9 | -0.5 | A | 7 | -7 | E | 9 | 58 | A | 7 | 987 | E | 9 | 300 | A | 7 | 9.3 | A | 7 | 40000 | B | 7 | 1200 | A | 7 | 0.4 | E | 8 | 0.085 | F | 8 | 0.16 | F | 8 | 0 | 1 | D | 9 | 0 | C | 8
|  |  |  | 4FT T8 TLED | DIY - LED (1) 4' T8 Tube (Relamp) | 4FT T8 TLED DIY - LED (1) 4' T8 Tube (Relamp) | LED Four-Foot Linear Replacement Lamps | 88361 | 88340 | 22 | [15 empty] | 3328000% | 12:00 | 798 | 1404 | 297 | 1 | 24 | 243 | 1 | 27 | 159 | 1 | 24 | 329 | 1 | 24 | 258 | 1 | 27 | 182 | 1 | 24 | 359 | 1 | 43 | 9 | A | 7 | 8 | E | 9 | -0.5 | A | 7 | -7 | E | 9 | 58 | A | 7 | 987 | E | 9 | 300 | A | 7 | 10.3 | A | 7 | 40000 | B | 7 | 1200 | A | 7 | 0.4 | E | 8 | 0.085 | F | 8 | 0.16 | F | 8 | 0 | 1 | D | 9 | 0 | C | 8
|  |  |  | 4FT T8 TLED | LED (1) 4' T8 Tube w/ Ballast (Retrofit) | 4FT T8 TLED LED (1) 4' T8 Tube w/ Ballast (Retrofit) | LED Four-Foot Linear Replacement Lamps | 88361 | 88340 | [16 empty] | 3328000% | 13:00 | 828 | 1404 | 474 | 1 | 24 | 416 | 1 | 27 | 228 | 1 | 24 | 497 | 1 | 24 | 425 | 1 | 27 | 246 | 1 | 24 | 539 | 1 | 43 | 9 | A | 7 | 7 | E | 9 | 1.7 | A | 7 | -7 | E | 9 | 49 | A | 7 | 987 | E | 9 | 280 | A | 7 | 10.3 | A | 7 | 40000 | B | 7 | 1500 | A | 7 | 0.4 | E | 8 | 0.085 | F | 8 | 0.16 | F | 8 | 0 | 1 | D | 9 | 0 | C | 8
|  |  |  | 4' Fixture (4ft LED Tubes) | LED (1) 4' T5 Tube (Relamp) | 4' Fixture (4ft LED Tubes) LED (1) 4' T5 Tube (Relamp) | LED Four-Foot Linear Replacement Lamps | 88361 | 88340 | [16 empty] | 3328000% | 14:00 | 787 | 1404 | 426 | 1 | 24 | 244 | 1 | 27 | 289 | 1 | 24 | 461 | 1 | 24 | 253 | 1 | 27 | 318 | 1 | 24 | 755 | 1 | 43 | 9 | A | 7 | 8 | E | 9 | 0.6 | A | 7 | -7 | E | 9 | 53 | A | 7 | 987 | E | 9 | 300 | A | 7 | 8.8 | A | 7 | 40000 | B | 7 | 1500 | A | 7 | 0.4 | E | 8 | 0.085 | F | 8 | 0.16 | F | 8 | 0 | 1 | D | 9 | 0 | C | 8
|  |  |  | 4' Fixture (4ft LED Tubes) | DIY - LED (1) 4' T5 Tube (Relamp) | 4' Fixture (4ft LED Tubes) DIY - LED (1) 4' T5 Tube (Relamp) | LED Four-Foot Linear Replacement Lamps | 88361 | 88340 | 22 | [15 empty] | 3328000% | 15:00 | 678 | 1404 | 306 | 1 | 24 | 317 | 1 | 27 | 153 | 1 | 24 | 334 | 1 | 24 | 328 | 1 | 27 | 175 | 1 | 24 | 326 | 1 | 43 | 9 | A | 7 | 7 | E | 9 | 1.1 | A | 7 | -7 | E | 9 | 51 | A | 7 | 987 | E | 9 | 290 | A | 7 | 8.8 | A | 7 | 56000 | B | 7 | 1800 | A | 7 | 0.4 | E | 8 | 0.085 | F | 8 | 0.16 | F | 8 | 0 | 1 | D | 9 | 0 | C | 8
|  |  |  | 4' Fixture (4ft LED Tubes) | LED (1) 4' T5 Tube w/ Ballast (Retrofit) | 4' Fixture (4ft LED Tubes) LED (1) 4' T5 Tube w/ Ballast (Retrofit) | LED 1x4, 2x2, and 2x4 Luminaires and Retrofit Kits | 88352 | 88331 | [16 empty] | 3328000% | 16:00 | 508 | 1404 | 323 | 1 | 24 | 542 | 1 | 27 | 127 | 1 | 24 | 338 | 1 | 24 | 507 | 1 | 27 | 154 | 1 | 24 | 245 | 1 | 43 | 3 | A | 7 | 3 | E | 9 | 1.1 | A | 7 | -7 | E | 9 | 51 | A | 7 | 987 | E | 9 | 290 | A | 7 | 8.2 | A | 7 | 56000 | B | 7 | 77777 | A | 7 | 0.4 | E | 8 | 0.085 | F | 8 | 0.16 | F | 8 | 0 | 1 | D | 9 | 0 | C | 8
|  |  |  | 8FT T8 TLED (8FT Tube) | LED (1) 8' T8 Tube (Relamp) | 8FT T8 TLED (8FT Tube) LED (1) 8' T8 Tube (Relamp) | LED Four-Foot Linear Replacement Lamps | 88361 | 88340 | [16 empty] | 3328000% | 17:00 | 289 | 1404 | 161 | 1 | 24 | 541 | 1 | 27 | 50 | 1 | 24 | 167 | 1 | 24 | 420 | 1 | 27 | 80 | 1 | 24 | 91 | 1 | 43 | 2 | A | 7 | 2 | E | 9 | 0 | A | 7 | -5 | E | 9 | 66 | A | 7 | 987 | E | 9 | 310 | A | 7 | 9.3 | A | 7 | 64000 | B | 7 | 77777 | A | 7 | 0.4 | E | 8 | 0.085 | F | 8 | 0.16 | F | 8 | 0 | 1 | D | 9 | 0 | C | 8
|  |  |  | 8FT T8 TLED (8FT Tube) | LED (1) 8' T8 Tube w/ Ballast (Retrofit) | 8FT T8 TLED (8FT Tube) LED (1) 8' T8 Tube w/ Ballast (Retrofit) | LED Four-Foot Linear Replacement Lamps | 88361 | 88340 | [16 empty] | 3328000% | 18:00 | 56 | 948 | 12 | 1 | 24 | 14 | 1 | 27 | 11 | 1 | 24 | 14 | 1 | 24 | 6 | 1 | 27 | 13 | 1 | 24 | 23 | 1 | 43 | 9 | A | 7 | 8 | E | 9 | -1.6 | A | 7 | -6 | E | 9 | 69 | A | 7 | 987 | E | 9 | 320 | A | 7 | 6.2 | A | 7 | 64000 | B | 7 | 1200 | A | 7 | 0.4 | E | 8 | 0.085 | F | 8 | 0.16 | F | 8 | 0 | 1 | D | 9 | 0 | C | 8
|  |  |  | 8FT T8 TLED (8FT Tube) | DIY- LED (1) 8' T8 Tube (Relamp) | 8FT T8 TLED (8FT Tube) DIY- LED (1) 8' T8 Tube (Relamp) | LED Four-Foot Linear Replacement Lamps | 88361 | 88340 | 38 | [15 empty] | 3328000% | 19:00 | 0 | 0 | 0 | 1 | 0 | 0 | 1 | 0 | 0 | 1 | 0 | 0 | 1 | 0 | 0 | 1 | 0 | 0 | 1 | 0 | 0 | 1 | 0 | 2 | A | 7 | 2 | E | 9 | -2.7 | A | 7 | -6 | E | 9 | 76 | A | 7 | 987 | E | 9 | 330 | A | 7 | 6.7 | A | 7 | 64000 | B | 7 | 77777 | A | 7 | 0.4 | E | 8 | 0.085 | F | 8 | 0.16 | F | 8 | 0 | 1 | D | 9 | 0 | C | 8
|  |  |  | 4FT T5 LED | LED (1) 4' T5 Tube (Relamp) | 4FT T5 LED LED (1) 4' T5 Tube (Relamp) | LED Four-Foot Linear Replacement Lamps | 88361 | 88340 | [16 empty] | 3328000% | 20:00 | 0 | 0 | 0 | 1 | 0 | 0 | 1 | 0 | 0 | 1 | 0 | 0 | 1 | 0 | 0 | 1 | 0 | 0 | 1 | 0 | 0 | 1 | 0 | 3 | A | 7 | 3 | E | 9 | -3.8 | A | 7 | -5.8 | E | 9 | 84 | A | 7 | 987 | E | 9 | 320 | A | 7 | 7.2 | A | 7 | 48000 | B | 7 | 77777 | A | 7 | 0.4 | E | 8 | 0.085 | F | 8 | 0.16 | F | 8 | 0 | 1 | D | 9 | 0 | C | 8
|  |  |  | 4FT T5 LED | DIY - LED (1) 4' T5 Tube (Relamp) | 4FT T5 LED DIY - LED (1) 4' T5 Tube (Relamp) | LED Four-Foot Linear Replacement Lamps | 88361 | 88340 | 22 | [15 empty] | 3328000% | 21:00 | 0 | 0 | 0 | 1 | 0 | 0 | 1 | 0 | 0 | 1 | 0 | 0 | 1 | 0 | 0 | 1 | 0 | 0 | 1 | 0 | 0 | 1 | 0 | 2 | A | 7 | 2 | E | 9 | -3.8 | A | 7 | -6.4 | E | 9 | 80 | A | 7 | 987 | E | 9 | 310 | A | 7 | 7.7 | A | 7 | 16000 | B | 7 | 77777 | A | 7 | 0.4 | E | 8 | 0.085 | F | 8 | 0.16 | F | 8 | 0 | 1 | D | 9 | 0 | C | 8
|  |  |  | 4FT T5 LED | LED (1) 4' T5 Tube w/ Ballast (Retrofit) | 4FT T5 LED LED (1) 4' T5 Tube w/ Ballast (Retrofit) | LED 1x4, 2x2, and 2x4 Luminaires and Retrofit Kits | 88352 | 88331 | [16 empty] | 3328000% | 22:00 | 0 | 0 | 0 | 1 | 0 | 0 | 1 | 0 | 0 | 1 | 0 | 0 | 1 | 0 | 0 | 1 | 0 | 0 | 1 | 0 | 0 | 1 | 0 | 2 | B | 8 | 2 | B | 8 | -4.4 | B | 8 | -6 | E | 9 | 87 | A | 7 | 987 | E | 9 | 310 | B | 8 | 7.5 | B | 8 | 16000 | C | 8 | 77777 | B | 8 | 0.4 | E | 8 | 0.085 | F | 8 | 0.16 | F | 8 | 0 | 1 | D | 9 | 0 | C | 8
|  |  |  | Controls |  | Networked Lighting Controls | Networked Lighting Control | 88381 | 88345 | [16 empty] | 3328000% | 23:00 | 0 | 0 | 0 | 1 | 0 | 0 | 1 | 0 | 0 | 1 | 0 | 0 | 1 | 0 | 0 | 1 | 0 | 0 | 1 | 0 | 0 | 1 | 0 | 2 | B | 8 | 2 | B | 8 | -5.7 | B | 8 | -5.7 | E | 9 | 100 | A | 7 | 987 | E | 9 | 300 | B | 8 | 7.4 | B | 8 | 16000 | C | 8 | 77777 | B | 8 | 0.4 | E | 8 | 0.085 | F | 8 | 0.16 | F | 8 | 0 | 1 | D | 9 | 0 | C | 8
[6 empty] | Occupancy Sensor - Fixture Mounted | Occupancy Sensors | 88363 | 88309 | [16 empty] | 3328000% | 24:00 | 0 | 0 | 0 | 1 | 0 | 0 | 1 | 0 | 0 | 1 | 0 | 0 | 1 | 0 | 0 | 1 | 0 | 0 | 1 | 0 | 0 | 1 | 0 | 2 | B | 8 | 2 | B | 8 | -6.2 | B | 8 | -6.2 | E | 9 | 100 | A | 7 | 987 | E | 9 | 300 | B | 8 | 7.2 | B | 8 | 16000 | C | 8 | 77777 | B | 8 | 0.4 | E | 8 | 0.085 | F | 8 | 0.16 | F | 8 | 0 | 1 | D | 9 | 0 | C | 8
[6 empty] | Occupancy Sensor - Remote Mounted | Occupancy Sensors | 88363 | 88309 | [16 empty] | 3328100% | 1:00 | 0 | 0 | 0 | 1 | 0 | 0 | 1 | 0 | 0 | 1 | 0 | 0 | 1 | 0 | 0 | 1 | 0 | 0 | 1 | 0 | 0 | 1 | 0 | 2 | B | 8 | 2 | B | 8 | -6.7 | B | 8 | -6.7 | E | 9 | 100 | A | 7 | 987 | E | 9 | 300 | B | 8 | 7 | B | 8 | 16000 | C | 8 | 77777 | B | 8 | 0.4 | E | 8 | 0.086 | F | 8 | 0.16 | F | 8 | 0 | 1 | D | 9 | 0 | C | 8
[6 empty] | Occupancy Sensor - Wall Mounted | Occupancy Sensors | 88363 | 88309 | [16 empty] | 3328100% | 2:00 | 0 | 0 | 0 | 1 | 0 | 0 | 1 | 0 | 0 | 1 | 0 | 0 | 1 | 0 | 0 | 1 | 0 | 0 | 1 | 0 | 0 | 1 | 0 | 2 | B | 8 | 2 | B | 8 | -7.3 | B | 8 | -7.3 | E | 9 | 100 | A | 7 | 987 | E | 9 | 290 | B | 8 | 6.9 | B | 8 | 16000 | C | 8 | 77777 | B | 8 | 0.4 | E | 8 | 0.086 | F | 8 | 0.16 | F | 8 | 0 | 1 | D | 9 | 0 | C | 8
[6 empty] | Daylight Dimming Control Daylight & Occupancy sensor - Fixture Mounted | Daylight Dimming Control | 88380 | 88343 | [16 empty] | 3328100% | 3:00 | 0 | 0 | 0 | 1 | 0 | 0 | 1 | 0 | 0 | 1 | 0 | 0 | 1 | 0 | 0 | 1 | 0 | 0 | 1 | 0 | 0 | 1 | 0 | 2 | B | 8 | 2 | B | 8 | -7.7 | B | 8 | -7.7 | E | 9 | 100 | A | 7 | 987 | E | 9 | 290 | B | 8 | 6.7 | B | 8 | 16000 | C | 8 | 77777 | B | 8 | 0.4 | E | 8 | 0.086 | F | 8 | 0.16 | F | 8 | 0 | 1 | D | 9 | 0 | C | 8
|  |  |  | Pin Lamp | LED 4-PIN Downlight Lamp | Pin Lamp LED 4-PIN Downlight Lamp | SSL (LED) Recessed Downlight - W Replaceable Components | 88362 | 88342 | [16 empty] | 3328100% | 4:00 | 0 | 0 | 0 | 1 | 0 | 0 | 1 | 0 | 0 | 1 | 0 | 0 | 1 | 0 | 0 | 1 | 0 | 0 | 1 | 0 | 0 | 1 | 0 | 2 | B | 8 | 2 | B | 8 | -8.4 | B | 8 | -8.4 | E | 9 | 100 | A | 7 | 987 | E | 9 | 290 | B | 8 | 6.5 | B | 8 | 16000 | C | 8 | 77777 | B | 8 | 0.4 | E | 8 | 0.086 | F | 8 | 0.16 | F | 8 | 0 | 1 | D | 9 | 0 | C | 8
|  |  |  | Pin Lamp | DIY - LED 4-Pin Downlight Lamp | Pin Lamp DIY - LED 4-Pin Downlight Lamp | SSL (LED) Recessed Downlight - W Replaceable Components | 88362 | 88342 | 35 | [15 empty] | 3328100% | 5:00 | 0 | 0 | 0 | 1 | 0 | 0 | 1 | 0 | 0 | 1 | 0 | 0 | 1 | 0 | 0 | 1 | 0 | 0 | 1 | 0 | 0 | 1 | 0 | 2 | B | 8 | 2 | B | 8 | -8.8 | B | 8 | -8.8 | E | 9 | 100 | A | 7 | 987 | E | 9 | 280 | B | 8 | 6.4 | B | 8 | 16000 | C | 8 | 77777 | B | 8 | 0.4 | E | 8 | 0.086 | F | 8 | 0.16 | F | 8 | 0 | 1 | D | 9 | 0 | C | 8
| Building Type | AC (PJM) | AC/ NonElec | AC/ ElecRes | Heat Pump | NoAC/ ElecRes | Unknown | None/Gas | Unknown | AC/ NonElec | NoAC/ ElecRes | AC/ ElecRes | Heat Pump | [12 empty] | 3328100% | 6:00 | 0 | 0 | 0 | 1 | 0 | 0 | 1 | 0 | 0 | 1 | 0 | 0 | 1 | 0 | 0 | 1 | 0 | 0 | 1 | 0 | 0 | 1 | 0 | 2 | A | 7 | 2 | E | 9 | -8.8 | A | 7 | -8.8 | E | 9 | 100 | A | 7 | 987 | E | 9 | 280 | A | 7 | 6.2 | A | 7 | 16000 | B | 7 | 77777 | A | 7 | 0.4 | E | 8 | 0.086 | F | 8 | 0.16 | F | 8 | 0 | 1 | D | 9 | 0 | C | 8
| Office | 1.31 | 1.1 | 0.85 | 0.94 | 0.75 | 1 | 1 | 0.68 | 0.68 | 0.18 | 0.18 | 0.6 | [12 empty] | 3328100% | 7:00 | 0 | 0 | 0 | 1 | 0 | 0 | 1 | 0 | 0 | 1 | 0 | 0 | 1 | 0 | 0 | 1 | 0 | 0 | 1 | 0 | 0 | 1 | 0 | 3 | A | 7 | 3 | E | 9 | -8.8 | A | 7 | -8.8 | E | 9 | 100 | A | 7 | 987 | E | 9 | 300 | A | 7 | 7.7 | A | 7 | 16000 | B | 7 | 77777 | A | 7 | 0.4 | E | 8 | 0.086 | F | 8 | 0.16 | F | 8 | 0 | 1 | D | 9 | 0 | C | 8
| Retail | 1.25 | 1.06 | 0.83 | 0.95 | 0.77 | 1 | 1 | 0.83 | 0.83 | 0.41 | 0.41 | 0.71 | [12 empty] | 3328100% | 8:00 | 89 | 1181 | 30 | 1 | 24 | 112 | 1 | 27 | 22 | 1 | 24 | 33 | 1 | 24 | 50 | 1 | 27 | 29 | 1 | 24 | 39 | 1 | 43 | 2 | A | 7 | 2 | E | 9 | -7.7 | A | 7 | -7.7 | E | 9 | 100 | A | 7 | 987 | E | 9 | 300 | A | 7 | 7.2 | A | 7 | 48000 | B | 7 | 77777 | A | 7 | 0.4 | E | 8 | 0.086 | F | 8 | 0.16 | F | 8 | 0 | 1 | D | 9 | 0 | C | 8
| School | 1.45 | 1.1 | 0.81 | 0.96 | 0.71 | 1 | 1 | 0.93 | 0.93 | 0.16 | 0.16 | 0.59 | [12 empty] | 3328100% | 9:00 | 331 | 1404 | 118 | 1 | 24 | 299 | 1 | 27 | 47 | 1 | 24 | 123 | 1 | 24 | 246 | 1 | 27 | 65 | 1 | 24 | 89 | 1 | 43 | 3 | A | 7 | 3 | E | 9 | -6.6 | A | 7 | -6.6 | E | 9 | 100 | A | 7 | 987 | E | 9 | 300 | A | 7 | 5.7 | A | 7 | 40000 | B | 7 | 77777 | A | 7 | 0.4 | E | 8 | 0.086 | F | 8 | 0.16 | F | 8 | 0 | 1 | D | 9 | 0 | C | 8
| Warehouse | 1.21 | 1.02 | 0.75 | 0.89 | 0.73 | 1 | 1 | 0.91 | 0.91 | 0.23 | 0.23 | 0.62 | [12 empty] | 3328100% | 10:00 | 543 | 1404 | 161 | 1 | 24 | 82 | 1 | 27 | 129 | 1 | 24 | 177 | 1 | 24 | 81 | 1 | 27 | 146 | 1 | 24 | 300 | 1 | 43 | 9 | A | 7 | 9 | E | 9 | -6.6 | A | 7 | -6.6 | E | 9 | 100 | A | 7 | 987 | E | 9 | 310 | A | 7 | 6.2 | A | 7 | 40000 | B | 7 | 1200 | A | 7 | 0.4 | E | 8 | 0.086 | F | 8 | 0.16 | F | 8 | 0 | 1 | D | 9 | 0 | C | 8
| Other | 1.31 | 1.08 | 0.82 | 0.93 | 0.74 | 1 | 1 | 0.89 | 0.89 | 0.2 | 0.2 | 0.61 | [12 empty] | 3328100% | 11:00 | 705 | 1404 | 248 | 1 | 24 | 62 | 1 | 27 | 217 | 1 | 24 | 273 | 1 | 24 | 62 | 1 | 27 | 241 | 1 | 24 | 649 | 1 | 43 | 9 | A | 7 | 9 | E | 9 | -4.3 | A | 7 | -4.3 | E | 9 | 100 | A | 7 | 987 | E | 9 | 310 | A | 7 | 3.6 | A | 7 | 40000 | B | 7 | 1200 | A | 7 | 0.5 | E | 8 | 0.086 | F | 8 | 0.16 | F | 8 | 0 | 1 | D | 9 | 0 | C | 8
|  | WHFd_cool |  |  |  | WHFe |  |  | WHFd_heat | [16 empty] | 3328100% | 12:00 | 804 | 1404 | 454 | 1 | 24 | 574 | 1 | 27 | 125 | 1 | 24 | 482 | 1 | 24 | 577 | 1 | 27 | 150 | 1 | 24 | 290 | 1 | 43 | 2 | A | 7 | 2 | E | 9 | -3.8 | A | 7 | -3.8 | E | 9 | 100 | A | 7 | 987 | E | 9 | 290 | A | 7 | 4.1 | A | 7 | 48000 | B | 7 | 77777 | A | 7 | 0.5 | E | 8 | 0.086 | F | 8 | 0.16 | F | 8 | 0 | 1 | D | 9 | 0 | C | 8
| Project Building Type | AC (PJM) | AC/ NonElec | AC/ ElecRes | Heat Pump | NoAC/ ElecRes | Unknown | None/Gas | Unknown | AC/ NonElec | NoAC/ ElecRes | AC/ ElecRes | Heat Pump | [12 empty] | 3328100% | 13:00 | 834 | 1404 | 623 | 1 | 24 | 884 | 1 | 27 | 97 | 1 | 24 | 661 | 1 | 24 | 883 | 1 | 27 | 134 | 1 | 24 | 229 | 1 | 43 | 0 | A | 7 | 0 | E | 9 | -2.7 | A | 7 | -3 | E | 9 | 98 | A | 7 | 987 | E | 9 | 250 | A | 7 | 3.1 | A | 7 | 48000 | B | 7 | 77777 | A | 7 | 0.5 | E | 8 | 0.086 | F | 8 | 0.16 | F | 8 | 0 | 1 | D | 9 | 0 | C | 8
| #N/A | #N/A | #N/A | #N/A | #N/A | #N/A | #N/A | #N/A | #N/A | #N/A | #N/A | #N/A | #N/A | [12 empty] | 3328100% | 14:00 | 793 | 1404 | 585 | 1 | 24 | 868 | 1 | 27 | 94 | 1 | 24 | 618 | 1 | 24 | 863 | 1 | 27 | 129 | 1 | 24 | 215 | 1 | 43 | 0 | A | 7 | 0 | E | 9 | -1.6 | A | 7 | -2 | E | 9 | 97 | A | 7 | 987 | E | 9 | 300 | A | 7 | 5.1 | A | 7 | 48000 | B | 7 | 77777 | A | 7 | 0.5 | E | 8 | 0.086 | F | 8 | 0.16 | F | 8 | 0 | 1 | D | 9 | 0 | C | 8
[26 empty] | 3328100% | 15:00 | 684 | 1404 | 485 | 1 | 24 | 822 | 1 | 27 | 84 | 1 | 24 | 509 | 1 | 24 | 804 | 1 | 27 | 116 | 1 | 24 | 179 | 1 | 43 | 0 | A | 7 | 0 | E | 9 | 0 | A | 7 | -3 | E | 9 | 78 | A | 7 | 987 | E | 9 | 250 | A | 7 | 3.1 | A | 7 | 40000 | B | 7 | 77777 | A | 7 | 0.5 | E | 8 | 0.086 | F | 8 | 0.16 | F | 8 | 0 | 1 | D | 9 | 0 | C | 8
[26 empty] | 3328100% | 16:00 | 514 | 1404 | 329 | 1 | 24 | 674 | 1 | 27 | 82 | 1 | 24 | 344 | 1 | 24 | 629 | 1 | 27 | 113 | 1 | 24 | 160 | 1 | 43 | 2 | A | 7 | 2 | E | 9 | 0.6 | A | 7 | -2 | E | 9 | 81 | A | 7 | 987 | E | 9 | 240 | A | 7 | 3.6 | A | 7 | 32000 | B | 7 | 77777 | A | 7 | 0.5 | E | 8 | 0.086 | F | 8 | 0.16 | F | 8 | 0 | 1 | D | 9 | 0 | C | 8
[26 empty] | 3328100% | 17:00 | 295 | 1404 | 143 | 1 | 24 | 365 | 1 | 27 | 67 | 1 | 24 | 150 | 1 | 24 | 280 | 1 | 27 | 91 | 1 | 24 | 122 | 1 | 43 | 3 | A | 7 | 3 | E | 9 | 0 | A | 7 | -2 | E | 9 | 85 | A | 7 | 987 | E | 9 | 230 | A | 7 | 5.1 | A | 7 | 48000 | B | 7 | 77777 | A | 7 | 0.5 | E | 8 | 0.086 | F | 8 | 0.16 | F | 8 | 0 | 1 | D | 9 | 0 | C | 8
[26 empty] | 3328100% | 18:00 | 59 | 971 | 16 | 1 | 24 | 79 | 1 | 27 | 12 | 1 | 24 | 19 | 1 | 24 | 32 | 1 | 27 | 17 | 1 | 24 | 20 | 1 | 43 | 2 | A | 7 | 2 | E | 9 | -1.6 | A | 7 | -2 | E | 9 | 97 | A | 7 | 987 | E | 9 | 190 | A | 7 | 3.1 | A | 7 | 48000 | B | 7 | 77777 | A | 7 | 0.6 | E | 8 | 0.086 | F | 8 | 0.16 | F | 8 | 0 | 1 | D | 9 | 0 | C | 8
|  | HVAC Type | Contractor_Specific_Interior | DSMT | [21 empty] | 3328100% | 19:00 | 0 | 0 | 0 | 1 | 0 | 0 | 1 | 0 | 0 | 1 | 0 | 0 | 1 | 0 | 0 | 1 | 0 | 0 | 1 | 0 | 0 | 1 | 0 | 3 | A | 7 | 3 | E | 9 | -1.6 | A | 7 | -1.6 | E | 9 | 100 | A | 7 | 987 | E | 9 | 180 | A | 7 | 4.1 | A | 7 | 40000 | B | 7 | 77777 | A | 7 | 0.6 | E | 8 | 0.086 | F | 8 | 0.16 | F | 8 | 0 | 1 | D | 9 | 0 | C | 8
|  | Heat Pump | Heat Pump | Heat Pump | [21 empty] | 3328100% | 20:00 | 0 | 0 | 0 | 1 | 0 | 0 | 1 | 0 | 0 | 1 | 0 | 0 | 1 | 0 | 0 | 1 | 0 | 0 | 1 | 0 | 0 | 1 | 0 | 0 | A | 7 | 0 | E | 9 | -1.6 | A | 7 | -1.6 | E | 9 | 100 | A | 7 | 987 | E | 9 | 170 | A | 7 | 4.1 | A | 7 | 40000 | B | 7 | 77777 | A | 7 | 0.6 | E | 8 | 0.086 | F | 8 | 0.16 | F | 8 | 0 | 1 | D | 9 | 0 | C | 8
|  | AC/ NonElec | Non Electric Heating With AC | Other with AC | [21 empty] | 3328100% | 21:00 | 0 | 0 | 0 | 1 | 0 | 0 | 1 | 0 | 0 | 1 | 0 | 0 | 1 | 0 | 0 | 1 | 0 | 0 | 1 | 0 | 0 | 1 | 0 | 1 | B | 8 | 1 | B | 8 | -1.1 | B | 8 | -3 | E | 9 | 85 | A | 7 | 987 | E | 9 | 150 | B | 8 | 3.7 | B | 8 | 38545 | C | 8 | 20136 | B | 8 | 0.6 | E | 8 | 0.086 | F | 8 | 0.16 | F | 8 | 0 | 1 | D | 9 | 0 | C | 8
|  | NoAC/ ElecRes | Baseboard Electric with No AC | Electric Resistance Heat only | [21 empty] | 3328100% | 22:00 | 0 | 0 | 0 | 1 | 0 | 0 | 1 | 0 | 0 | 1 | 0 | 0 | 1 | 0 | 0 | 1 | 0 | 0 | 1 | 0 | 0 | 1 | 0 | 2 | B | 8 | 2 | B | 8 | -1 | B | 8 | -4 | E | 9 | 78 | A | 7 | 987 | E | 9 | 140 | B | 8 | 3.4 | B | 8 | 37090 | C | 8 | 18273 | B | 8 | 0.6 | E | 8 | 0.086 | F | 8 | 0.16 | F | 8 | 0 | 1 | D | 9 | 0 | C | 8
|  | AC/ ElecRes | Baseboard Electric with AC | Electric Resistance Heat with AC | [21 empty] | 3328100% | 23:00 | 0 | 0 | 0 | 1 | 0 | 0 | 1 | 0 | 0 | 1 | 0 | 0 | 1 | 0 | 0 | 1 | 0 | 0 | 1 | 0 | 0 | 1 | 0 | 3 | B | 8 | 3 | B | 8 | -1.7 | B | 8 | -5.1 | E | 9 | 75 | A | 7 | 987 | E | 9 | 120 | B | 8 | 3 | B | 8 | 35636 | C | 8 | 16409 | B | 8 | 0.6 | E | 8 | 0.086 | F | 8 | 0.16 | F | 8 | 0 | 1 | D | 9 | 0 | C | 8
|  | None/Gas | Non Electric Heating With No AC | Other | [21 empty] | 3328100% | 24:00 | 0 | 0 | 0 | 1 | 0 | 0 | 1 | 0 | 0 | 1 | 0 | 0 | 1 | 0 | 0 | 1 | 0 | 0 | 1 | 0 | 0 | 1 | 0 | 4 | B | 8 | 4 | B | 8 | -1.6 | B | 8 | -6.4 | E | 9 | 67 | A | 7 | 987 | E | 9 | 110 | B | 8 | 2.6 | B | 8 | 34181 | C | 8 | 14545 | B | 8 | 0.7 | E | 8 | 0.086 | F | 8 | 0.16 | F | 8 | 0 | 1 | D | 9 | 0 | C | 8
|  | None/Gas | Unconditioned | None | [21 empty] | 3328200% | 1:00 | 0 | 0 | 0 | 1 | 0 | 0 | 1 | 0 | 0 | 1 | 0 | 0 | 1 | 0 | 0 | 1 | 0 | 0 | 1 | 0 | 0 | 1 | 0 | 5 | B | 8 | 5 | B | 8 | -1.4 | B | 8 | -7.3 | E | 9 | 61 | A | 7 | 987 | E | 9 | 90 | B | 8 | 2.2 | B | 8 | 32727 | C | 8 | 12682 | B | 8 | 0.7 | E | 8 | 0.087 | F | 8 | 0.16 | F | 8 | 0 | 1 | D | 9 | 0 | C | 8
|  | Unknown | Unknown | None | [21 empty] | 3328200% | 2:00 | 0 | 0 | 0 | 1 | 0 | 0 | 1 | 0 | 0 | 1 | 0 | 0 | 1 | 0 | 0 | 1 | 0 | 0 | 1 | 0 | 0 | 1 | 0 | 6 | B | 8 | 6 | B | 8 | -1.4 | B | 8 | -8.7 | E | 9 | 54 | A | 7 | 987 | E | 9 | 80 | B | 8 | 1.9 | B | 8 | 31272 | C | 8 | 10818 | B | 8 | 0.7 | E | 8 | 0.087 | F | 8 | 0.16 | F | 8 | 0 | 1 | D | 9 | 0 | C | 8
[26 empty] | 3328200% | 3:00 | 0 | 0 | 0 | 1 | 0 | 0 | 1 | 0 | 0 | 1 | 0 | 0 | 1 | 0 | 0 | 1 | 0 | 0 | 1 | 0 | 0 | 1 | 0 | 6 | B | 8 | 6 | B | 8 | -1.1 | B | 8 | -9.8 | E | 9 | 47 | A | 7 | 987 | E | 9 | 60 | B | 8 | 1.5 | B | 8 | 29818 | C | 8 | 8955 | B | 8 | 0.7 | E | 8 | 0.087 | F | 8 | 0.16 | F | 8 | 0 | 1 | D | 9 | 0 | C | 8
Misc | [25 empty] | 3328200% | 4:00 | 0 | 0 | 0 | 1 | 0 | 0 | 1 | 0 | 0 | 1 | 0 | 0 | 1 | 0 | 0 | 1 | 0 | 0 | 1 | 0 | 0 | 1 | 0 | 7 | B | 8 | 7 | B | 8 | -1.2 | B | 8 | -11.1 | E | 9 | 43 | A | 7 | 987 | E | 9 | 50 | B | 8 | 1.1 | B | 8 | 28363 | C | 8 | 7091 | B | 8 | 0.7 | E | 8 | 0.087 | F | 8 | 0.16 | F | 8 | 0 | 1 | D | 9 | 0 | C | 8
[26 empty] | 3328200% | 5:00 | 0 | 0 | 0 | 1 | 0 | 0 | 1 | 0 | 0 | 1 | 0 | 0 | 1 | 0 | 0 | 1 | 0 | 0 | 1 | 0 | 0 | 1 | 0 | 8 | B | 8 | 8 | B | 8 | -1 | B | 8 | -12.1 | E | 9 | 38 | A | 7 | 987 | E | 9 | 30 | B | 8 | 0.7 | B | 8 | 26909 | C | 8 | 5227 | B | 8 | 0.7 | E | 8 | 0.087 | F | 8 | 0.16 | F | 8 | 0 | 1 | D | 9 | 0 | C | 8
Advanced Power Strips | [25 empty] | 3328200% | 6:00 | 0 | 0 | 0 | 1 | 0 | 0 | 1 | 0 | 0 | 1 | 0 | 0 | 1 | 0 | 0 | 1 | 0 | 0 | 1 | 0 | 0 | 1 | 0 | 9 | B | 8 | 9 | B | 8 | -0.3 | B | 8 | -13.3 | E | 9 | 32 | A | 7 | 987 | E | 9 | 20 | B | 8 | 0.4 | B | 8 | 25454 | C | 8 | 3364 | B | 8 | 0.7 | E | 8 | 0.087 | F | 8 | 0.16 | F | 8 | 0 | 1 | D | 9 | 0 | C | 8
| Plug Load ETDF | [24 empty] | 3328200% | 7:00 | 0 | 0 | 0 | 1 | 0 | 0 | 1 | 0 | 0 | 1 | 0 | 0 | 1 | 0 | 0 | 1 | 0 | 0 | 1 | 0 | 0 | 1 | 0 | 10 | A | 7 | 10 | E | 9 | -0.5 | A | 7 | -14 | E | 9 | 31 | A | 7 | 987 | E | 9 | 0 | A | 7 | 0 | A | 7 | 24000 | B | 7 | 1500 | A | 7 | 0.8 | E | 8 | 0.087 | F | 8 | 0.16 | F | 8 | 0 | 1 | D | 9 | 0 | C | 8
Facility Type | ETDF_Summer Peak | ETDF_Winter Peak | [23 empty] | 3328200% | 8:00 | 93 | 1228 | 17 | 1 | 24 | 0 | 1 | 27 | 17 | 1 | 24 | 20 | 1 | 24 | 0 | 1 | 27 | 20 | 1 | 24 | 62 | 1 | 43 | 10 | A | 7 | 10 | E | 9 | -2.1 | A | 7 | -14 | E | 9 | 35 | A | 7 | 987 | E | 9 | 350 | A | 7 | 4.1 | A | 7 | 24000 | B | 7 | 1350 | A | 7 | 0.8 | E | 8 | 0.087 | F | 8 | 0.16 | F | 8 | 0 | 1 | D | 9 | 0 | C | 8
Full Service Restaurant | 0.0001481 | 0.000113 |  | EUL | [21 empty] | 3328200% | 9:00 | 336 | 1403 | 54 | 1 | 24 | 0 | 1 | 27 | 54 | 1 | 24 | 63 | 1 | 24 | 0 | 1 | 27 | 63 | 1 | 24 | 213 | 1 | 43 | 10 | A | 7 | 10 | E | 9 | -1 | A | 7 | -13 | E | 9 | 35 | A | 7 | 987 | E | 9 | 360 | A | 7 | 3.1 | A | 7 | 24000 | B | 7 | 1350 | A | 7 | 0.8 | E | 8 | 0.087 | F | 8 | 0.16 | F | 8 | 0 | 1 | D | 9 | 0 | C | 8
Hospital | 9.77e-05 | 0.0001028 |  | 5 | [21 empty] | 3328200% | 10:00 | 549 | 1403 | 92 | 1 | 24 | 0 | 1 | 27 | 92 | 1 | 24 | 108 | 1 | 24 | 0 | 1 | 27 | 108 | 1 | 24 | 393 | 1 | 43 | 10 | A | 7 | 10 | E | 9 | 0 | A | 7 | -13 | E | 9 | 32 | A | 7 | 987 | E | 9 | 20 | A | 7 | 4.1 | A | 7 | 19200 | B | 7 | 1440 | A | 7 | 0.8 | E | 8 | 0.087 | F | 8 | 0.16 | F | 8 | 0 | 1 | D | 9 | 0 | C | 8
Large Hotel | 0.0001121 | 0.0001273 | [23 empty] | 3328200% | 11:00 | 711 | 1403 | 133 | 1 | 24 | 0 | 1 | 27 | 133 | 1 | 24 | 156 | 1 | 24 | 0 | 1 | 27 | 156 | 1 | 24 | 591 | 1 | 43 | 10 | A | 7 | 10 | E | 9 | 1.7 | A | 7 | -13.4 | E | 9 | 28 | A | 7 | 987 | E | 9 | 360 | A | 7 | 3.6 | A | 7 | 19200 | B | 7 | 1440 | A | 7 | 0.8 | E | 8 | 0.087 | F | 8 | 0.16 | F | 8 | 0 | 1 | D | 9 | 0 | C | 8
Large Office | 0.0001135 | 0.0001274 | [23 empty] | 3328200% | 12:00 | 810 | 1403 | 198 | 1 | 24 | 0 | 1 | 27 | 198 | 1 | 24 | 230 | 1 | 24 | 0 | 1 | 27 | 230 | 1 | 24 | 857 | 1 | 43 | 10 | A | 7 | 10 | E | 9 | 3.3 | A | 7 | -14 | E | 9 | 23 | A | 7 | 987 | E | 9 | 10 | A | 7 | 3.1 | A | 7 | 19200 | B | 7 | 3600 | A | 7 | 0.9 | E | 8 | 0.087 | F | 8 | 0.16 | F | 8 | 0 | 1 | D | 9 | 0 | C | 8
Medium Office | 0.0001175 | 0.000126 | [23 empty] | 3328200% | 13:00 | 841 | 1403 | 166 | 1 | 24 | 0 | 1 | 27 | 166 | 1 | 24 | 196 | 1 | 24 | 0 | 1 | 27 | 196 | 1 | 24 | 762 | 1 | 43 | 10 | A | 7 | 10 | E | 9 | 3.3 | A | 7 | -13 | E | 9 | 26 | A | 7 | 987 | E | 9 | 360 | A | 7 | 2.6 | A | 7 | 16000 | B | 7 | 1380 | A | 7 | 0.9 | E | 8 | 0.087 | F | 8 | 0.16 | F | 8 | 0 | 1 | D | 9 | 0 | C | 8
Outpatient | 0.0001407 | 0.0001283 | [23 empty] | 3328200% | 14:00 | 799 | 1403 | 156 | 1 | 24 | 0 | 1 | 27 | 156 | 1 | 24 | 184 | 1 | 24 | 0 | 1 | 27 | 184 | 1 | 24 | 709 | 1 | 43 | 10 | A | 7 | 10 | E | 9 | 3.9 | A | 7 | -12 | E | 9 | 27 | A | 7 | 987 | E | 9 | 180 | A | 7 | 2.6 | A | 7 | 16000 | B | 7 | 1200 | A | 7 | 0.9 | E | 8 | 0.087 | F | 8 | 0.16 | F | 8 | 0 | 1 | D | 9 | 0 | C | 8
Primary School | 0.0001265 | 0.0001487 | [23 empty] | 3328200% | 15:00 | 690 | 1403 | 127 | 1 | 24 | 0 | 1 | 27 | 127 | 1 | 24 | 149 | 1 | 24 | 0 | 1 | 27 | 149 | 1 | 24 | 562 | 1 | 43 | 10 | A | 7 | 10 | E | 9 | 3.3 | A | 7 | -11 | E | 9 | 31 | A | 7 | 987 | E | 9 | 140 | A | 7 | 2.6 | A | 7 | 11200 | B | 7 | 1800 | A | 7 | 0.9 | E | 8 | 0.087 | F | 8 | 0.16 | F | 8 | 0 | 1 | D | 9 | 61 | C | 8
Quick Service Restaurant | 0.0001481 | 0.0001128 | [23 empty] | 3328200% | 16:00 | 519 | 1403 | 85 | 1 | 24 | 0 | 1 | 27 | 85 | 1 | 24 | 100 | 1 | 24 | 0 | 1 | 27 | 100 | 1 | 24 | 360 | 1 | 43 | 10 | A | 7 | 10 | E | 9 | 3.3 | A | 7 | -11 | E | 9 | 31 | A | 7 | 987 | E | 9 | 340 | A | 7 | 2.1 | A | 7 | 11200 | B | 7 | 1800 | A | 7 | 0.9 | E | 8 | 0.087 | F | 8 | 0.16 | F | 8 | 0 | 1 | D | 9 | 0 | C | 8
Retail Standalone | 0.0001728 | 0.0001251 | [23 empty] | 3328200% | 17:00 | 300 | 1403 | 49 | 1 | 24 | 0 | 1 | 27 | 49 | 1 | 24 | 57 | 1 | 24 | 0 | 1 | 27 | 57 | 1 | 24 | 189 | 1 | 43 | 10 | A | 7 | 10 | E | 9 | 2.8 | A | 7 | -11 | E | 9 | 32 | A | 7 | 987 | E | 9 | 0 | A | 7 | 0 | A | 7 | 9600 | B | 7 | 1200 | A | 7 | 1 | E | 8 | 0.087 | F | 8 | 0.16 | F | 8 | 0 | 1 | D | 9 | 45 | C | 8
Retail Strip mall | 0.0001407 | 0.0001164 | [23 empty] | 3328200% | 18:00 | 63 | 1017 | 10 | 1 | 24 | 0 | 1 | 27 | 10 | 1 | 24 | 12 | 1 | 24 | 0 | 1 | 27 | 12 | 1 | 24 | 38 | 1 | 43 | 10 | A | 7 | 10 | E | 9 | 1.1 | A | 7 | -11 | E | 9 | 36 | A | 7 | 987 | E | 9 | 10 | A | 7 | 2.6 | A | 7 | 3200 | B | 7 | 1440 | A | 7 | 1 | E | 8 | 0.087 | F | 8 | 0.16 | F | 8 | 0 | 1 | D | 9 | 45 | C | 8
Secondary School | 8.56e-05 | 0.0001539 | [23 empty] | 3328200% | 19:00 | 0 | 0 | 0 | 1 | 0 | 0 | 1 | 0 | 0 | 1 | 0 | 0 | 1 | 0 | 0 | 1 | 0 | 0 | 1 | 0 | 0 | 1 | 0 | 10 | A | 7 | 10 | E | 9 | 0.6 | A | 7 | -11 | E | 9 | 37 | A | 7 | 987 | E | 9 | 340 | A | 7 | 2.6 | A | 7 | 3200 | B | 7 | 540 | A | 7 | 1 | E | 8 | 0.087 | F | 8 | 0.16 | F | 8 | 0 | 1 | D | 9 | 45 | C | 8
Small Hotel | 7.14e-05 | 0.0001165 | [23 empty] | 3328200% | 20:00 | 0 | 0 | 0 | 1 | 0 | 0 | 1 | 0 | 0 | 1 | 0 | 0 | 1 | 0 | 0 | 1 | 0 | 0 | 1 | 0 | 0 | 1 | 0 | 10 | A | 7 | 10 | E | 9 | 0 | A | 7 | -10 | E | 9 | 43 | A | 7 | 987 | E | 9 | 360 | A | 7 | 5.1 | A | 7 | 3200 | B | 7 | 300 | A | 7 | 1 | E | 8 | 0.087 | F | 8 | 0.16 | F | 8 | 0 | 1 | D | 9 | 45 | C | 8
Small Office | 0.0001196 | 0.0001226 | [23 empty] | 3328200% | 21:00 | 0 | 0 | 0 | 1 | 0 | 0 | 1 | 0 | 0 | 1 | 0 | 0 | 1 | 0 | 0 | 1 | 0 | 0 | 1 | 0 | 0 | 1 | 0 | 10 | A | 7 | 10 | E | 9 | 0.6 | A | 7 | -10.4 | E | 9 | 39 | A | 7 | 987 | E | 9 | 330 | A | 7 | 2.6 | A | 7 | 2400 | B | 7 | 180 | A | 7 | 1 | E | 8 | 0.087 | F | 8 | 0.16 | F | 8 | 0 | 1 | D | 9 | 45 | C | 8
Warehouse | 0.0001656 | 0.0001385 | [23 empty] | 3328200% | 22:00 | 0 | 0 | 0 | 1 | 0 | 0 | 1 | 0 | 0 | 1 | 0 | 0 | 1 | 0 | 0 | 1 | 0 | 0 | 1 | 0 | 0 | 1 | 0 | 10 | A | 7 | 10 | E | 9 | 0.6 | A | 7 | -9.9 | E | 9 | 41 | A | 7 | 987 | E | 9 | 340 | A | 7 | 2.6 | A | 7 | 800 | B | 7 | 120 | A | 7 | 1.1 | E | 8 | 0.087 | F | 8 | 0.16 | F | 8 | 0 | 1 | D | 9 | 45 | C | 8
Other | 1.293e-05 | 0.0001232 | [23 empty] | 3328200% | 23:00 | 0 | 0 | 0 | 1 | 0 | 0 | 1 | 0 | 0 | 1 | 0 | 0 | 1 | 0 | 0 | 1 | 0 | 0 | 1 | 0 | 0 | 1 | 0 | 10 | B | 8 | 10 | B | 8 | -0.2 | B | 8 | -9.5 | E | 9 | 45 | A | 7 | 987 | E | 9 | 340 | B | 8 | 3.2 | B | 8 | 725 | C | 8 | 109 | B | 8 | 1.1 | E | 8 | 0.087 | F | 8 | 0.16 | F | 8 | 0 | 1 | D | 9 | 45 | C | 8
[26 empty] | 3328200% | 24:00 | 0 | 0 | 0 | 1 | 0 | 0 | 1 | 0 | 0 | 1 | 0 | 0 | 1 | 0 | 0 | 1 | 0 | 0 | 1 | 0 | 0 | 1 | 0 | 10 | B | 8 | 10 | B | 8 | -0.2 | B | 8 | -9.2 | E | 9 | 46 | A | 7 | 987 | E | 9 | 350 | B | 8 | 3.8 | B | 8 | 650 | C | 8 | 98 | B | 8 | 1.1 | E | 8 | 0.087 | F | 8 | 0.16 | F | 8 | 0 | 1 | D | 9 | 45 | C | 8
Strip Type | End-Use | Concat | ERP |  | Strip Tier | Location | Location | [18 empty] | 3328300% | 1:00 | 0 | 0 | 0 | 1 | 0 | 0 | 1 | 0 | 0 | 1 | 0 | 0 | 1 | 0 | 0 | 1 | 0 | 0 | 1 | 0 | 0 | 1 | 0 | 10 | B | 8 | 10 | B | 8 | -0.3 | B | 8 | -8.6 | E | 9 | 49 | A | 7 | 987 | E | 9 | 350 | B | 8 | 4.3 | B | 8 | 575 | C | 8 | 86 | B | 8 | 1.1 | E | 8 | 0.087 | F | 8 | 0.16 | F | 8 | 0 | 1 | D | 9 | 45 | C | 8
Tier 1 | Workstation | Tier 1Workstation | 0.247 |  | Tier 1 | Workstation | 332 | [18 empty] | 3328300% | 2:00 | 0 | 0 | 0 | 1 | 0 | 0 | 1 | 0 | 0 | 1 | 0 | 0 | 1 | 0 | 0 | 1 | 0 | 0 | 1 | 0 | 0 | 1 | 0 | 10 | B | 8 | 10 | B | 8 | -0.4 | B | 8 | -8.4 | E | 9 | 51 | A | 7 | 987 | E | 9 | 360 | B | 8 | 4.9 | B | 8 | 500 | C | 8 | 75 | B | 8 | 1.1 | E | 8 | 0.087 | F | 8 | 0.16 | F | 8 | 0 | 1 | D | 9 | 45 | C | 8
Tier 1 | Workstation with power management (network or local) | Tier 1Workstation with power management (network or local) | 0.04 |  | Tier 2 | Workstation with power management (network or local) | [19 empty] | 3328300% | 3:00 | 0 | 0 | 0 | 1 | 0 | 0 | 1 | 0 | 0 | 1 | 0 | 0 | 1 | 0 | 0 | 1 | 0 | 0 | 1 | 0 | 0 | 1 | 0 | 10 | B | 8 | 9 | B | 8 | -0.3 | B | 8 | -7.9 | E | 9 | 52 | A | 7 | 987 | E | 9 | 360 | B | 8 | 5.5 | B | 8 | 425 | C | 8 | 64 | B | 8 | 1.2 | E | 8 | 0.087 | F | 8 | 0.16 | F | 8 | 0 | 1 | D | 9 | 45 | C | 8
Tier 1 | Workstation with unknown power management | Tier 1Workstation with unknown power management | 0.143 |  |  | Workstation with unknown power management | [19 empty] | 3328300% | 4:00 | 0 | 0 | 0 | 1 | 0 | 0 | 1 | 0 | 0 | 1 | 0 | 0 | 1 | 0 | 0 | 1 | 0 | 0 | 1 | 0 | 0 | 1 | 0 | 10 | B | 8 | 9 | B | 8 | -0.5 | B | 8 | -7.7 | E | 9 | 54 | A | 7 | 987 | E | 9 | 360 | B | 8 | 6 | B | 8 | 350 | C | 8 | 53 | B | 8 | 1.2 | E | 8 | 0.087 | F | 8 | 0.16 | F | 8 | 0 | 1 | D | 9 | 45 | C | 8
Tier 2 | Workstation | Tier 2Workstation | 0.3 | [22 empty] | 3328300% | 5:00 | 0 | 0 | 0 | 1 | 0 | 0 | 1 | 0 | 0 | 1 | 0 | 0 | 1 | 0 | 0 | 1 | 0 | 0 | 1 | 0 | 0 | 1 | 0 | 10 | B | 8 | 9 | B | 8 | -0.5 | B | 8 | -7.2 | E | 9 | 57 | A | 7 | 987 | E | 9 | 10 | B | 8 | 6.6 | B | 8 | 275 | C | 8 | 41 | B | 8 | 1.2 | E | 8 | 0.087 | F | 8 | 0.16 | F | 8 | 0 | 1 | D | 9 | 45 | C | 8
Tier 2 | Workstation with power management (network or local) | Tier 2Workstation with power management (network or local) | 0.04 | [22 empty] | 3328300% | 6:00 | 0 | 0 | 0 | 1 | 0 | 0 | 1 | 0 | 0 | 1 | 0 | 0 | 1 | 0 | 0 | 1 | 0 | 0 | 1 | 0 | 0 | 1 | 0 | 10 | A | 7 | 9 | E | 9 | 0 | A | 7 | -6.8 | E | 9 | 56 | A | 7 | 987 | E | 9 | 10 | A | 7 | 7.2 | A | 7 | 200 | B | 7 | 30 | A | 7 | 1.2 | E | 8 | 0.087 | F | 8 | 0.16 | F | 8 | 0 | 1 | D | 9 | 45 | C | 8
Tier 2 | Workstation with unknown power management | Tier 2Workstation with unknown power management | 0.17 | [22 empty] | 3328300% | 7:00 | 0 | 0 | 0 | 1 | 0 | 0 | 1 | 0 | 0 | 1 | 0 | 0 | 1 | 0 | 0 | 1 | 0 | 0 | 1 | 0 | 0 | 1 | 0 | 10 | A | 7 | 9 | E | 9 | 0 | A | 7 | -5.9 | E | 9 | 61 | A | 7 | 987 | E | 9 | 310 | A | 7 | 3.1 | A | 7 | 200 | B | 7 | 30 | A | 7 | 1.2 | E | 8 | 0.087 | F | 8 | 0.16 | F | 8 | 0 | 1 | D | 9 | 45 | C | 8
[26 empty] | 3328300% | 8:00 | 98 | 1251 | 20 | 1 | 24 | 10 | 1 | 27 | 19 | 1 | 24 | 22 | 1 | 24 | 6 | 1 | 27 | 21 | 1 | 24 | 48 | 1 | 43 | 10 | A | 7 | 9 | E | 9 | 0 | A | 7 | -5 | E | 9 | 66 | A | 7 | 987 | E | 9 | 330 | A | 7 | 3.6 | A | 7 | 300 | B | 7 | 30 | A | 7 | 1.2 | E | 8 | 0.087 | F | 8 | 0.16 | F | 8 | 0 | 1 | D | 9 | 45 | C | 8
Low Flow Aerators | [25 empty] | 3328300% | 9:00 | 342 | 1403 | 136 | 1 | 24 | 70 | 1 | 27 | 119 | 1 | 24 | 149 | 1 | 24 | 61 | 1 | 27 | 134 | 1 | 24 | 284 | 1 | 43 | 10 | A | 7 | 9 | E | 9 | 0.6 | A | 7 | -5 | E | 9 | 63 | A | 7 | 987 | E | 9 | 360 | A | 7 | 4.6 | A | 7 | 300 | B | 7 | 30 | A | 7 | 1.2 | E | 8 | 0.087 | F | 8 | 0.16 | F | 8 | 0 | 1 | D | 9 | 45 | C | 8
[26 empty] | 3328300% | 10:00 | 555 | 1403 | 202 | 1 | 24 | 58 | 1 | 27 | 179 | 1 | 24 | 221 | 1 | 24 | 56 | 1 | 27 | 199 | 1 | 24 | 488 | 1 | 43 | 10 | A | 7 | 9 | E | 9 | 0.6 | A | 7 | -4 | E | 9 | 69 | A | 7 | 987 | E | 9 | 280 | A | 7 | 3.6 | A | 7 | 300 | B | 7 | 30 | A | 7 | 1.1 | E | 8 | 0.087 | F | 8 | 0.16 | F | 8 | 0 | 1 | D | 9 | 45 | C | 8
Facility Type | Gallons per Unit per Day (A) | Unit | Estimated % Hot Water from Faucets (B) | Multiplier (C) | Unit | Days per Year (D) | Annual Gallons Mixed Water per Faucet (A*B*C*D) | Annual Recovery Hours | CF | [16 empty] | 3328300% | 11:00 | 717 | 1403 | 187 | 1 | 24 | 81 | 1 | 27 | 145 | 1 | 24 | 209 | 1 | 24 | 84 | 1 | 27 | 166 | 1 | 24 | 364 | 1 | 43 | 10 | A | 7 | 9 | E | 9 | 1.1 | A | 7 | -3 | E | 9 | 72 | A | 7 | 987 | E | 9 | 340 | A | 7 | 4.1 | A | 7 | 400 | B | 7 | 30 | A | 7 | 1.1 | E | 8 | 0.087 | F | 8 | 0.16 | F | 8 | 0 | 1 | D | 9 | 45 | C | 8
Small Office | 1 | person | 100 | 10 | employees per faucet | 250 | 2500 | 20 | 0.0064 | [16 empty] | 3328300% | 12:00 | 817 | 1403 | 367 | 1 | 24 | 157 | 1 | 27 | 275 | 1 | 24 | 399 | 1 | 24 | 164 | 1 | 27 | 303 | 1 | 24 | 732 | 1 | 43 | 10 | A | 7 | 9 | E | 9 | 5 | A | 7 | -3 | E | 9 | 55 | A | 7 | 987 | E | 9 | 250 | A | 7 | 9.3 | A | 7 | 6400 | B | 7 | 60 | A | 7 | 1.1 | E | 8 | 0.087 | F | 8 | 0.16 | F | 8 | 0 | 1 | D | 9 | 45 | C | 8
Large Office | 1 | person | 100 | 45 | employees per faucet | 250 | 11250 | 92 | 0.0288 | [16 empty] | 3328300% | 13:00 | 847 | 1403 | 551 | 1 | 24 | 468 | 1 | 27 | 268 | 1 | 24 | 570 | 1 | 24 | 478 | 1 | 27 | 281 | 1 | 24 | 656 | 1 | 43 | 9 | A | 7 | 4 | E | 9 | 6.1 | A | 7 | -3 | E | 9 | 51 | A | 7 | 987 | E | 9 | 260 | A | 7 | 10.3 | A | 7 | 24000 | B | 7 | 660 | A | 7 | 1.1 | E | 8 | 0.087 | F | 8 | 0.16 | F | 8 | 0 | 1 | D | 9 | 0 | C | 8
Fast Food Restaurant | 0.7 | meal/day | 50 | 75 | meals per faucet | 365 | 9581 | 78 | 0.0084 | [16 empty] | 3328300% | 14:00 | 806 | 1403 | 412 | 1 | 24 | 359 | 1 | 27 | 206 | 1 | 24 | 449 | 1 | 24 | 380 | 1 | 27 | 230 | 1 | 24 | 486 | 1 | 43 | 9 | A | 7 | 4 | E | 9 | 6.7 | A | 7 | -2 | E | 9 | 53 | A | 7 | 987 | E | 9 | 250 | A | 7 | 7.7 | A | 7 | 32000 | B | 7 | 1110 | A | 7 | 1 | E | 8 | 0.087 | F | 8 | 0.16 | F | 8 | 0 | 1 | D | 9 | 0 | C | 8
Sit-Down Restaurant | 2.4 | meal/day | 50 | 36 | meals per faucet | 365 | 15768 | 129 | 0.0184 | [16 empty] | 3328300% | 15:00 | 696 | 1403 | 472 | 1 | 24 | 570 | 1 | 27 | 189 | 1 | 24 | 493 | 1 | 24 | 569 | 1 | 27 | 210 | 1 | 24 | 403 | 1 | 43 | 9 | A | 7 | 4 | E | 9 | 6.1 | A | 7 | -1.9 | E | 9 | 55 | A | 7 | 987 | E | 9 | 270 | A | 7 | 10.3 | A | 7 | 32000 | B | 7 | 1080 | A | 7 | 1 | E | 8 | 0.087 | F | 8 | 0.16 | F | 8 | 0 | 1 | D | 9 | 0 | C | 8
Retail | 2 | employee | 100 | 5 | employees per faucet | 365 | 3650 | 30 | 0.0043 | [16 empty] | 3328300% | 16:00 | 525 | 1403 | 198 | 1 | 24 | 51 | 1 | 27 | 179 | 1 | 24 | 217 | 1 | 24 | 49 | 1 | 27 | 199 | 1 | 24 | 473 | 1 | 43 | 10 | A | 7 | 9 | E | 9 | 6.1 | A | 7 | -2 | E | 9 | 55 | A | 7 | 987 | E | 9 | 260 | A | 7 | 9.3 | A | 7 | 32000 | B | 7 | 1200 | A | 7 | 1 | E | 8 | 0.087 | F | 8 | 0.16 | F | 8 | 0 | 1 | D | 9 | 0 | C | 8
Grocery | 2 | employee | 100 | 5 | employees per faucet | 365 | 3650 | 30 | 0.0043 | [16 empty] | 3328300% | 17:00 | 306 | 1403 | 154 | 1 | 25 | 431 | 1 | 28 | 59 | 1 | 25 | 157 | 1 | 25 | 340 | 1 | 28 | 82 | 1 | 25 | 106 | 1 | 45 | 6 | B | 8 | 5 | B | 8 | 5.3 | B | 8 | -2 | E | 9 | 58 | A | 7 | 987 | E | 9 | 270 | B | 8 | 8.5 | B | 8 | 32000 | C | 8 | 11600 | B | 8 | 0.9 | E | 8 | 0.087 | F | 8 | 0.16 | F | 8 | 0 | 1 | D | 9 | 0 | C | 8
Warehouse | 2 | employee | 100 | 5 | employees per faucet | 250 | 2500 | 20 | 0.0064 | [16 empty] | 3328300% | 18:00 | 67 | 1040 | 22 | 1 | 24 | 151 | 1 | 27 | 12 | 1 | 24 | 24 | 1 | 24 | 74 | 1 | 27 | 19 | 1 | 24 | 23 | 1 | 43 | 2 | A | 7 | 1 | E | 9 | 3.9 | A | 7 | -2 | E | 9 | 64 | A | 7 | 987 | E | 9 | 270 | A | 7 | 7.7 | A | 7 | 32000 | B | 7 | 77777 | A | 7 | 0.9 | E | 8 | 0.087 | F | 8 | 0.16 | F | 8 | 0 | 1 | D | 9 | 0 | C | 8
Elementary School | 0.6 | person | 50 | 50 | students per faucet | 200 | 3000 | 24 | 0.0096 | [16 empty] | 3328300% | 19:00 | 0 | 0 | 0 | 1 | 0 | 0 | 1 | 0 | 0 | 1 | 0 | 0 | 1 | 0 | 0 | 1 | 0 | 0 | 1 | 0 | 0 | 1 | 0 | 3 | A | 7 | 1 | E | 9 | 2.8 | A | 7 | -1.5 | E | 9 | 72 | A | 7 | 987 | E | 9 | 260 | A | 7 | 9.3 | A | 7 | 24000 | B | 7 | 77777 | A | 7 | 0.9 | E | 8 | 0.087 | F | 8 | 0.16 | F | 8 | 0 | 1 | D | 9 | 0 | C | 8
Jr High/High School | 1.8 | person | 50 | 50 | students per faucet | 200 | 9000 | 73 | 0.0288 | [16 empty] | 3328300% | 20:00 | 0 | 0 | 0 | 1 | 0 | 0 | 1 | 0 | 0 | 1 | 0 | 0 | 1 | 0 | 0 | 1 | 0 | 0 | 1 | 0 | 0 | 1 | 0 | 2 | A | 7 | 1 | E | 9 | 1.7 | A | 7 | -1 | E | 9 | 81 | A | 7 | 987 | E | 9 | 260 | A | 7 | 5.1 | A | 7 | 24000 | B | 7 | 77777 | A | 7 | 0.8 | E | 8 | 0.087 | F | 8 | 0.16 | F | 8 | 0 | 1 | D | 9 | 0 | C | 8
Health | 90 | patient | 25 | 2 | patients per faucet | 365 | 16425 | 134 | 0.0144 | [16 empty] | 3328300% | 21:00 | 0 | 0 | 0 | 1 | 0 | 0 | 1 | 0 | 0 | 1 | 0 | 0 | 1 | 0 | 0 | 1 | 0 | 0 | 1 | 0 | 0 | 1 | 0 | 9 | A | 7 | 4 | E | 9 | 2.2 | A | 7 | -1.7 | E | 9 | 74 | A | 7 | 987 | E | 9 | 260 | A | 7 | 3.6 | A | 7 | 32000 | B | 7 | 1500 | A | 7 | 0.8 | E | 8 | 0.087 | F | 8 | 0.16 | F | 8 | 0 | 1 | D | 9 | 0 | C | 8
Motel | 20 | room | 25 | 1 | faucet per room | 365 | 1825 | 15 | 0.0006 | [16 empty] | 3328300% | 22:00 | 0 | 0 | 0 | 1 | 0 | 0 | 1 | 0 | 0 | 1 | 0 | 0 | 1 | 0 | 0 | 1 | 0 | 0 | 1 | 0 | 0 | 1 | 0 | 10 | A | 7 | 9 | E | 9 | 1.7 | A | 7 | -1.5 | E | 9 | 78 | A | 7 | 987 | E | 9 | 270 | A | 7 | 7.2 | A | 7 | 11200 | B | 7 | 1500 | A | 7 | 0.8 | E | 8 | 0.087 | F | 8 | 0.16 | F | 8 | 0 | 1 | D | 9 | 71 | C | 8
Hotel | 14 | room | 25 | 1 | faucet per room | 365 | 1278 | 10 | 0.0004 | [16 empty] | 3328300% | 23:00 | 0 | 0 | 0 | 1 | 0 | 0 | 1 | 0 | 0 | 1 | 0 | 0 | 1 | 0 | 0 | 1 | 0 | 0 | 1 | 0 | 0 | 1 | 0 | 10 | B | 8 | 9 | B | 8 | 0.3 | B | 8 | -1.3 | E | 9 | 88 | A | 7 | 987 | E | 9 | 270 | B | 8 | 7.5 | B | 8 | 12200 | C | 8 | 1463 | B | 8 | 0.7 | E | 8 | 0.087 | F | 8 | 0.16 | F | 8 | 0 | 1 | D | 9 | 71 | C | 8
Other | 1 | employee | 100 | 20 | employees per faucet | 250 | 5000 | 41 | 0.0128 | [16 empty] | 3328300% | 24:00 | 0 | 0 | 0 | 1 | 0 | 0 | 1 | 0 | 0 | 1 | 0 | 0 | 1 | 0 | 0 | 1 | 0 | 0 | 1 | 0 | 0 | 1 | 0 | 10 | B | 8 | 9 | B | 8 | -0.4 | B | 8 | -1.3 | E | 9 | 93 | A | 7 | 987 | E | 9 | 270 | B | 8 | 7.7 | B | 8 | 13200 | C | 8 | 1425 | B | 8 | 0.7 | E | 8 | 0.087 | F | 8 | 0.16 | F | 8 | 0 | 1 | D | 9 | 71 | C | 8
[26 empty] | 3328400% | 1:00 | 0 | 0 | 0 | 1 | 0 | 0 | 1 | 0 | 0 | 1 | 0 | 0 | 1 | 0 | 0 | 1 | 0 | 0 | 1 | 0 | 0 | 1 | 0 | 10 | B | 8 | 9 | B | 8 | -1 | B | 8 | -1 | E | 9 | 100 | A | 7 | 987 | E | 9 | 270 | B | 8 | 8 | B | 8 | 14200 | C | 8 | 1388 | B | 8 | 0.7 | E | 8 | 0.088 | F | 8 | 0.16 | F | 8 | 0 | 1 | D | 9 | 71 | C | 8
Installation Location | GPM_base | GPM_low | Water Temp |  | EUL | [20 empty] | 3328400% | 2:00 | 0 | 0 | 0 | 1 | 0 | 0 | 1 | 0 | 0 | 1 | 0 | 0 | 1 | 0 | 0 | 1 | 0 | 0 | 1 | 0 | 0 | 1 | 0 | 10 | B | 8 | 9 | B | 8 | -1.7 | B | 8 | -1.7 | E | 9 | 100 | A | 7 | 987 | E | 9 | 280 | B | 8 | 8.3 | B | 8 | 15200 | C | 8 | 1350 | B | 8 | 0.6 | E | 8 | 0.088 | F | 8 | 0.16 | F | 8 | 0 | 1 | D | 9 | 0 | C | 8
Bathroom | 1.39 | 0.94 | 86 |  | 10 | [20 empty] | 3328400% | 3:00 | 0 | 0 | 0 | 1 | 0 | 0 | 1 | 0 | 0 | 1 | 0 | 0 | 1 | 0 | 0 | 1 | 0 | 0 | 1 | 0 | 0 | 1 | 0 | 9 | B | 8 | 9 | B | 8 | -2.3 | B | 8 | -2.3 | E | 9 | 100 | A | 7 | 987 | E | 9 | 280 | B | 8 | 8.5 | B | 8 | 16200 | C | 8 | 1313 | B | 8 | 0.6 | E | 8 | 0.088 | F | 8 | 0.16 | F | 8 | 0 | 1 | D | 9 | 0 | C | 8
Kitchen | 1.39 | 0.94 | 93 | [22 empty] | 3328400% | 4:00 | 0 | 0 | 0 | 1 | 0 | 0 | 1 | 0 | 0 | 1 | 0 | 0 | 1 | 0 | 0 | 1 | 0 | 0 | 1 | 0 | 0 | 1 | 0 | 9 | B | 8 | 9 | B | 8 | -3.1 | B | 8 | -3.1 | E | 9 | 100 | A | 7 | 987 | E | 9 | 280 | B | 8 | 8.8 | B | 8 | 17200 | C | 8 | 1275 | B | 8 | 0.6 | E | 8 | 0.088 | F | 8 | 0.16 | F | 8 | 0 | 1 | D | 9 | 0 | C | 8
Health Care | 3.1 | 2.09 | 110 | [22 empty] | 3328400% | 5:00 | 0 | 0 | 0 | 1 | 0 | 0 | 1 | 0 | 0 | 1 | 0 | 0 | 1 | 0 | 0 | 1 | 0 | 0 | 1 | 0 | 0 | 1 | 0 | 9 | B | 8 | 9 | B | 8 | -3.7 | B | 8 | -3.7 | E | 9 | 100 | A | 7 | 987 | E | 9 | 280 | B | 8 | 9 | B | 8 | 18200 | C | 8 | 1238 | B | 8 | 0.5 | E | 8 | 0.088 | F | 8 | 0.16 | F | 8 | 0 | 1 | D | 9 | 0 | C | 8
Unknown | 1.39 | 0.94 | 91 | [22 empty] | 3328400% | 6:00 | 0 | 0 | 0 | 1 | 0 | 0 | 1 | 0 | 0 | 1 | 0 | 0 | 1 | 0 | 0 | 1 | 0 | 0 | 1 | 0 | 0 | 1 | 0 | 9 | A | 7 | 9 | E | 9 | -3.8 | A | 7 | -3.8 | E | 9 | 100 | A | 7 | 987 | E | 9 | 280 | A | 7 | 9.3 | A | 7 | 19200 | B | 7 | 1200 | A | 7 | 0.5 | E | 8 | 0.088 | F | 8 | 0.16 | F | 8 | 0 | 1 | D | 9 | 0 | C | 8
[26 empty] | 3328400% | 7:00 | 0 | 0 | 0 | 1 | 0 | 0 | 1 | 0 | 0 | 1 | 0 | 0 | 1 | 0 | 0 | 1 | 0 | 0 | 1 | 0 | 0 | 1 | 0 | 10 | A | 7 | 10 | E | 9 | -3.8 | A | 7 | -3.8 | E | 9 | 100 | A | 7 | 987 | E | 9 | 280 | A | 7 | 9.8 | A | 7 | 32000 | B | 7 | 4500 | A | 7 | 0.5 | E | 8 | 0.088 | F | 8 | 0.16 | F | 8 | 0 | 1 | D | 9 | 0 | C | 8
DHW Fuel | %Electric_DHW | %Fossil_DHW |  | Supply Temp | RE_electric | ISR | IL Total Water Energy Factor | GPH | RE_gas | [16 empty] | 3328400% | 8:00 | 103 | 1273 | 39 | 1 | 24 | 12 | 1 | 27 | 38 | 1 | 24 | 43 | 1 | 24 | 7 | 1 | 27 | 42 | 1 | 24 | 85 | 1 | 43 | 9 | A | 7 | 9 | E | 9 | -3.8 | A | 7 | -3.8 | E | 9 | 100 | A | 7 | 987 | E | 9 | 280 | A | 7 | 10.3 | A | 7 | 32000 | B | 7 | 2700 | A | 7 | 0.5 | E | 8 | 0.088 | F | 8 | 0.16 | F | 8 | 0 | 1 | D | 9 | 0 | C | 8
Electric | 100% | 0% |  | 50.7 | 98% | 0.5 | 5010 | 53.9 | 67% | [16 empty] | 3328400% | 9:00 | 348 | 1402 | 99 | 1 | 24 | 40 | 1 | 27 | 89 | 1 | 24 | 108 | 1 | 24 | 35 | 1 | 27 | 100 | 1 | 24 | 231 | 1 | 43 | 9 | A | 7 | 9 | E | 9 | -3.2 | A | 7 | -6.6 | E | 9 | 75 | A | 7 | 987 | E | 9 | 270 | A | 7 | 10.3 | A | 7 | 48000 | B | 7 | 77777 | A | 7 | 0.5 | E | 8 | 0.088 | F | 8 | 0.16 | F | 8 | 0 | 1 | D | 9 | 0 | C | 8
Fossil Fuel | 0% | 100% | [23 empty] | 3328400% | 10:00 | 561 | 1402 | 192 | 1 | 24 | 48 | 1 | 27 | 173 | 1 | 24 | 211 | 1 | 24 | 46 | 1 | 27 | 192 | 1 | 24 | 479 | 1 | 43 | 9 | A | 7 | 9 | E | 9 | -2.1 | A | 7 | -8.3 | E | 9 | 59 | A | 7 | 987 | E | 9 | 290 | A | 7 | 11.8 | A | 7 | 48000 | B | 7 | 2700 | A | 7 | 0.5 | E | 8 | 0.088 | F | 8 | 0.16 | F | 8 | 0 | 1 | D | 9 | 0 | C | 8
Unknown | 27.6% | 72.4% | [23 empty] | 3328400% | 11:00 | 723 | 1402 | 164 | 1 | 24 | 60 | 1 | 27 | 133 | 1 | 24 | 181 | 1 | 24 | 59 | 1 | 27 | 151 | 1 | 24 | 438 | 1 | 43 | 9 | A | 7 | 9 | E | 9 | -1 | A | 7 | -9.5 | E | 9 | 48 | A | 7 | 987 | E | 9 | 290 | A | 7 | 10.3 | A | 7 | 48000 | B | 7 | 2700 | A | 7 | 0.5 | E | 8 | 0.088 | F | 8 | 0.16 | F | 8 | 0 | 1 | D | 9 | 0 | C | 8
[26 empty] | 3328400% | 12:00 | 823 | 1402 | 353 | 1 | 24 | 36 | 1 | 27 | 332 | 1 | 24 | 394 | 1 | 24 | 36 | 1 | 27 | 373 | 1 | 24 | 1197 | 1 | 43 | 9 | A | 7 | 9 | E | 9 | -1 | A | 7 | -10.9 | E | 9 | 43 | A | 7 | 987 | E | 9 | 280 | A | 7 | 10.8 | A | 7 | 48000 | B | 7 | 2700 | A | 7 | 0.5 | E | 8 | 0.088 | F | 8 | 0.16 | F | 8 | 0 | 1 | D | 9 | 0 | C | 8
Electric Water Heater Pipe Insulation | [25 empty] | 3328400% | 13:00 | 853 | 1402 | 317 | 1 | 24 | 105 | 1 | 27 | 253 | 1 | 24 | 348 | 1 | 24 | 110 | 1 | 27 | 281 | 1 | 24 | 690 | 1 | 43 | 9 | A | 7 | 9 | E | 9 | -3.8 | A | 7 | -11.6 | E | 9 | 51 | A | 7 | 987 | E | 9 | 280 | A | 7 | 10.3 | A | 7 | 32000 | B | 7 | 1800 | A | 7 | 0.5 | E | 8 | 0.088 | F | 8 | 0.16 | F | 8 | 0 | 1 | D | 9 | 0 | C | 8
[26 empty] | 3328400% | 14:00 | 812 | 1402 | 172 | 1 | 24 | 0 | 1 | 27 | 172 | 1 | 24 | 202 | 1 | 24 | 0 | 1 | 27 | 202 | 1 | 24 | 771 | 1 | 43 | 10 | A | 7 | 10 | E | 9 | -3.8 | A | 7 | -13.4 | E | 9 | 43 | A | 7 | 987 | E | 9 | 270 | A | 7 | 10.3 | A | 7 | 24000 | B | 7 | 1290 | A | 7 | 0.5 | E | 8 | 0.088 | F | 8 | 0.16 | F | 8 | 0 | 1 | D | 9 | 0 | C | 8
Facility Type | Summer ETDF | Winter ETDF |  | Pipe Diameter (in) | Motor Controls | DHW Supply Temp | [19 empty] | 3328400% | 15:00 | 702 | 1402 | 144 | 1 | 24 | 0 | 1 | 27 | 144 | 1 | 24 | 168 | 1 | 24 | 0 | 1 | 27 | 168 | 1 | 24 | 626 | 1 | 43 | 10 | A | 7 | 10 | E | 9 | -3.8 | A | 7 | -14.1 | E | 9 | 40 | A | 7 | 987 | E | 9 | 280 | A | 7 | 12.9 | A | 7 | 40000 | B | 7 | 840 | A | 7 | 0.5 | E | 8 | 0.088 | F | 8 | 0.16 | F | 8 | 0 | 1 | D | 9 | 0 | C | 8
Education | 0.0002545 | 0.0001161 |  | 0.5 | No Controls | 110 | [19 empty] | 3328400% | 16:00 | 531 | 1402 | 56 | 1 | 24 | 0 | 1 | 27 | 56 | 1 | 24 | 68 | 1 | 24 | 0 | 1 | 27 | 68 | 1 | 24 | 254 | 1 | 43 | 9 | A | 7 | 9 | E | 9 | -6 | A | 7 | -14.9 | A | 7 | 45 | A | 7 | 987 | E | 9 | 290 | A | 7 | 12.9 | A | 7 | 32000 | B | 7 | 840 | A | 7 | 0.5 | E | 8 | 0.088 | F | 8 | 0.16 | F | 8 | 0 | 1 | D | 9 | 0 | C | 8
Hospital | 0.0002011 | 0.0001158 |  | 0.75 | Runtime Restricted | 115 | [19 empty] | 3328400% | 17:00 | 311 | 1402 | 55 | 1 | 24 | 32 | 1 | 27 | 47 | 1 | 24 | 60 | 1 | 24 | 26 | 1 | 27 | 54 | 1 | 24 | 130 | 1 | 43 | 9 | A | 7 | 9 | E | 9 | -6.6 | A | 7 | -17.1 | A | 7 | 39 | A | 7 | 987 | E | 9 | 300 | A | 7 | 12.9 | A | 7 | 32000 | B | 7 | 77777 | A | 7 | 0.5 | E | 8 | 0.088 | F | 8 | 0.16 | F | 8 | 0 | 1 | D | 9 | 0 | C | 8
Outpatient | 0.000302 | 0.0001311 |  | 1 |  | 120 | [19 empty] | 3328400% | 18:00 | 70 | 1063 | 24 | 1 | 24 | 11 | 1 | 27 | 23 | 1 | 24 | 26 | 1 | 24 | 6 | 1 | 27 | 26 | 1 | 24 | 55 | 1 | 43 | 9 | A | 7 | 9 | E | 9 | -8.8 | A | 7 | -15.5 | A | 7 | 55 | A | 7 | 987 | E | 9 | 300 | A | 7 | 12.9 | A | 7 | 24000 | B | 7 | 1200 | A | 7 | 0.5 | E | 8 | 0.088 | F | 8 | 0.16 | F | 8 | 0 | 1 | D | 9 | 0 | C | 8
Institutional/Public Service | 0.000259 | 0.0001413 |  |  |  | 125 | [19 empty] | 3328400% | 19:00 | 0 | 0 | 0 | 1 | 0 | 0 | 1 | 0 | 0 | 1 | 0 | 0 | 1 | 0 | 0 | 1 | 0 | 0 | 1 | 0 | 0 | 1 | 0 | 9 | A | 7 | 9 | E | 9 | -8.8 | A | 7 | -15.5 | A | 7 | 55 | A | 7 | 987 | E | 9 | 300 | A | 7 | 12.9 | A | 7 | 24000 | B | 7 | 1200 | A | 7 | 0.5 | E | 8 | 0.088 | F | 8 | 0.16 | F | 8 | 0 | 1 | D | 9 | 0 | C | 8
Lodging | 0.000121 | 0.0001626 |  |  |  | 130 | [19 empty] | 3328400% | 20:00 | 0 | 0 | 0 | 1 | 0 | 0 | 1 | 0 | 0 | 1 | 0 | 0 | 1 | 0 | 0 | 1 | 0 | 0 | 1 | 0 | 0 | 1 | 0 | 9 | A | 7 | 9 | E | 9 | -10.5 | A | 7 | -16 | A | 7 | 61 | A | 7 | 987 | E | 9 | 310 | A | 7 | 10.3 | A | 7 | 24000 | B | 7 | 1200 | A | 7 | 0.5 | E | 8 | 0.088 | F | 8 | 0.16 | F | 8 | 0 | 1 | D | 9 | 0 | C | 8
Miscellaneous / Other | 0.000259 | 0.0001413 |  |  |  | 135 | [19 empty] | 3328400% | 21:00 | 0 | 0 | 0 | 1 | 0 | 0 | 1 | 0 | 0 | 1 | 0 | 0 | 1 | 0 | 0 | 1 | 0 | 0 | 1 | 0 | 0 | 1 | 0 | 10 | A | 7 | 10 | E | 9 | -9.3 | A | 7 | -16.9 | E | 9 | 50 | A | 7 | 987 | E | 9 | 290 | A | 7 | 9.8 | A | 7 | 16000 | B | 7 | 1200 | A | 7 | 0.5 | E | 8 | 0.088 | F | 8 | 0.16 | F | 8 | 0 | 1 | D | 9 | 0 | C | 8
Office | 0.000249 | 0.0001606 |  |  |  | 140 | [19 empty] | 3328400% | 22:00 | 0 | 0 | 0 | 1 | 0 | 0 | 1 | 0 | 0 | 1 | 0 | 0 | 1 | 0 | 0 | 1 | 0 | 0 | 1 | 0 | 0 | 1 | 0 | 10 | B | 8 | 10 | B | 8 | -9.5 | B | 8 | -16.8 | E | 9 | 51 | A | 7 | 987 | E | 9 | 300 | B | 8 | 11.1 | B | 8 | 17454 | C | 8 | 2874 | B | 8 | 0.4 | E | 8 | 0.088 | F | 8 | 0.16 | F | 8 | 0 | 1 | D | 9 | 0 | C | 8
Restaurant | 0.0001525 | 0.0001426 | [23 empty] | 3328400% | 23:00 | 0 | 0 | 0 | 1 | 0 | 0 | 1 | 0 | 0 | 1 | 0 | 0 | 1 | 0 | 0 | 1 | 0 | 0 | 1 | 0 | 0 | 1 | 0 | 9 | B | 8 | 9 | B | 8 | -10.5 | B | 8 | -16.6 | E | 9 | 57 | A | 7 | 987 | E | 9 | 310 | B | 8 | 10.7 | B | 8 | 18909 | C | 8 | 4529 | B | 8 | 0.4 | E | 8 | 0.088 | F | 8 | 0.16 | F | 8 | 0 | 1 | D | 9 | 0 | C | 8
Retail | 0.000256 | 0.0001426 |  |  | EUL | [20 empty] | 3328400% | 24:00 | 0 | 0 | 0 | 1 | 0 | 0 | 1 | 0 | 0 | 1 | 0 | 0 | 1 | 0 | 0 | 1 | 0 | 0 | 1 | 0 | 0 | 1 | 0 | 9 | B | 8 | 9 | B | 8 | -10.8 | B | 8 | -16.8 | E | 9 | 58 | A | 7 | 987 | E | 9 | 320 | B | 8 | 10.2 | B | 8 | 20363 | C | 8 | 6184 | B | 8 | 0.4 | E | 8 | 0.088 | F | 8 | 0.16 | F | 8 | 0 | 1 | D | 9 | 0 | C | 8
Warehouse | 0.0003018 | 8.16e-05 |  |  | 15 | [20 empty] | 3328500% | 1:00 | 0 | 0 | 0 | 1 | 0 | 0 | 1 | 0 | 0 | 1 | 0 | 0 | 1 | 0 | 0 | 1 | 0 | 0 | 1 | 0 | 0 | 1 | 0 | 8 | B | 8 | 8 | B | 8 | -11 | B | 8 | -16.5 | E | 9 | 60 | A | 7 | 987 | E | 9 | 330 | B | 8 | 9.8 | B | 8 | 21818 | C | 8 | 7839 | B | 8 | 0.4 | E | 8 | 0.089 | F | 8 | 0.16 | F | 8 | 0 | 1 | D | 9 | 0 | C | 8
[26 empty] | 3328500% | 2:00 | 0 | 0 | 0 | 1 | 0 | 0 | 1 | 0 | 0 | 1 | 0 | 0 | 1 | 0 | 0 | 1 | 0 | 0 | 1 | 0 | 0 | 1 | 0 | 7 | B | 8 | 7 | B | 8 | -11.3 | B | 8 | -16.7 | E | 9 | 61 | A | 7 | 987 | E | 9 | 350 | B | 8 | 9.3 | B | 8 | 23272 | C | 8 | 9494 | B | 8 | 0.4 | E | 8 | 0.089 | F | 8 | 0.16 | F | 8 | 0 | 1 | D | 9 | 0 | C | 8
Motor Controls | Nominal Pipe Diameter (in) | DHW Supply Temp | Concat | kWh/ft | [21 empty] | 3328500% | 3:00 | 0 | 0 | 0 | 1 | 0 | 0 | 1 | 0 | 0 | 1 | 0 | 0 | 1 | 0 | 0 | 1 | 0 | 0 | 1 | 0 | 0 | 1 | 0 | 7 | B | 8 | 7 | B | 8 | -11.5 | B | 8 | -16.6 | E | 9 | 63 | A | 7 | 987 | E | 9 | 360 | B | 8 | 8.9 | B | 8 | 24727 | C | 8 | 11149 | B | 8 | 0.4 | E | 8 | 0.089 | F | 8 | 0.16 | F | 8 | 0 | 1 | D | 9 | 0 | C | 8
No Controls | 0.5 | 110 | No Controls0.5110 | 48.3 | [21 empty] | 3328500% | 4:00 | 0 | 0 | 0 | 1 | 0 | 0 | 1 | 0 | 0 | 1 | 0 | 0 | 1 | 0 | 0 | 1 | 0 | 0 | 1 | 0 | 0 | 1 | 0 | 6 | B | 8 | 6 | B | 8 | -11.9 | B | 8 | -16.8 | E | 9 | 64 | A | 7 | 987 | E | 9 | 10 | B | 8 | 8.5 | B | 8 | 26181 | C | 8 | 12804 | B | 8 | 0.4 | E | 8 | 0.089 | F | 8 | 0.16 | F | 8 | 0 | 1 | D | 9 | 0 | C | 8
No Controls | 0.75 | 110 | No Controls0.75110 | 51.4 | [21 empty] | 3328500% | 5:00 | 0 | 0 | 0 | 1 | 0 | 0 | 1 | 0 | 0 | 1 | 0 | 0 | 1 | 0 | 0 | 1 | 0 | 0 | 1 | 0 | 0 | 1 | 0 | 5 | B | 8 | 5 | B | 8 | -12.1 | B | 8 | -16.7 | E | 9 | 66 | A | 7 | 987 | E | 9 | 10 | B | 8 | 8 | B | 8 | 27636 | C | 8 | 14459 | B | 8 | 0.4 | E | 8 | 0.089 | F | 8 | 0.16 | F | 8 | 0 | 1 | D | 9 | 0 | C | 8
No Controls | 1 | 110 | No Controls1110 | 54.2 | [21 empty] | 3328500% | 6:00 | 0 | 0 | 0 | 1 | 0 | 0 | 1 | 0 | 0 | 1 | 0 | 0 | 1 | 0 | 0 | 1 | 0 | 0 | 1 | 0 | 0 | 1 | 0 | 5 | B | 8 | 5 | B | 8 | -11.8 | B | 8 | -16.8 | E | 9 | 63 | A | 7 | 987 | E | 9 | 200 | B | 8 | 7.6 | B | 8 | 29090 | C | 8 | 16114 | B | 8 | 0.4 | E | 8 | 0.089 | F | 8 | 0.16 | F | 8 | 0 | 1 | D | 9 | 0 | C | 8
Runtime Restricted | 0.5 | 110 | Runtime Restricted0.5110 | 11.5 | [21 empty] | 3328500% | 7:00 | 0 | 0 | 0 | 1 | 0 | 0 | 1 | 0 | 0 | 1 | 0 | 0 | 1 | 0 | 0 | 1 | 0 | 0 | 1 | 0 | 0 | 1 | 0 | 4 | B | 8 | 4 | B | 8 | -12.5 | B | 8 | -16.2 | E | 9 | 71 | A | 7 | 987 | E | 9 | 250 | B | 8 | 8.5 | B | 8 | 30545 | C | 8 | 20332 | B | 8 | 0.4 | E | 8 | 0.089 | F | 8 | 0.16 | F | 8 | 0 | 1 | D | 9 | 0 | C | 8
Runtime Restricted | 0.75 | 110 | Runtime Restricted0.75110 | 12.2 | [21 empty] | 3328500% | 8:00 | 108 | 1296 | 39 | 1 | 24 | 225 | 1 | 27 | 21 | 1 | 24 | 42 | 1 | 24 | 119 | 1 | 27 | 31 | 1 | 24 | 38 | 1 | 43 | 2 | A | 7 | 2 | E | 9 | -12.7 | A | 7 | -17.1 | A | 7 | 67 | A | 7 | 987 | E | 9 | 300 | A | 7 | 9.3 | A | 7 | 32000 | B | 7 | 77777 | A | 7 | 0.4 | E | 8 | 0.089 | F | 8 | 0.16 | F | 8 | 0 | 1 | D | 9 | 0 | C | 8
Runtime Restricted | 1 | 110 | Runtime Restricted1110 | 12.9 | [21 empty] | 3328500% | 9:00 | 354 | 1401 | 111 | 1 | 24 | 38 | 1 | 27 | 102 | 1 | 24 | 122 | 1 | 24 | 33 | 1 | 27 | 114 | 1 | 24 | 258 | 1 | 43 | 9 | A | 7 | 9 | E | 9 | -12.1 | A | 7 | -16.6 | A | 7 | 66 | A | 7 | 987 | E | 9 | 290 | A | 7 | 12.9 | A | 7 | 40000 | B | 7 | 990 | A | 7 | 0.5 | E | 8 | 0.089 | F | 8 | 0.16 | F | 8 | 0 | 1 | D | 9 | 0 | C | 8
No Controls | 0.5 | 115 | No Controls0.5115 | 56.2 | [21 empty] | 3328500% | 10:00 | 567 | 1401 | 324 | 1 | 24 | 534 | 1 | 27 | 108 | 1 | 24 | 336 | 1 | 24 | 505 | 1 | 27 | 131 | 1 | 24 | 209 | 1 | 43 | 2 | A | 7 | 2 | E | 9 | -11 | A | 7 | -17.7 | A | 7 | 54 | A | 7 | 987 | E | 9 | 290 | A | 7 | 8.8 | A | 7 | 48000 | B | 7 | 77777 | A | 7 | 0.5 | E | 8 | 0.089 | F | 8 | 0.16 | F | 8 | 0 | 1 | D | 9 | 0 | C | 8
No Controls | 0.75 | 115 | No Controls0.75115 | 59.5 | [21 empty] | 3328500% | 11:00 | 730 | 1401 | 128 | 1 | 24 | 61 | 1 | 27 | 96 | 1 | 24 | 147 | 1 | 24 | 64 | 1 | 27 | 114 | 1 | 24 | 242 | 1 | 43 | 9 | A | 7 | 9 | E | 9 | -9.9 | A | 7 | -17.1 | A | 7 | 52 | A | 7 | 987 | E | 9 | 290 | A | 7 | 9.8 | A | 7 | 32000 | B | 7 | 1350 | A | 7 | 0.5 | E | 8 | 0.089 | F | 8 | 0.16 | F | 8 | 0 | 1 | D | 9 | 0 | C | 8
No Controls | 1 | 115 | No Controls1115 | 62.3 | [21 empty] | 3328500% | 12:00 | 829 | 1401 | 598 | 1 | 24 | 847 | 1 | 27 | 97 | 1 | 24 | 634 | 1 | 24 | 846 | 1 | 27 | 132 | 1 | 24 | 228 | 1 | 43 | 2 | A | 7 | 2 | E | 9 | -8.2 | A | 7 | -17.1 | A | 7 | 45 | A | 7 | 987 | E | 9 | 290 | A | 7 | 9.3 | A | 7 | 32000 | B | 7 | 77777 | A | 7 | 0.5 | E | 8 | 0.089 | F | 8 | 0.16 | F | 8 | 0 | 1 | D | 9 | 0 | C | 8
Runtime Restricted | 0.5 | 115 | Runtime Restricted0.5115 | 13.3 | [21 empty] | 3328500% | 13:00 | 859 | 1401 | 620 | 1 | 24 | 850 | 1 | 27 | 99 | 1 | 24 | 660 | 1 | 24 | 851 | 1 | 27 | 136 | 1 | 24 | 240 | 1 | 43 | 3 | A | 7 | 3 | E | 9 | -8.8 | A | 7 | -17.1 | A | 7 | 47 | A | 7 | 987 | E | 9 | 300 | A | 7 | 7.7 | A | 7 | 32000 | B | 7 | 77777 | A | 7 | 0.5 | E | 8 | 0.089 | F | 8 | 0.16 | F | 8 | 0 | 1 | D | 9 | 0 | C | 8
Runtime Restricted | 0.75 | 115 | Runtime Restricted0.75115 | 14.1 | [21 empty] | 3328500% | 14:00 | 818 | 1401 | 568 | 1 | 24 | 728 | 1 | 27 | 143 | 1 | 24 | 598 | 1 | 24 | 729 | 1 | 27 | 171 | 1 | 24 | 331 | 1 | 43 | 2 | A | 7 | 2 | E | 9 | -7.1 | A | 7 | -16.6 | A | 7 | 42 | A | 7 | 987 | E | 9 | 290 | A | 7 | 7.7 | A | 7 | 32000 | B | 7 | 77777 | A | 7 | 0.6 | E | 8 | 0.089 | F | 8 | 0.16 | F | 8 | 0 | 1 | D | 9 | 0 | C | 8
Runtime Restricted | 1 | 115 | Runtime Restricted1115 | 14.8 | [21 empty] | 3328500% | 15:00 | 708 | 1401 | 413 | 1 | 25 | 465 | 1 | 28 | 178 | 1 | 25 | 435 | 1 | 25 | 466 | 1 | 28 | 199 | 1 | 25 | 379 | 1 | 45 | 2 | B | 8 | 2 | B | 8 | -5.9 | B | 8 | -15.9 | B | 8 | 41 | A | 7 | 987 | E | 9 | 280 | B | 8 | 7.2 | B | 8 | 32000 | C | 8 | 77777 | B | 8 | 0.6 | E | 8 | 0.089 | F | 8 | 0.16 | F | 8 | 0 | 1 | D | 9 | 0 | C | 8
No Controls | 0.5 | 120 | No Controls0.5120 | 64.6 | [21 empty] | 3328500% | 16:00 | 537 | 1401 | 318 | 1 | 24 | 507 | 1 | 27 | 124 | 1 | 24 | 336 | 1 | 24 | 482 | 1 | 27 | 151 | 1 | 24 | 240 | 1 | 43 | 2 | A | 7 | 2 | E | 9 | -5.5 | A | 7 | -15.5 | A | 7 | 41 | A | 7 | 987 | E | 9 | 270 | A | 7 | 6.7 | A | 7 | 32000 | B | 7 | 77777 | A | 7 | 0.6 | E | 8 | 0.089 | F | 8 | 0.16 | F | 8 | 0 | 1 | D | 9 | 0 | C | 8
No Controls | 0.75 | 120 | No Controls0.75120 | 68.1 | [21 empty] | 3328500% | 17:00 | 317 | 1401 | 182 | 1 | 24 | 633 | 1 | 27 | 39 | 1 | 24 | 189 | 1 | 24 | 525 | 1 | 27 | 70 | 1 | 24 | 79 | 1 | 43 | 0 | A | 7 | 0 | E | 9 | -6 | A | 7 | -15.5 | A | 7 | 43 | A | 7 | 987 | E | 9 | 280 | A | 7 | 1.5 | A | 7 | 32000 | B | 7 | 77777 | A | 7 | 0.6 | E | 8 | 0.089 | F | 8 | 0.16 | F | 8 | 0 | 1 | D | 9 | 0 | C | 8
No Controls | 1 | 120 | No Controls1120 | 71 | [21 empty] | 3328500% | 18:00 | 74 | 1086 | 27 | 1 | 24 | 210 | 1 | 27 | 13 | 1 | 24 | 29 | 1 | 24 | 119 | 1 | 27 | 21 | 1 | 24 | 28 | 1 | 43 | 0 | A | 7 | 0 | E | 9 | -7.7 | A | 7 | -15.5 | A | 7 | 50 | A | 7 | 987 | E | 9 | 280 | A | 7 | 5.7 | A | 7 | 32000 | B | 7 | 77777 | A | 7 | 0.6 | E | 8 | 0.089 | F | 8 | 0.16 | F | 8 | 0 | 1 | D | 9 | 0 | C | 8
Runtime Restricted | 0.5 | 120 | Runtime Restricted0.5120 | 15.3 | [21 empty] | 3328500% | 19:00 | 0 | 0 | 0 | 1 | 0 | 0 | 1 | 0 | 0 | 1 | 0 | 0 | 1 | 0 | 0 | 1 | 0 | 0 | 1 | 0 | 0 | 1 | 0 | 0 | A | 7 | 0 | E | 9 | -8.8 | A | 7 | -14.9 | A | 7 | 58 | A | 7 | 987 | E | 9 | 240 | A | 7 | 3.1 | A | 7 | 24000 | B | 7 | 77777 | A | 7 | 0.7 | E | 8 | 0.089 | F | 8 | 0.16 | F | 8 | 0 | 1 | D | 9 | 0 | C | 8
Runtime Restricted | 0.75 | 120 | Runtime Restricted0.75120 | 16.2 | [21 empty] | 3328500% | 20:00 | 0 | 0 | 0 | 1 | 0 | 0 | 1 | 0 | 0 | 1 | 0 | 0 | 1 | 0 | 0 | 1 | 0 | 0 | 1 | 0 | 0 | 1 | 0 | 1 | B | 8 | 1 | B | 8 | -8.6 | B | 8 | -14 | E | 9 | 62 | A | 7 | 987 | E | 9 | 250 | B | 8 | 2.8 | B | 8 | 23272 | C | 8 | 20136 | B | 8 | 0.7 | E | 8 | 0.089 | F | 8 | 0.16 | F | 8 | 0 | 1 | D | 9 | 0 | C | 8
Runtime Restricted | 1 | 120 | Runtime Restricted1120 | 16.8 | [21 empty] | 3328500% | 21:00 | 0 | 0 | 0 | 1 | 0 | 0 | 1 | 0 | 0 | 1 | 0 | 0 | 1 | 0 | 0 | 1 | 0 | 0 | 1 | 0 | 0 | 1 | 0 | 2 | B | 8 | 2 | B | 8 | -7.7 | B | 8 | -14.7 | E | 9 | 53 | A | 7 | 987 | E | 9 | 260 | B | 8 | 2.5 | B | 8 | 22545 | C | 8 | 18273 | B | 8 | 0.7 | E | 8 | 0.089 | F | 8 | 0.16 | F | 8 | 0 | 1 | D | 9 | 0 | C | 8
No Controls | 0.5 | 125 | No Controls0.5125 | 73.4 | [21 empty] | 3328500% | 22:00 | 0 | 0 | 0 | 1 | 0 | 0 | 1 | 0 | 0 | 1 | 0 | 0 | 1 | 0 | 0 | 1 | 0 | 0 | 1 | 0 | 0 | 1 | 0 | 3 | B | 8 | 3 | B | 8 | -7.2 | B | 8 | -14.4 | E | 9 | 53 | A | 7 | 987 | E | 9 | 270 | B | 8 | 2.3 | B | 8 | 21818 | C | 8 | 16409 | B | 8 | 0.7 | E | 8 | 0.089 | F | 8 | 0.16 | F | 8 | 0 | 1 | D | 9 | 0 | C | 8
No Controls | 0.75 | 125 | No Controls0.75125 | 77 | [21 empty] | 3328500% | 23:00 | 0 | 0 | 0 | 1 | 0 | 0 | 1 | 0 | 0 | 1 | 0 | 0 | 1 | 0 | 0 | 1 | 0 | 0 | 1 | 0 | 0 | 1 | 0 | 4 | B | 8 | 4 | B | 8 | -7.5 | B | 8 | -14.2 | E | 9 | 55 | A | 7 | 987 | E | 9 | 280 | B | 8 | 2 | B | 8 | 21090 | C | 8 | 14545 | B | 8 | 0.7 | E | 8 | 0.089 | F | 8 | 0.16 | F | 8 | 0 | 1 | D | 9 | 0 | C | 8
No Controls | 1 | 125 | No Controls1125 | 79.8 | [21 empty] | 3328500% | 24:00 | 0 | 0 | 0 | 1 | 0 | 0 | 1 | 0 | 0 | 1 | 0 | 0 | 1 | 0 | 0 | 1 | 0 | 0 | 1 | 0 | 0 | 1 | 0 | 5 | B | 8 | 5 | B | 8 | -6.9 | B | 8 | -14.2 | E | 9 | 52 | A | 7 | 987 | E | 9 | 290 | B | 8 | 1.7 | B | 8 | 20363 | C | 8 | 12682 | B | 8 | 0.7 | E | 8 | 0.089 | F | 8 | 0.16 | F | 8 | 0 | 1 | D | 9 | 0 | C | 8
Runtime Restricted | 0.5 | 125 | Runtime Restricted0.5125 | 17.4 | [21 empty] | 3328600% | 1:00 | 0 | 0 | 0 | 1 | 0 | 0 | 1 | 0 | 0 | 1 | 0 | 0 | 1 | 0 | 0 | 1 | 0 | 0 | 1 | 0 | 0 | 1 | 0 | 6 | B | 8 | 6 | B | 8 | -6.4 | B | 8 | -13.7 | E | 9 | 52 | A | 7 | 987 | E | 9 | 310 | B | 8 | 1.4 | B | 8 | 19636 | C | 8 | 10818 | B | 8 | 0.8 | E | 8 | 0.09 | F | 8 | 0.16 | F | 8 | 0 | 1 | D | 9 | 0 | C | 8
Runtime Restricted | 0.75 | 125 | Runtime Restricted0.75125 | 18.3 | [21 empty] | 3328600% | 2:00 | 0 | 0 | 0 | 1 | 0 | 0 | 1 | 0 | 0 | 1 | 0 | 0 | 1 | 0 | 0 | 1 | 0 | 0 | 1 | 0 | 0 | 1 | 0 | 6 | B | 8 | 6 | B | 8 | -5.9 | B | 8 | -13.8 | E | 9 | 50 | A | 7 | 987 | E | 9 | 320 | B | 8 | 1.1 | B | 8 | 18909 | C | 8 | 8955 | B | 8 | 0.8 | E | 8 | 0.09 | F | 8 | 0.16 | F | 8 | 0 | 1 | D | 9 | 0 | C | 8
Runtime Restricted | 1 | 125 | Runtime Restricted1125 | 19 | [21 empty] | 3328600% | 3:00 | 0 | 0 | 0 | 1 | 0 | 0 | 1 | 0 | 0 | 1 | 0 | 0 | 1 | 0 | 0 | 1 | 0 | 0 | 1 | 0 | 0 | 1 | 0 | 7 | B | 8 | 7 | B | 8 | -5.3 | B | 8 | -13.5 | E | 9 | 48 | A | 7 | 987 | E | 9 | 330 | B | 8 | 0.8 | B | 8 | 18181 | C | 8 | 7091 | B | 8 | 0.8 | E | 8 | 0.09 | F | 8 | 0.16 | F | 8 | 0 | 1 | D | 9 | 0 | C | 8
No Controls | 0.5 | 130 | No Controls0.5130 | 82.7 | [21 empty] | 3328600% | 4:00 | 0 | 0 | 0 | 1 | 0 | 0 | 1 | 0 | 0 | 1 | 0 | 0 | 1 | 0 | 0 | 1 | 0 | 0 | 1 | 0 | 0 | 1 | 0 | 8 | B | 8 | 8 | B | 8 | -4.9 | B | 8 | -13.6 | E | 9 | 46 | A | 7 | 987 | E | 9 | 340 | B | 8 | 0.6 | B | 8 | 17454 | C | 8 | 5227 | B | 8 | 0.8 | E | 8 | 0.09 | F | 8 | 0.16 | F | 8 | 0 | 1 | D | 9 | 0 | C | 8
No Controls | 0.75 | 130 | No Controls0.75130 | 86.5 | [21 empty] | 3328600% | 5:00 | 0 | 0 | 0 | 1 | 0 | 0 | 1 | 0 | 0 | 1 | 0 | 0 | 1 | 0 | 0 | 1 | 0 | 0 | 1 | 0 | 0 | 1 | 0 | 9 | B | 8 | 9 | B | 8 | -4.3 | B | 8 | -13.2 | E | 9 | 46 | A | 7 | 987 | E | 9 | 350 | B | 8 | 0.3 | B | 8 | 16727 | C | 8 | 3364 | B | 8 | 0.8 | E | 8 | 0.09 | F | 8 | 0.16 | F | 8 | 0 | 1 | D | 9 | 0 | C | 8
No Controls | 1 | 130 | No Controls1130 | 89.3 | [21 empty] | 3328600% | 6:00 | 0 | 0 | 0 | 1 | 0 | 0 | 1 | 0 | 0 | 1 | 0 | 0 | 1 | 0 | 0 | 1 | 0 | 0 | 1 | 0 | 0 | 1 | 0 | 10 | A | 7 | 10 | E | 9 | -3.2 | A | 7 | -13.1 | E | 9 | 42 | A | 7 | 987 | E | 9 | 0 | A | 7 | 0 | A | 7 | 16000 | B | 7 | 1500 | A | 7 | 0.9 | E | 8 | 0.09 | F | 8 | 0.16 | F | 8 | 0 | 1 | D | 9 | 0 | C | 8
Runtime Restricted | 0.5 | 130 | Runtime Restricted0.5130 | 19.6 | [21 empty] | 3328600% | 7:00 | 0 | 0 | 0 | 1 | 0 | 0 | 1 | 0 | 0 | 1 | 0 | 0 | 1 | 0 | 0 | 1 | 0 | 0 | 1 | 0 | 0 | 1 | 0 | 10 | B | 8 | 8 | B | 8 | -4.2 | B | 8 | -12.5 | E | 9 | 48 | A | 7 | 987 | E | 9 | 90 | B | 8 | 2.1 | B | 8 | 20000 | C | 8 | 1425 | B | 8 | 0.9 | E | 8 | 0.09 | F | 8 | 0.16 | F | 8 | 0 | 1 | D | 9 | 0 | C | 8
Runtime Restricted | 0.75 | 130 | Runtime Restricted0.75130 | 20.5 | [21 empty] | 3328600% | 8:00 | 113 | 1342 | 31 | 1 | 24 | 39 | 1 | 27 | 27 | 1 | 24 | 34 | 1 | 24 | 20 | 1 | 27 | 32 | 1 | 24 | 56 | 1 | 43 | 9 | A | 7 | 6 | E | 9 | -4.3 | A | 7 | -11.6 | A | 7 | 53 | A | 7 | 987 | E | 9 | 180 | A | 7 | 4.1 | A | 7 | 24000 | B | 7 | 1350 | A | 7 | 0.9 | E | 8 | 0.09 | F | 8 | 0.16 | F | 8 | 0 | 1 | D | 9 | 0 | C | 8
Runtime Restricted | 1 | 130 | Runtime Restricted1130 | 21.2 | [21 empty] | 3328600% | 9:00 | 360 | 1401 | 142 | 1 | 25 | 150 | 1 | 28 | 104 | 1 | 25 | 155 | 1 | 25 | 130 | 1 | 28 | 121 | 1 | 25 | 229 | 1 | 45 | 10 | B | 8 | 8 | B | 8 | -2.9 | B | 8 | -10.3 | B | 8 | 53 | A | 7 | 987 | E | 9 | 200 | B | 8 | 3.9 | B | 8 | 24000 | C | 8 | 1425 | B | 8 | 0.9 | E | 8 | 0.09 | F | 8 | 0.16 | F | 8 | 0 | 1 | D | 9 | 0 | C | 8
No Controls | 0.5 | 135 | No Controls0.5135 | 92.3 | [21 empty] | 3328600% | 10:00 | 574 | 1401 | 111 | 1 | 24 | 0 | 1 | 27 | 111 | 1 | 24 | 129 | 1 | 24 | 0 | 1 | 27 | 129 | 1 | 24 | 466 | 1 | 43 | 10 | A | 7 | 10 | E | 9 | -1.6 | A | 7 | -9.3 | A | 7 | 52 | A | 7 | 987 | E | 9 | 220 | A | 7 | 3.6 | A | 7 | 24000 | B | 7 | 1500 | A | 7 | 0.9 | E | 8 | 0.09 | F | 8 | 0.16 | F | 8 | 0 | 1 | D | 9 | 0 | C | 8
No Controls | 0.75 | 135 | No Controls0.75135 | 96.3 | [21 empty] | 3328600% | 11:00 | 736 | 1401 | 152 | 1 | 24 | 0 | 1 | 27 | 152 | 1 | 24 | 178 | 1 | 24 | 0 | 1 | 27 | 178 | 1 | 24 | 668 | 1 | 43 | 10 | A | 7 | 10 | E | 9 | 1.7 | A | 7 | -6.6 | A | 7 | 51 | A | 7 | 987 | E | 9 | 270 | A | 7 | 7.7 | A | 7 | 24000 | B | 7 | 1800 | A | 7 | 0.9 | E | 8 | 0.09 | F | 8 | 0.16 | F | 8 | 0 | 1 | D | 9 | 0 | C | 8
No Controls | 1 | 135 | No Controls1135 | 99 | [21 empty] | 3328600% | 12:00 | 836 | 1401 | 177 | 1 | 24 | 0 | 1 | 27 | 177 | 1 | 24 | 208 | 1 | 24 | 0 | 1 | 27 | 208 | 1 | 24 | 800 | 1 | 43 | 10 | A | 7 | 10 | E | 9 | 2.8 | A | 7 | -6 | A | 7 | 49 | A | 7 | 987 | E | 9 | 270 | A | 7 | 7.7 | A | 7 | 24000 | B | 7 | 1800 | A | 7 | 0.9 | E | 8 | 0.09 | F | 8 | 0.16 | F | 8 | 0 | 1 | D | 9 | 0 | C | 8
Runtime Restricted | 0.5 | 135 | Runtime Restricted0.5135 | 21.9 | [21 empty] | 3328600% | 13:00 | 866 | 1401 | 185 | 1 | 24 | 0 | 1 | 27 | 185 | 1 | 24 | 218 | 1 | 24 | 0 | 1 | 27 | 218 | 1 | 24 | 842 | 1 | 43 | 10 | A | 7 | 10 | E | 9 | 2.8 | A | 7 | -6.6 | A | 7 | 47 | A | 7 | 987 | E | 9 | 280 | A | 7 | 7.2 | A | 7 | 24000 | B | 7 | 1800 | A | 7 | 1 | E | 8 | 0.09 | F | 8 | 0.16 | F | 8 | 0 | 1 | D | 9 | 0 | C | 8
Runtime Restricted | 0.75 | 135 | Runtime Restricted0.75135 | 22.9 | [21 empty] | 3328600% | 14:00 | 824 | 1401 | 174 | 1 | 24 | 0 | 1 | 27 | 174 | 1 | 24 | 204 | 1 | 24 | 0 | 1 | 27 | 204 | 1 | 24 | 784 | 1 | 43 | 10 | A | 7 | 10 | E | 9 | 2.8 | A | 7 | -5.5 | A | 7 | 52 | A | 7 | 987 | E | 9 | 260 | A | 7 | 7.2 | A | 7 | 32000 | B | 7 | 1800 | A | 7 | 1 | E | 8 | 0.09 | F | 8 | 0.16 | F | 8 | 0 | 1 | D | 9 | 0 | C | 8
Runtime Restricted | 1 | 135 | Runtime Restricted1135 | 23.5 | [21 empty] | 3328600% | 15:00 | 714 | 1401 | 147 | 1 | 24 | 0 | 1 | 27 | 147 | 1 | 24 | 172 | 1 | 24 | 0 | 1 | 27 | 172 | 1 | 24 | 642 | 1 | 43 | 10 | A | 7 | 10 | E | 9 | 1.7 | A | 7 | -4.9 | A | 7 | 59 | A | 7 | 987 | E | 9 | 280 | A | 7 | 5.1 | A | 7 | 32000 | B | 7 | 1800 | A | 7 | 1 | E | 8 | 0.09 | F | 8 | 0.16 | F | 8 | 0 | 1 | D | 9 | 0 | C | 8
No Controls | 0.5 | 140 | No Controls0.5140 | 102.6 | [21 empty] | 3328600% | 16:00 | 543 | 1401 | 104 | 1 | 24 | 0 | 1 | 27 | 104 | 1 | 24 | 121 | 1 | 24 | 0 | 1 | 27 | 121 | 1 | 24 | 432 | 1 | 43 | 10 | A | 7 | 10 | E | 9 | 2.8 | A | 7 | -5.5 | A | 7 | 52 | A | 7 | 987 | E | 9 | 270 | A | 7 | 2.6 | A | 7 | 40000 | B | 7 | 2100 | A | 7 | 1 | E | 8 | 0.09 | F | 8 | 0.16 | F | 8 | 0 | 1 | D | 9 | 0 | C | 8
No Controls | 0.75 | 140 | No Controls0.75140 | 106.8 | [21 empty] | 3328600% | 17:00 | 322 | 1401 | 53 | 1 | 24 | 0 | 1 | 27 | 53 | 1 | 24 | 61 | 1 | 24 | 0 | 1 | 27 | 61 | 1 | 24 | 207 | 1 | 43 | 10 | A | 7 | 10 | E | 9 | 2.8 | A | 7 | -6 | A | 7 | 49 | A | 7 | 987 | E | 9 | 0 | A | 7 | 0 | A | 7 | 40000 | B | 7 | 2400 | A | 7 | 1 | E | 8 | 0.09 | F | 8 | 0.16 | F | 8 | 0 | 1 | D | 9 | 0 | C | 8
No Controls | 1 | 140 | No Controls1140 | 109.5 | [21 empty] | 3328600% | 18:00 | 78 | 1109 | 15 | 1 | 24 | 0 | 1 | 27 | 15 | 1 | 24 | 17 | 1 | 24 | 0 | 1 | 27 | 17 | 1 | 24 | 55 | 1 | 43 | 10 | A | 7 | 10 | E | 9 | 2.2 | A | 7 | -5.5 | A | 7 | 54 | A | 7 | 987 | E | 9 | 180 | A | 7 | 3.1 | A | 7 | 32000 | B | 7 | 3900 | A | 7 | 1 | E | 8 | 0.09 | F | 8 | 0.16 | F | 8 | 0 | 1 | D | 9 | 0 | C | 8
Runtime Restricted | 0.5 | 140 | Runtime Restricted0.5140 | 24.4 | [21 empty] | 3328600% | 19:00 | 0 | 0 | 0 | 1 | 0 | 0 | 1 | 0 | 0 | 1 | 0 | 0 | 1 | 0 | 0 | 1 | 0 | 0 | 1 | 0 | 0 | 1 | 0 | 10 | A | 7 | 10 | E | 9 | 1.7 | A | 7 | -3.8 | A | 7 | 64 | A | 7 | 987 | E | 9 | 190 | A | 7 | 5.1 | A | 7 | 32000 | B | 7 | 3600 | A | 7 | 1 | E | 8 | 0.09 | F | 8 | 0.16 | F | 8 | 0 | 1 | D | 9 | 0 | C | 8
Runtime Restricted | 0.75 | 140 | Runtime Restricted0.75140 | 25.4 | [21 empty] | 3328600% | 20:00 | 0 | 0 | 0 | 1 | 0 | 0 | 1 | 0 | 0 | 1 | 0 | 0 | 1 | 0 | 0 | 1 | 0 | 0 | 1 | 0 | 0 | 1 | 0 | 10 | A | 7 | 10 | E | 9 | 0.6 | A | 7 | -2.7 | A | 7 | 76 | A | 7 | 987 | E | 9 | 230 | A | 7 | 4.6 | A | 7 | 32000 | B | 7 | 3600 | A | 7 | 1 | E | 8 | 0.09 | F | 8 | 0.16 | F | 8 | 0 | 1 | D | 9 | 0 | C | 8
Runtime Restricted | 1 | 140 | Runtime Restricted1140 | 26 | [21 empty] | 3328600% | 21:00 | 0 | 0 | 0 | 1 | 0 | 0 | 1 | 0 | 0 | 1 | 0 | 0 | 1 | 0 | 0 | 1 | 0 | 0 | 1 | 0 | 0 | 1 | 0 | 10 | A | 7 | 10 | E | 9 | 0.8 | B | 8 | -3.5 | B | 8 | 70 | A | 7 | 987 | E | 9 | 300 | B | 8 | 2.3 | B | 8 | 24000 | C | 8 | 1050 | A | 7 | 1.1 | E | 8 | 0.09 | F | 8 | 0.16 | F | 8 | 0 | 1 | D | 9 | 0 | C | 8
[26 empty] | 3328600% | 22:00 | 0 | 0 | 0 | 1 | 0 | 0 | 1 | 0 | 0 | 1 | 0 | 0 | 1 | 0 | 0 | 1 | 0 | 0 | 1 | 0 | 0 | 1 | 0 | 9 | A | 7 | 6 | E | 9 | 0.6 | A | 7 | -3.3 | B | 8 | 73 | A | 7 | 987 | E | 9 | 0 | A | 7 | 0 | A | 7 | 16000 | B | 7 | 1800 | A | 7 | 1.1 | E | 8 | 0.09 | F | 8 | 0.16 | F | 8 | 0 | 1 | D | 9 | 0 | C | 8
Electrification | [25 empty] | 3328600% | 23:00 | 0 | 0 | 0 | 1 | 0 | 0 | 1 | 0 | 0 | 1 | 0 | 0 | 1 | 0 | 0 | 1 | 0 | 0 | 1 | 0 | 0 | 1 | 0 | 9 | B | 8 | 6 | B | 8 | -0.3 | B | 8 | -3.1 | B | 8 | 79 | A | 7 | 987 | E | 9 | 0 | B | 8 | 0 | B | 8 | 14933 | C | 8 | 1650 | B | 8 | 1.1 | E | 8 | 0.09 | F | 8 | 0.16 | F | 8 | 0 | 1 | D | 9 | 0 | C | 8
Air Source Heat Pump | [25 empty] | 3328600% | 24:00 | 0 | 0 | 0 | 1 | 0 | 0 | 1 | 0 | 0 | 1 | 0 | 0 | 1 | 0 | 0 | 1 | 0 | 0 | 1 | 0 | 0 | 1 | 0 | 9 | B | 8 | 7 | B | 8 | -0.4 | B | 8 | -3.2 | B | 8 | 79 | A | 7 | 987 | E | 9 | 0 | B | 8 | 0 | B | 8 | 13866 | C | 8 | 1500 | B | 8 | 1.1 | E | 8 | 0.09 | F | 8 | 0.16 | F | 8 | 0 | 1 | D | 9 | 0 | C | 8
Product Class | Size Category | Concat | Minimum Efficiency | Units | Source |  | Equipment Type |  | Baseline Condition | [7 empty] | Product Class | Size Category | Concat | Minimum Efficiency | Units | Source |  | Equipment Type |  | 3328700% | 1:00 | 0 | 0 | 0 | 1 | 0 | 0 | 1 | 0 | 0 | 1 | 0 | 0 | 1 | 0 | 0 | 1 | 0 | 0 | 1 | 0 | 0 | 1 | 0 | 9 | B | 8 | 7 | B | 8 | -0.5 | B | 8 | -2.8 | B | 8 | 83 | A | 7 | 987 | E | 9 | 0 | B | 8 | 0 | B | 8 | 12800 | C | 8 | 1350 | B | 8 | 1.1 | E | 8 | 0.09 | F | 8 | 0.16 | F | 8 | 0 | 1 | D | 9 | 0 | C | 8
Furnace, gas fired | <225,000 Btu/hr | Furnace, gas fired<225,000 Btu/hr | 80% | AFUE | ASHRAE 90.1-2019 Appendix F |  | Gas-fired hot-water boiler |  | Time of Sale | [7 empty] | Furnace, gas fired | <225,000 Btu/hr | Furnace, gas fired<225,000 Btu/hr | 80% | AFUE | ASHRAE 90.1-2019 Appendix F |  | Gas-fired hot-water boiler |  | 3328700% | 2:00 | 0 | 0 | 0 | 1 | 0 | 0 | 1 | 0 | 0 | 1 | 0 | 0 | 1 | 0 | 0 | 1 | 0 | 0 | 1 | 0 | 0 | 1 | 0 | 9 | B | 8 | 8 | B | 8 | -0.7 | B | 8 | -2.9 | B | 8 | 83 | A | 7 | 987 | E | 9 | 0 | B | 8 | 0 | B | 8 | 11733 | C | 8 | 1200 | B | 8 | 1.1 | E | 8 | 0.09 | F | 8 | 0.16 | F | 8 | 0 | 1 | D | 9 | 45 | C | 8
Furnace, gas fired | >= 225,000 Btu/hr | Furnace, gas fired>= 225,000 Btu/hr | 81% | Et | ASHRAE 90.1-2019 Chapter 6 |  | Gas-fired steam boiler |  | Early Replacement | [7 empty] | Furnace, gas fired | >= 225,000 Btu/hr | Furnace, gas fired>= 225,000 Btu/hr | 81% | Et | ASHRAE 90.1-2019 Chapter 6 |  | Gas-fired steam boiler |  | 3328700% | 3:00 | 0 | 0 | 0 | 1 | 0 | 0 | 1 | 0 | 0 | 1 | 0 | 0 | 1 | 0 | 0 | 1 | 0 | 0 | 1 | 0 | 0 | 1 | 0 | 10 | B | 8 | 8 | B | 8 | -0.7 | B | 8 | -2.8 | B | 8 | 84 | A | 7 | 987 | E | 9 | 0 | B | 8 | 0 | B | 8 | 10666 | C | 8 | 1050 | B | 8 | 1.1 | E | 8 | 0.09 | F | 8 | 0.16 | F | 8 | 0 | 1 | D | 9 | 45 | C | 8
Furnace, gas fired | >=300,000 Btu/hr and <=2,500,000 Btu/hr | Furnace, gas fired>=300,000 Btu/hr and <=2,500,000 Btu/hr | 81% | Et | ASHRAE 90.1-2019 Chapter 6 |  | Oil-fired hot-water boiler | [9 empty] | Furnace, gas fired | >=300,000 Btu/hr and <=2,500,000 Btu/hr | Furnace, gas fired>=300,000 Btu/hr and <=2,500,000 Btu/hr | 81% | Et | ASHRAE 90.1-2019 Chapter 6 |  | Oil-fired hot-water boiler |  | 3328700% | 4:00 | 0 | 0 | 0 | 1 | 0 | 0 | 1 | 0 | 0 | 1 | 0 | 0 | 1 | 0 | 0 | 1 | 0 | 0 | 1 | 0 | 0 | 1 | 0 | 10 | B | 8 | 9 | B | 8 | -1 | B | 8 | -2.9 | B | 8 | 85 | A | 7 | 987 | E | 9 | 0 | B | 8 | 0 | B | 8 | 9600 | C | 8 | 900 | B | 8 | 1.1 | E | 8 | 0.09 | F | 8 | 0.16 | F | 8 | 0 | 1 | D | 9 | 45 | C | 8
Furnace, gas fired | >2,500,000 Btu/hr | Furnace, gas fired>2,500,000 Btu/hr | 81% | Et | ASHRAE 90.1-2019 Chapter 6 |  | Oil-fired steam boiler |  | UnitaryHeatPump | [7 empty] | Furnace, gas fired | >2,500,000 Btu/hr | Furnace, gas fired>2,500,000 Btu/hr | 81% | Et | ASHRAE 90.1-2019 Chapter 6 |  | Oil-fired steam boiler |  | 3328700% | 5:00 | 0 | 0 | 0 | 1 | 0 | 0 | 1 | 0 | 0 | 1 | 0 | 0 | 1 | 0 | 0 | 1 | 0 | 0 | 1 | 0 | 0 | 1 | 0 | 10 | B | 8 | 9 | B | 8 | -1 | B | 8 | -2.7 | B | 8 | 87 | A | 7 | 987 | E | 9 | 0 | B | 8 | 0 | B | 8 | 8533 | C | 8 | 750 | B | 8 | 1.2 | E | 8 | 0.09 | F | 8 | 0.16 | F | 8 | 0 | 1 | D | 9 | 45 | C | 8
Furnace, oil fired | <225,000 Btu/hr | Furnace, oil fired<225,000 Btu/hr | 83% | AFUE | ASHRAE 90.1-2019 Appendix F |  | Furnace, gas fired |  | Split | [7 empty] | Furnace, oil fired | <225,000 Btu/hr | Furnace, oil fired<225,000 Btu/hr | 83% | AFUE | ASHRAE 90.1-2019 Appendix F |  | Furnace, gas fired |  | 3328700% | 6:00 | 0 | 0 | 0 | 1 | 0 | 0 | 1 | 0 | 0 | 1 | 0 | 0 | 1 | 0 | 0 | 1 | 0 | 0 | 1 | 0 | 0 | 1 | 0 | 10 | B | 8 | 10 | B | 8 | -0.6 | B | 8 | -2.7 | B | 8 | 84 | A | 7 | 987 | E | 9 | 0 | B | 8 | 0 | B | 8 | 7466 | C | 8 | 600 | B | 8 | 1.2 | E | 8 | 0.09 | F | 8 | 0.16 | F | 8 | 0 | 1 | D | 9 | 45 | C | 8
Furnace, oil fired | >= 225,000 Btu/hr | Furnace, oil fired>= 225,000 Btu/hr | 82% | Et | ASHRAE 90.1-2019 Chapter 6 |  | Furnace, oil fired |  | Packaged | [7 empty] | Furnace, oil fired | >= 225,000 Btu/hr | Furnace, oil fired>= 225,000 Btu/hr | 82% | Et | ASHRAE 90.1-2019 Chapter 6 |  | Furnace, oil fired |  | 3328700% | 7:00 | 0 | 0 | 0 | 1 | 0 | 0 | 1 | 0 | 0 | 1 | 0 | 0 | 1 | 0 | 0 | 1 | 0 | 0 | 1 | 0 | 0 | 1 | 0 | 10 | A | 7 | 10 | E | 9 | -1 | A | 7 | -2.1 | A | 7 | 91 | A | 7 | 987 | E | 9 | 0 | A | 7 | 0 | A | 7 | 6400 | B | 7 | 450 | A | 7 | 1.2 | E | 8 | 0.09 | F | 8 | 0.16 | F | 8 | 0 | 1 | D | 9 | 45 | C | 8
Furnace, oil fired | >=300,000 Btu/hr and <=2,500,000 Btu/hr | Furnace, oil fired>=300,000 Btu/hr and <=2,500,000 Btu/hr | 82% | Et | ASHRAE 90.1-2019 Chapter 6 |  | Warm-air duct furnaces, gas fired | [9 empty] | Furnace, oil fired | >=300,000 Btu/hr and <=2,500,000 Btu/hr | Furnace, oil fired>=300,000 Btu/hr and <=2,500,000 Btu/hr | 82% | Et | ASHRAE 90.1-2019 Chapter 6 |  | Warm-air duct furnaces, gas fired |  | 3328700% | 8:00 | 119 | 1365 | 18 | 1 | 24 | 0 | 1 | 27 | 18 | 1 | 24 | 21 | 1 | 24 | 0 | 1 | 27 | 21 | 1 | 24 | 67 | 1 | 43 | 10 | A | 7 | 10 | E | 9 | -1 | A | 7 | -1.6 | A | 7 | 95 | A | 7 | 987 | E | 9 | 180 | A | 7 | 5.1 | A | 7 | 6400 | B | 7 | 540 | A | 7 | 1.2 | E | 8 | 0.09 | F | 8 | 0.16 | F | 8 | 0 | 1 | D | 9 | 45 | C | 8
Furnace, oil fired | >2,500,000 Btu/hr | Furnace, oil fired>2,500,000 Btu/hr | 82% | Et | ASHRAE 90.1-2019 Chapter 6 |  | Warm-air unit heaters, oil fired |  | Units | [7 empty] | Furnace, oil fired | >2,500,000 Btu/hr | Furnace, oil fired>2,500,000 Btu/hr | 82% | Et | ASHRAE 90.1-2019 Chapter 6 |  | Warm-air unit heaters, oil fired |  | 3328700% | 9:00 | 366 | 1400 | 71 | 1 | 24 | 0 | 1 | 27 | 71 | 1 | 24 | 81 | 1 | 24 | 0 | 1 | 27 | 81 | 1 | 24 | 273 | 1 | 43 | 10 | A | 7 | 10 | E | 9 | 0 | A | 7 | -1 | A | 7 | 92 | A | 7 | 987 | E | 9 | 170 | A | 7 | 3.6 | A | 7 | 6400 | B | 7 | 600 | A | 7 | 1.3 | E | 8 | 0.09 | F | 8 | 0.16 | F | 8 | 0 | 1 | D | 9 | 5 | C | 8
Electric Furnace | <225,000 Btu/hr | Electric Furnace<225,000 Btu/hr | 78% | AFUE | ASHRAE 90.1-2019 Appendix F |  |  |  | SEER2 | SEER2/HSPF2 | EER2/SEER2/HSPF2 | [5 empty] | Electric Furnace | <225,000 Btu/hr | Electric Furnace<225,000 Btu/hr | 78% | AFUE | ASHRAE 90.1-2019 Appendix F |  |  |  | 3328700% | 10:00 | 580 | 1400 | 123 | 1 | 24 | 0 | 1 | 27 | 123 | 1 | 24 | 142 | 1 | 24 | 0 | 1 | 27 | 142 | 1 | 24 | 507 | 1 | 43 | 10 | A | 7 | 10 | E | 9 | 0.6 | A | 7 | -1 | A | 7 | 88 | A | 7 | 987 | E | 9 | 90 | A | 7 | 2.1 | A | 7 | 8000 | B | 7 | 990 | A | 7 | 1.3 | E | 8 | 0.09 | F | 8 | 0.16 | F | 8 | 0 | 1 | D | 9 | 5 | C | 8
Electric Furnace | >= 225,000 Btu/hr | Electric Furnace>= 225,000 Btu/hr | 78% | AFUE | ASHRAE 90.1-2019 Appendix F |  |  |  | SEER | SEER/HSPF | EER/SEER/HSPF | [5 empty] | Electric Furnace | >= 225,000 Btu/hr | Electric Furnace>= 225,000 Btu/hr | 78% | AFUE | ASHRAE 90.1-2019 Appendix F |  |  |  | 3328700% | 11:00 | 742 | 1400 | 163 | 1 | 24 | 0 | 1 | 27 | 163 | 1 | 24 | 190 | 1 | 24 | 0 | 1 | 27 | 190 | 1 | 24 | 708 | 1 | 43 | 10 | A | 7 | 10 | E | 9 | 1.1 | A | 7 | -0.5 | A | 7 | 89 | A | 7 | 987 | E | 9 | 180 | A | 7 | 4.1 | A | 7 | 8000 | B | 7 | 750 | A | 7 | 1.4 | E | 8 | 0.09 | F | 8 | 0.16 | F | 8 | 0 | 1 | D | 9 | 5 | C | 8
Electric Furnace | >=300,000 Btu/hr and <=2,500,000 Btu/hr | Electric Furnace>=300,000 Btu/hr and <=2,500,000 Btu/hr | 78% | AFUE | ASHRAE 90.1-2019 Appendix F |  |  |  | IEER | IEER/COP | IEER/COP | [5 empty] | Electric Furnace | >=300,000 Btu/hr and <=2,500,000 Btu/hr | Electric Furnace>=300,000 Btu/hr and <=2,500,000 Btu/hr | 78% | AFUE | ASHRAE 90.1-2019 Appendix F |  |  |  | 3328700% | 12:00 | 842 | 1400 | 187 | 1 | 24 | 0 | 1 | 27 | 187 | 1 | 24 | 219 | 1 | 24 | 0 | 1 | 27 | 219 | 1 | 24 | 838 | 1 | 43 | 10 | A | 7 | 10 | E | 9 | 1.7 | A | 7 | 0 | A | 7 | 88 | A | 7 | 987 | E | 9 | 140 | A | 7 | 3.6 | A | 7 | 6400 | B | 7 | 750 | A | 7 | 1.4 | E | 8 | 0.09 | F | 8 | 0.16 | F | 8 | 0 | 1 | D | 9 | 45 | C | 8
Electric Furnace | >2,500,000 Btu/hr | Electric Furnace>2,500,000 Btu/hr | 78% | AFUE | ASHRAE 90.1-2019 Appendix F | [11 empty] | Electric Furnace | >2,500,000 Btu/hr | Electric Furnace>2,500,000 Btu/hr | 78% | AFUE | ASHRAE 90.1-2019 Appendix F |  |  |  | 3328700% | 13:00 | 872 | 1400 | 194 | 1 | 24 | 0 | 1 | 27 | 194 | 1 | 24 | 228 | 1 | 24 | 0 | 1 | 27 | 228 | 1 | 24 | 877 | 1 | 43 | 10 | A | 7 | 10 | E | 9 | 0.6 | A | 7 | 0 | A | 7 | 96 | A | 7 | 987 | E | 9 | 90 | A | 7 | 4.1 | A | 7 | 6400 | B | 7 | 750 | A | 7 | 1.5 | E | 8 | 0.09 | F | 8 | 0.16 | F | 8 | 0 | 1 | D | 9 | 45 | C | 8
Warm-air duct furnaces, gas fired | <225,000 Btu/hr | Warm-air duct furnaces, gas fired<225,000 Btu/hr | 80% | Ec | ASHRAE 90.1-2019 Chapter 6 |  |  |  | HeatingType | [7 empty] | Warm-air duct furnaces, gas fired | <225,000 Btu/hr | Warm-air duct furnaces, gas fired<225,000 Btu/hr | 80% | Ec | ASHRAE 90.1-2019 Chapter 6 |  |  |  | 3328700% | 14:00 | 830 | 1400 | 154 | 1 | 24 | 0 | 1 | 27 | 154 | 1 | 24 | 183 | 1 | 24 | 0 | 1 | 27 | 183 | 1 | 24 | 714 | 1 | 43 | 10 | A | 7 | 10 | E | 9 | 0.6 | A | 7 | 0.6 | A | 7 | 100 | A | 7 | 987 | E | 9 | 90 | A | 7 | 2.6 | A | 7 | 4000 | B | 7 | 390 | A | 7 | 1.5 | E | 8 | 0.09 | F | 8 | 0.16 | F | 8 | 0 | 1 | D | 9 | 45 | C | 8
Warm-air duct furnaces, gas fired | >= 225,000 Btu/hr | Warm-air duct furnaces, gas fired>= 225,000 Btu/hr | 80% | Ec | ASHRAE 90.1-2019 Chapter 6 |  |  |  | Electric Resistance | [7 empty] | Warm-air duct furnaces, gas fired | >= 225,000 Btu/hr | Warm-air duct furnaces, gas fired>= 225,000 Btu/hr | 80% | Ec | ASHRAE 90.1-2019 Chapter 6 |  |  |  | 3328700% | 15:00 | 720 | 1400 | 131 | 1 | 24 | 0 | 1 | 27 | 131 | 1 | 24 | 155 | 1 | 24 | 0 | 1 | 27 | 155 | 1 | 24 | 588 | 1 | 43 | 10 | A | 7 | 10 | E | 9 | 0.6 | A | 7 | 0.6 | A | 7 | 100 | A | 7 | 987 | E | 9 | 90 | A | 7 | 3.1 | A | 7 | 3200 | B | 7 | 300 | A | 7 | 1.6 | E | 8 | 0.09 | F | 8 | 0.16 | F | 8 | 0 | 1 | D | 9 | 45 | C | 8
Warm-air duct furnaces, gas fired | >=300,000 Btu/hr and <=2,500,000 Btu/hr | Warm-air duct furnaces, gas fired>=300,000 Btu/hr and <=2,500,000 Btu/hr | 80% | Ec | ASHRAE 90.1-2019 Chapter 6 |  |  |  | Other | [7 empty] | Warm-air duct furnaces, gas fired | >=300,000 Btu/hr and <=2,500,000 Btu/hr | Warm-air duct furnaces, gas fired>=300,000 Btu/hr and <=2,500,000 Btu/hr | 80% | Ec | ASHRAE 90.1-2019 Chapter 6 |  |  |  | 3328700% | 16:00 | 549 | 1400 | 96 | 1 | 24 | 0 | 1 | 27 | 96 | 1 | 24 | 112 | 1 | 24 | 0 | 1 | 27 | 112 | 1 | 24 | 407 | 1 | 43 | 10 | A | 7 | 10 | E | 9 | 0.6 | A | 7 | 0.6 | A | 7 | 100 | A | 7 | 987 | E | 9 | 90 | A | 7 | 2.6 | A | 7 | 3200 | B | 7 | 300 | A | 7 | 1.7 | E | 8 | 0.09 | F | 8 | 0.16 | F | 8 | 0 | 1 | D | 9 | 45 | C | 8
Warm-air duct furnaces, gas fired | >2,500,000 Btu/hr | Warm-air duct furnaces, gas fired>2,500,000 Btu/hr | 80% | Ec | ASHRAE 90.1-2019 Chapter 6 |  |  |  | None | [7 empty] | Warm-air duct furnaces, gas fired | >2,500,000 Btu/hr | Warm-air duct furnaces, gas fired>2,500,000 Btu/hr | 80% | Ec | ASHRAE 90.1-2019 Chapter 6 |  |  |  | 3328700% | 17:00 | 328 | 1400 | 52 | 1 | 24 | 0 | 1 | 27 | 52 | 1 | 24 | 60 | 1 | 24 | 0 | 1 | 27 | 60 | 1 | 24 | 205 | 1 | 43 | 10 | A | 7 | 10 | E | 9 | 1.1 | A | 7 | 1.1 | A | 7 | 100 | A | 7 | 987 | E | 9 | 150 | A | 7 | 4.1 | A | 7 | 2400 | B | 7 | 210 | A | 7 | 1.7 | E | 8 | 0.09 | F | 8 | 0.16 | F | 8 | 0 | 1 | D | 9 | 45 | C | 8
Warm-air unit heaters, gas fired | <225,000 Btu/hr | Warm-air unit heaters, gas fired<225,000 Btu/hr | 80% | Ec | ASHRAE 90.1-2019 Chapter 6 | [11 empty] | Warm-air unit heaters, gas fired | <225,000 Btu/hr | Warm-air unit heaters, gas fired<225,000 Btu/hr | 80% | Ec | ASHRAE 90.1-2019 Chapter 6 |  |  |  | 3328700% | 18:00 | 82 | 1132 | 9 | 1 | 24 | 0 | 1 | 27 | 9 | 1 | 24 | 11 | 1 | 24 | 0 | 1 | 27 | 11 | 1 | 24 | 35 | 1 | 43 | 10 | A | 7 | 10 | E | 9 | 1.1 | A | 7 | 1.1 | A | 7 | 100 | A | 7 | 987 | E | 9 | 130 | A | 7 | 2.6 | A | 7 | 2400 | B | 7 | 270 | A | 7 | 1.8 | E | 8 | 0.09 | F | 8 | 0.16 | F | 8 | 0 | 1 | D | 9 | 45 | C | 8
Warm-air unit heaters, gas fired | >= 225,000 Btu/hr | Warm-air unit heaters, gas fired>= 225,000 Btu/hr | 80% | Ec | ASHRAE 90.1-2019 Chapter 6 | [11 empty] | Warm-air unit heaters, gas fired | >= 225,000 Btu/hr | Warm-air unit heaters, gas fired>= 225,000 Btu/hr | 80% | Ec | ASHRAE 90.1-2019 Chapter 6 |  |  |  | 3328700% | 19:00 | 0 | 0 | 0 | 1 | 0 | 0 | 1 | 0 | 0 | 1 | 0 | 0 | 1 | 0 | 0 | 1 | 0 | 0 | 1 | 0 | 0 | 1 | 0 | 10 | A | 7 | 10 | E | 9 | 0.6 | A | 7 | 0.6 | A | 7 | 100 | A | 7 | 987 | E | 9 | 80 | A | 7 | 2.1 | A | 7 | 3200 | B | 7 | 270 | A | 7 | 1.8 | E | 8 | 0.09 | F | 8 | 0.16 | F | 8 | 0 | 1 | D | 9 | 45 | C | 8
Warm-air unit heaters, gas fired | >=300,000 Btu/hr and <=2,500,000 Btu/hr | Warm-air unit heaters, gas fired>=300,000 Btu/hr and <=2,500,000 Btu/hr | 80% | Ec | ASHRAE 90.1-2019 Chapter 6 |  | Size Category | [9 empty] | Warm-air unit heaters, gas fired | >=300,000 Btu/hr and <=2,500,000 Btu/hr | Warm-air unit heaters, gas fired>=300,000 Btu/hr and <=2,500,000 Btu/hr | 80% | Ec | ASHRAE 90.1-2019 Chapter 6 |  | Size Category |  | 3328700% | 20:00 | 0 | 0 | 0 | 1 | 0 | 0 | 1 | 0 | 0 | 1 | 0 | 0 | 1 | 0 | 0 | 1 | 0 | 0 | 1 | 0 | 0 | 1 | 0 | 10 | A | 7 | 10 | E | 9 | 0.6 | A | 7 | 0.6 | A | 7 | 100 | A | 7 | 987 | E | 9 | 0 | A | 7 | 0 | A | 7 | 4800 | B | 7 | 240 | A | 7 | 1.9 | E | 8 | 0.09 | F | 8 | 0.16 | F | 8 | 0 | 1 | D | 9 | 45 | C | 8
Warm-air unit heaters, gas fired | >2,500,000 Btu/hr | Warm-air unit heaters, gas fired>2,500,000 Btu/hr | 80% | Ec | ASHRAE 90.1-2019 Chapter 6 |  | <225,000 Btu/hr | [9 empty] | Warm-air unit heaters, gas fired | >2,500,000 Btu/hr | Warm-air unit heaters, gas fired>2,500,000 Btu/hr | 80% | Ec | ASHRAE 90.1-2019 Chapter 6 |  | <225,000 Btu/hr |  | 3328700% | 21:00 | 0 | 0 | 0 | 1 | 0 | 0 | 1 | 0 | 0 | 1 | 0 | 0 | 1 | 0 | 0 | 1 | 0 | 0 | 1 | 0 | 0 | 1 | 0 | 10 | B | 8 | 10 | B | 8 | 1.6 | B | 8 | -0.2 | B | 8 | 88 | A | 7 | 987 | E | 9 | 0 | B | 8 | 0 | B | 8 | 3600 | C | 8 | 180 | B | 8 | 1.9 | E | 8 | 0.09 | F | 8 | 0.16 | F | 8 | 0 | 1 | D | 9 | 45 | C | 8
Warm-air unit heaters, oil fired | <225,000 Btu/hr | Warm-air unit heaters, oil fired<225,000 Btu/hr | 80% | Ec | ASHRAE 90.1-2019 Chapter 6 |  | >= 225,000 Btu/hr | [9 empty] | Warm-air unit heaters, oil fired | <225,000 Btu/hr | Warm-air unit heaters, oil fired<225,000 Btu/hr | 80% | Ec | ASHRAE 90.1-2019 Chapter 6 |  | >= 225,000 Btu/hr |  | 3328700% | 22:00 | 0 | 0 | 0 | 1 | 0 | 0 | 1 | 0 | 0 | 1 | 0 | 0 | 1 | 0 | 0 | 1 | 0 | 0 | 1 | 0 | 0 | 1 | 0 | 10 | A | 7 | 10 | E | 9 | 2.2 | A | 7 | -0.1 | B | 8 | 85 | A | 7 | 987 | E | 9 | 0 | A | 7 | 0 | A | 7 | 2400 | B | 7 | 120 | A | 7 | 2 | E | 8 | 0.09 | F | 8 | 0.16 | F | 8 | 0 | 1 | D | 9 | 45 | C | 8
Warm-air unit heaters, oil fired | >= 225,000 Btu/hr | Warm-air unit heaters, oil fired>= 225,000 Btu/hr | 80% | Ec | ASHRAE 90.1-2019 Chapter 6 |  | <225,000 Btu/hr | [9 empty] | Warm-air unit heaters, oil fired | >= 225,000 Btu/hr | Warm-air unit heaters, oil fired>= 225,000 Btu/hr | 80% | Ec | ASHRAE 90.1-2019 Chapter 6 |  | <225,000 Btu/hr |  | 3328700% | 23:00 | 0 | 0 | 0 | 1 | 0 | 0 | 1 | 0 | 0 | 1 | 0 | 0 | 1 | 0 | 0 | 1 | 0 | 0 | 1 | 0 | 0 | 1 | 0 | 10 | B | 8 | 10 | B | 8 | 1.2 | B | 8 | 0 | B | 8 | 92 | A | 7 | 987 | E | 9 | 0 | B | 8 | 0 | B | 8 | 2137 | C | 8 | 113 | B | 8 | 2 | E | 8 | 0.09 | F | 8 | 0.16 | F | 8 | 0 | 1 | D | 9 | 45 | C | 8
Warm-air unit heaters, oil fired | >=300,000 Btu/hr and <=2,500,000 Btu/hr | Warm-air unit heaters, oil fired>=300,000 Btu/hr and <=2,500,000 Btu/hr | 80% | Ec | ASHRAE 90.1-2019 Chapter 6 |  | >= 225,000 Btu/hr | [9 empty] | Warm-air unit heaters, oil fired | >=300,000 Btu/hr and <=2,500,000 Btu/hr | Warm-air unit heaters, oil fired>=300,000 Btu/hr and <=2,500,000 Btu/hr | 80% | Ec | ASHRAE 90.1-2019 Chapter 6 |  | >= 225,000 Btu/hr |  | 3328700% | 24:00 | 0 | 0 | 0 | 1 | 0 | 0 | 1 | 0 | 0 | 1 | 0 | 0 | 1 | 0 | 0 | 1 | 0 | 0 | 1 | 0 | 0 | 1 | 0 | 10 | B | 8 | 10 | B | 8 | 1 | B | 8 | -0.1 | B | 8 | 92 | A | 7 | 987 | E | 9 | 0 | B | 8 | 0 | B | 8 | 1875 | C | 8 | 105 | B | 8 | 2.1 | E | 8 | 0.09 | F | 8 | 0.16 | F | 8 | 0 | 1 | D | 9 | 45 | C | 8
Warm-air unit heaters, oil fired | >2,500,000 Btu/hr | Warm-air unit heaters, oil fired>2,500,000 Btu/hr | 80% | Ec | ASHRAE 90.1-2019 Chapter 6 |  | <225,000 Btu/hr | [9 empty] | Warm-air unit heaters, oil fired | >2,500,000 Btu/hr | Warm-air unit heaters, oil fired>2,500,000 Btu/hr | 80% | Ec | ASHRAE 90.1-2019 Chapter 6 |  | <225,000 Btu/hr |  | 3328800% | 1:00 | 0 | 0 | 0 | 1 | 0 | 0 | 1 | 0 | 0 | 1 | 0 | 0 | 1 | 0 | 0 | 1 | 0 | 0 | 1 | 0 | 0 | 1 | 0 | 10 | B | 8 | 10 | B | 8 | 0.7 | B | 8 | 0.1 | B | 8 | 96 | A | 7 | 987 | E | 9 | 0 | B | 8 | 0 | B | 8 | 1612 | C | 8 | 98 | B | 8 | 2.1 | E | 8 | 0.091 | F | 8 | 0.16 | F | 8 | 0 | 1 | D | 9 | 45 | C | 8
Gas-fired hot-water boiler | <225,000 Btu/hr | Gas-fired hot-water boiler<225,000 Btu/hr | 84% | AFUE | ASHRAE 90.1-2019 Appendix F |  | all capacities | [9 empty] | Gas-fired hot-water boiler | <225,000 Btu/hr | Gas-fired hot-water boiler<225,000 Btu/hr | 84% | AFUE | ASHRAE 90.1-2019 Appendix F |  | all capacities |  | 3328800% | 2:00 | 0 | 0 | 0 | 1 | 0 | 0 | 1 | 0 | 0 | 1 | 0 | 0 | 1 | 0 | 0 | 1 | 0 | 0 | 1 | 0 | 0 | 1 | 0 | 10 | B | 8 | 10 | B | 8 | 0.4 | B | 8 | 0 | B | 8 | 97 | A | 7 | 987 | E | 9 | 0 | B | 8 | 0 | B | 8 | 1350 | C | 8 | 90 | B | 8 | 2.2 | E | 8 | 0.091 | F | 8 | 0.16 | F | 8 | 0 | 1 | D | 9 | 45 | C | 8
Gas-fired hot-water boiler | >= 225,000 Btu/hr | Gas-fired hot-water boiler>= 225,000 Btu/hr | 84% | AFUE | ASHRAE 90.1-2019 Appendix F |  | all capacities | [9 empty] | Gas-fired hot-water boiler | >= 225,000 Btu/hr | Gas-fired hot-water boiler>= 225,000 Btu/hr | 84% | AFUE | ASHRAE 90.1-2019 Appendix F |  | all capacities |  | 3328800% | 3:00 | 0 | 0 | 0 | 1 | 0 | 0 | 1 | 0 | 0 | 1 | 0 | 0 | 1 | 0 | 0 | 1 | 0 | 0 | 1 | 0 | 0 | 1 | 0 | 10 | B | 8 | 10 | B | 8 | 0.3 | B | 8 | 0 | B | 8 | 98 | A | 7 | 987 | E | 9 | 0 | B | 8 | 0 | B | 8 | 1087 | C | 8 | 83 | B | 8 | 2.2 | E | 8 | 0.091 | F | 8 | 0.16 | F | 8 | 0 | 1 | D | 9 | 45 | C | 8
Gas-fired hot-water boiler | >=300,000 Btu/hr and <=2,500,000 Btu/hr | Gas-fired hot-water boiler>=300,000 Btu/hr and <=2,500,000 Btu/hr | 80% | Et | ASHRAE 90.1-2019 Chapter 6 |  | all capacities | [9 empty] | Gas-fired hot-water boiler | >=300,000 Btu/hr and <=2,500,000 Btu/hr | Gas-fired hot-water boiler>=300,000 Btu/hr and <=2,500,000 Btu/hr | 80% | Et | ASHRAE 90.1-2019 Chapter 6 |  | all capacities |  | 3328800% | 4:00 | 0 | 0 | 0 | 1 | 0 | 0 | 1 | 0 | 0 | 1 | 0 | 0 | 1 | 0 | 0 | 1 | 0 | 0 | 1 | 0 | 0 | 1 | 0 | 10 | B | 8 | 10 | B | 8 | -0.1 | B | 8 | -0.1 | B | 8 | 100 | A | 7 | 987 | E | 9 | 0 | B | 8 | 0 | B | 8 | 825 | C | 8 | 75 | B | 8 | 2.3 | E | 8 | 0.091 | F | 8 | 0.16 | F | 8 | 0 | 1 | D | 9 | 45 | C | 8
Gas-fired hot-water boiler | >2,500,000 Btu/hr | Gas-fired hot-water boiler>2,500,000 Btu/hr | 82% | Ec | ASHRAE 90.1-2019 Chapter 6 |  | <300,000 Btu/hr | [9 empty] | Gas-fired hot-water boiler | >2,500,000 Btu/hr | Gas-fired hot-water boiler>2,500,000 Btu/hr | 82% | Ec | ASHRAE 90.1-2019 Chapter 6 |  | <300,000 Btu/hr |  | 3328800% | 5:00 | 0 | 0 | 0 | 1 | 0 | 0 | 1 | 0 | 0 | 1 | 0 | 0 | 1 | 0 | 0 | 1 | 0 | 0 | 1 | 0 | 0 | 1 | 0 | 10 | B | 8 | 10 | B | 8 | -0.3 | B | 8 | -0.3 | B | 8 | 100 | A | 7 | 987 | E | 9 | 0 | B | 8 | 0 | B | 8 | 562 | C | 8 | 68 | B | 8 | 2.3 | E | 8 | 0.091 | F | 8 | 0.16 | F | 8 | 0 | 1 | D | 9 | 45 | C | 8
Gas-fired steam boiler | <225,000 Btu/hr | Gas-fired steam boiler<225,000 Btu/hr | 82% | AFUE | ASHRAE 90.1-2019 Appendix F |  | >=300,000 Btu/hr and <=2,500,000 Btu/hr | [9 empty] | Gas-fired steam boiler | <225,000 Btu/hr | Gas-fired steam boiler<225,000 Btu/hr | 82% | AFUE | ASHRAE 90.1-2019 Appendix F |  | >=300,000 Btu/hr and <=2,500,000 Btu/hr |  | 3328800% | 6:00 | 0 | 0 | 0 | 1 | 0 | 0 | 1 | 0 | 0 | 1 | 0 | 0 | 1 | 0 | 0 | 1 | 0 | 0 | 1 | 0 | 0 | 1 | 0 | 10 | A | 7 | 10 | E | 9 | 0 | A | 7 | 0 | A | 7 | 100 | A | 7 | 987 | E | 9 | 0 | A | 7 | 0 | A | 7 | 300 | B | 7 | 60 | A | 7 | 2.4 | E | 8 | 0.091 | F | 8 | 0.16 | F | 8 | 0 | 1 | D | 9 | 45 | C | 8
Gas-fired steam boiler | >= 225,000 Btu/hr | Gas-fired steam boiler>= 225,000 Btu/hr | 82% | AFUE | ASHRAE 90.1-2019 Appendix F |  | >2,500,000 Btu/hr | [9 empty] | Gas-fired steam boiler | >= 225,000 Btu/hr | Gas-fired steam boiler>= 225,000 Btu/hr | 82% | AFUE | ASHRAE 90.1-2019 Appendix F |  | >2,500,000 Btu/hr |  | 3328800% | 7:00 | 0 | 0 | 0 | 1 | 0 | 0 | 1 | 0 | 0 | 1 | 0 | 0 | 1 | 0 | 0 | 1 | 0 | 0 | 1 | 0 | 0 | 1 | 0 | 10 | A | 7 | 10 | E | 9 | 0 | A | 7 | 0 | A | 7 | 100 | A | 7 | 987 | E | 9 | 360 | A | 7 | 2.1 | A | 7 | 400 | B | 7 | 60 | A | 7 | 2.4 | E | 8 | 0.091 | F | 8 | 0.16 | F | 8 | 0 | 1 | D | 9 | 45 | C | 8
Gas-fired steam boiler | >=300,000 Btu/hr and <=2,500,000 Btu/hr | Gas-fired steam boiler>=300,000 Btu/hr and <=2,500,000 Btu/hr | 79% | Et | ASHRAE 90.1-2019 Chapter 6 |  | <300,000 Btu/hr | [9 empty] | Gas-fired steam boiler | >=300,000 Btu/hr and <=2,500,000 Btu/hr | Gas-fired steam boiler>=300,000 Btu/hr and <=2,500,000 Btu/hr | 79% | Et | ASHRAE 90.1-2019 Chapter 6 |  | <300,000 Btu/hr |  | 3328800% | 8:00 | 124 | 1388 | 15 | 1 | 24 | 0 | 1 | 27 | 15 | 1 | 24 | 18 | 1 | 24 | 0 | 1 | 27 | 18 | 1 | 24 | 57 | 1 | 43 | 10 | A | 7 | 10 | E | 9 | 1.1 | A | 7 | 1.1 | A | 7 | 100 | A | 7 | 987 | E | 9 | 0 | A | 7 | 0 | A | 7 | 800 | B | 7 | 120 | A | 7 | 2.4 | E | 8 | 0.091 | F | 8 | 0.16 | F | 8 | 0 | 1 | D | 9 | 45 | C | 8
Gas-fired steam boiler | >2,500,000 Btu/hr | Gas-fired steam boiler>2,500,000 Btu/hr | 79% | Et | ASHRAE 90.1-2019 Chapter 6 |  | >=300,000 Btu/hr and <=2,500,000 Btu/hr | [9 empty] | Gas-fired steam boiler | >2,500,000 Btu/hr | Gas-fired steam boiler>2,500,000 Btu/hr | 79% | Et | ASHRAE 90.1-2019 Chapter 6 |  | >=300,000 Btu/hr and <=2,500,000 Btu/hr |  | 3328800% | 9:00 | 373 | 1400 | 39 | 1 | 24 | 0 | 1 | 27 | 39 | 1 | 24 | 47 | 1 | 24 | 0 | 1 | 27 | 47 | 1 | 24 | 166 | 1 | 43 | 10 | A | 7 | 10 | E | 9 | 1.7 | A | 7 | 1.7 | A | 7 | 100 | A | 7 | 987 | E | 9 | 350 | A | 7 | 3.1 | A | 7 | 800 | B | 7 | 120 | A | 7 | 2.3 | E | 8 | 0.091 | F | 8 | 0.16 | F | 8 | 0 | 1 | D | 9 | 45 | C | 8
Oil-fired hot-water boiler | <225,000 Btu/hr | Oil-fired hot-water boiler<225,000 Btu/hr | 86% | AFUE | ASHRAE 90.1-2019 Appendix F |  | >2,500,000 Btu/hr | [9 empty] | Oil-fired hot-water boiler | <225,000 Btu/hr | Oil-fired hot-water boiler<225,000 Btu/hr | 86% | AFUE | ASHRAE 90.1-2019 Appendix F |  | >2,500,000 Btu/hr |  | 3328800% | 10:00 | 586 | 1400 | 73 | 1 | 24 | 0 | 1 | 27 | 73 | 1 | 24 | 88 | 1 | 24 | 0 | 1 | 27 | 88 | 1 | 24 | 331 | 1 | 43 | 10 | A | 7 | 10 | E | 9 | 2.8 | A | 7 | 2.8 | A | 7 | 100 | A | 7 | 987 | E | 9 | 300 | A | 7 | 2.6 | A | 7 | 800 | B | 7 | 150 | A | 7 | 2.3 | E | 8 | 0.091 | F | 8 | 0.16 | F | 8 | 0 | 1 | D | 9 | 45 | C | 8
Oil-fired hot-water boiler | >= 225,000 Btu/hr | Oil-fired hot-water boiler>= 225,000 Btu/hr | 86% | AFUE | ASHRAE 90.1-2019 Appendix F |  | <300,000 Btu/hr | [9 empty] | Oil-fired hot-water boiler | >= 225,000 Btu/hr | Oil-fired hot-water boiler>= 225,000 Btu/hr | 86% | AFUE | ASHRAE 90.1-2019 Appendix F |  | <300,000 Btu/hr |  | 3328800% | 11:00 | 749 | 1400 | 146 | 1 | 24 | 0 | 1 | 27 | 146 | 1 | 24 | 172 | 1 | 24 | 0 | 1 | 27 | 172 | 1 | 24 | 653 | 1 | 43 | 10 | A | 7 | 10 | E | 9 | 4.4 | A | 7 | 4.4 | A | 7 | 100 | A | 7 | 987 | E | 9 | 0 | A | 7 | 0 | A | 7 | 2400 | B | 7 | 2400 | A | 7 | 2.2 | E | 8 | 0.091 | F | 8 | 0.16 | F | 8 | 0 | 1 | D | 9 | 45 | C | 8
Oil-fired hot-water boiler | >=300,000 Btu/hr and <=2,500,000 Btu/hr | Oil-fired hot-water boiler>=300,000 Btu/hr and <=2,500,000 Btu/hr | 82% | Et | ASHRAE 90.1-2019 Chapter 6 |  | >=300,000 Btu/hr and <=2,500,000 Btu/hr | [9 empty] | Oil-fired hot-water boiler | >=300,000 Btu/hr and <=2,500,000 Btu/hr | Oil-fired hot-water boiler>=300,000 Btu/hr and <=2,500,000 Btu/hr | 82% | Et | ASHRAE 90.1-2019 Chapter 6 |  | >=300,000 Btu/hr and <=2,500,000 Btu/hr |  | 3328800% | 12:00 | 848 | 1400 | 120 | 1 | 24 | 0 | 1 | 27 | 120 | 1 | 24 | 146 | 1 | 24 | 0 | 1 | 27 | 146 | 1 | 24 | 584 | 1 | 43 | 10 | A | 7 | 10 | E | 9 | 4.4 | A | 7 | 4.4 | A | 7 | 100 | A | 7 | 987 | E | 9 | 340 | A | 7 | 2.6 | A | 7 | 1200 | B | 7 | 120 | A | 7 | 2.2 | E | 8 | 0.091 | F | 8 | 0.16 | F | 8 | 0 | 1 | D | 9 | 45 | C | 8
Oil-fired hot-water boiler | >2,500,000 Btu/hr | Oil-fired hot-water boiler>2,500,000 Btu/hr | 84% | Ec | ASHRAE 90.1-2019 Chapter 6 |  | >2,500,000 Btu/hr | [9 empty] | Oil-fired hot-water boiler | >2,500,000 Btu/hr | Oil-fired hot-water boiler>2,500,000 Btu/hr | 84% | Ec | ASHRAE 90.1-2019 Chapter 6 |  | >2,500,000 Btu/hr |  | 3328800% | 13:00 | 878 | 1400 | 125 | 1 | 24 | 0 | 1 | 27 | 125 | 1 | 24 | 152 | 1 | 24 | 0 | 1 | 27 | 152 | 1 | 24 | 613 | 1 | 43 | 10 | A | 7 | 10 | E | 9 | 6.1 | A | 7 | 6.1 | A | 7 | 100 | A | 7 | 987 | E | 9 | 120 | A | 7 | 3.6 | A | 7 | 800 | B | 7 | 90 | A | 7 | 2.1 | E | 8 | 0.091 | F | 8 | 0.16 | F | 8 | 0 | 1 | D | 9 | 45 | C | 8
Oil-fired steam boiler | <225,000 Btu/hr | Oil-fired steam boiler<225,000 Btu/hr | 85% | AFUE | ASHRAE 90.1-2019 Appendix F |  | <300,000 Btu/hr | [9 empty] | Oil-fired steam boiler | <225,000 Btu/hr | Oil-fired steam boiler<225,000 Btu/hr | 85% | AFUE | ASHRAE 90.1-2019 Appendix F |  | <300,000 Btu/hr |  | 3328800% | 14:00 | 837 | 1400 | 118 | 1 | 24 | 0 | 1 | 27 | 118 | 1 | 24 | 143 | 1 | 24 | 0 | 1 | 27 | 143 | 1 | 24 | 573 | 1 | 43 | 10 | A | 7 | 10 | E | 9 | 10 | A | 7 | 10 | A | 7 | 100 | A | 7 | 987 | E | 9 | 190 | A | 7 | 4.1 | A | 7 | 3200 | B | 7 | 120 | A | 7 | 2.1 | E | 8 | 0.091 | F | 8 | 0.16 | F | 8 | 0 | 1 | D | 9 | 45 | C | 8
Oil-fired steam boiler | >= 225,000 Btu/hr | Oil-fired steam boiler>= 225,000 Btu/hr | 85% | AFUE | ASHRAE 90.1-2019 Appendix F |  | >=300,000 Btu/hr | [9 empty] | Oil-fired steam boiler | >= 225,000 Btu/hr | Oil-fired steam boiler>= 225,000 Btu/hr | 85% | AFUE | ASHRAE 90.1-2019 Appendix F |  | >=300,000 Btu/hr |  | 3328800% | 15:00 | 726 | 1400 | 98 | 1 | 24 | 0 | 1 | 27 | 98 | 1 | 24 | 118 | 1 | 24 | 0 | 1 | 27 | 118 | 1 | 24 | 462 | 1 | 43 | 10 | A | 7 | 10 | E | 9 | 6.1 | A | 7 | 6.1 | A | 7 | 100 | A | 7 | 987 | E | 9 | 360 | A | 7 | 4.6 | A | 7 | 400 | B | 7 | 60 | A | 7 | 2 | E | 8 | 0.091 | F | 8 | 0.16 | F | 8 | 0 | 1 | D | 9 | 45 | C | 8
Oil-fired steam boiler | >=300,000 Btu/hr and <=2,500,000 Btu/hr | Oil-fired steam boiler>=300,000 Btu/hr and <=2,500,000 Btu/hr | 81% | Et | ASHRAE 90.1-2019 Chapter 6 |  | >2,500,000 Btu/hr | [9 empty] | Oil-fired steam boiler | >=300,000 Btu/hr and <=2,500,000 Btu/hr | Oil-fired steam boiler>=300,000 Btu/hr and <=2,500,000 Btu/hr | 81% | Et | ASHRAE 90.1-2019 Chapter 6 |  | >2,500,000 Btu/hr |  | 3328800% | 16:00 | 554 | 1400 | 68 | 1 | 24 | 0 | 1 | 27 | 68 | 1 | 24 | 82 | 1 | 24 | 0 | 1 | 27 | 82 | 1 | 24 | 305 | 1 | 43 | 10 | A | 7 | 10 | E | 9 | 6.1 | A | 7 | 6.1 | A | 7 | 100 | A | 7 | 987 | E | 9 | 360 | A | 7 | 4.6 | A | 7 | 600 | B | 7 | 60 | A | 7 | 2 | E | 8 | 0.091 | F | 8 | 0.16 | F | 8 | 0 | 1 | D | 9 | 45 | C | 8
Oil-fired steam boiler | >2,500,000 Btu/hr | Oil-fired steam boiler>2,500,000 Btu/hr | 81% | Et | ASHRAE 90.1-2019 Chapter 6 | [11 empty] | Oil-fired steam boiler | >2,500,000 Btu/hr | Oil-fired steam boiler>2,500,000 Btu/hr | 81% | Et | ASHRAE 90.1-2019 Chapter 6 |  |  |  | 3328800% | 17:00 | 333 | 1400 | 48 | 1 | 24 | 0 | 1 | 27 | 48 | 1 | 24 | 56 | 1 | 24 | 0 | 1 | 27 | 56 | 1 | 24 | 193 | 1 | 43 | 10 | A | 7 | 10 | E | 9 | 6.1 | A | 7 | 6.1 | A | 7 | 100 | A | 7 | 987 | E | 9 | 350 | A | 7 | 2.6 | A | 7 | 600 | B | 7 | 1800 | A | 7 | 1.9 | E | 8 | 0.091 | F | 8 | 0.16 | F | 8 | 0 | 1 | D | 9 | 45 | C | 8
[7 empty] | Measure | EUL | RUL | [16 empty] | 3328800% | 18:00 | 87 | 1155 | 10 | 1 | 24 | 0 | 1 | 27 | 10 | 1 | 24 | 12 | 1 | 24 | 0 | 1 | 27 | 12 | 1 | 24 | 39 | 1 | 43 | 10 | A | 7 | 10 | E | 9 | 6.1 | A | 7 | 6.1 | A | 7 | 100 | A | 7 | 987 | E | 9 | 360 | A | 7 | 5.1 | A | 7 | 800 | B | 7 | 180 | A | 7 | 1.9 | E | 8 | 0.091 | F | 8 | 0.16 | F | 8 | 0 | 1 | D | 9 | 45 | C | 8
[7 empty] | Air Source Heat Pump | 15 | 5 | [16 empty] | 3328800% | 19:00 | 0 | 0 | 0 | 1 | 0 | 0 | 1 | 0 | 0 | 1 | 0 | 0 | 1 | 0 | 0 | 1 | 0 | 0 | 1 | 0 | 0 | 1 | 0 | 10 | A | 7 | 10 | E | 9 | 7.2 | A | 7 | 7.2 | A | 7 | 100 | A | 7 | 987 | E | 9 | 350 | A | 7 | 3.6 | A | 7 | 2400 | B | 7 | 150 | A | 7 | 1.8 | E | 8 | 0.091 | F | 8 | 0.16 | F | 8 | 0 | 1 | D | 9 | 45 | C | 8
[7 empty] | Ductless Mini Split Heat Pump | 15 | 5 | [16 empty] | 3328800% | 20:00 | 0 | 0 | 0 | 1 | 0 | 0 | 1 | 0 | 0 | 1 | 0 | 0 | 1 | 0 | 0 | 1 | 0 | 0 | 1 | 0 | 0 | 1 | 0 | 10 | A | 7 | 10 | E | 9 | 6.7 | A | 7 | 6.7 | A | 7 | 100 | A | 7 | 987 | E | 9 | 90 | A | 7 | 1.5 | A | 7 | 2400 | B | 7 | 120 | A | 7 | 1.8 | E | 8 | 0.091 | F | 8 | 0.16 | F | 8 | 0 | 1 | D | 9 | 45 | C | 8
Product Class | Size Category | Concat | Minimum Efficiency | Units | Source |  | VRF | 15 | 5 | [7 empty] | Product Class | Size Category | Concat | Minimum Efficiency | Units | Source |  |  |  | 3328800% | 21:00 | 0 | 0 | 0 | 1 | 0 | 0 | 1 | 0 | 0 | 1 | 0 | 0 | 1 | 0 | 0 | 1 | 0 | 0 | 1 | 0 | 0 | 1 | 0 | 10 | A | 7 | 10 | E | 9 | 7.2 | A | 7 | 6.1 | B | 8 | 93 | A | 7 | 987 | E | 9 | 330 | A | 7 | 2.6 | A | 7 | 400 | B | 7 | 60 | A | 7 | 1.7 | E | 8 | 0.091 | F | 8 | 0.16 | F | 8 | 0 | 1 | D | 9 | 45 | C | 8
Furnace, gas fired | <225,000 Btu/hr | Furnace, gas fired<225,000 Btu/hr | 80% | AFUE | ASHRAE 90.1-2019 Appendix F |  | PTHP | 15 | 5 | [7 empty] | Furnace, gas fired | <225,000 Btu/hr | Furnace, gas fired<225,000 Btu/hr | 80% | AFUE | ASHRAE 90.1-2019 Appendix F |  |  |  | 3328800% | 22:00 | 0 | 0 | 0 | 1 | 0 | 0 | 1 | 0 | 0 | 1 | 0 | 0 | 1 | 0 | 0 | 1 | 0 | 0 | 1 | 0 | 0 | 1 | 0 | 10 | A | 7 | 10 | E | 9 | 7.2 | A | 7 | 6.5 | B | 8 | 95 | A | 7 | 987 | E | 9 | 340 | A | 7 | 2.6 | A | 7 | 800 | B | 7 | 300 | A | 7 | 1.7 | E | 8 | 0.091 | F | 8 | 0.16 | F | 8 | 0 | 1 | D | 9 | 45 | C | 8
Furnace, oil fired | <225,000 Btu/hr | Furnace, oil fired<225,000 Btu/hr | 83% | AFUE | ASHRAE 90.1-2019 Appendix F |  | Heat Pump water Heater | 10 | 3.3333 | [7 empty] | Furnace, oil fired | <225,000 Btu/hr | Furnace, oil fired<225,000 Btu/hr | 83% | AFUE | ASHRAE 90.1-2019 Appendix F |  |  |  | 3328800% | 23:00 | 0 | 0 | 0 | 1 | 0 | 0 | 1 | 0 | 0 | 1 | 0 | 0 | 1 | 0 | 0 | 1 | 0 | 0 | 1 | 0 | 0 | 1 | 0 | 10 | B | 8 | 10 | B | 8 | 6.8 | B | 8 | 6.8 | B | 8 | 100 | A | 7 | 987 | E | 9 | 340 | B | 8 | 2.3 | B | 8 | 1300 | C | 8 | 450 | B | 8 | 1.6 | E | 8 | 0.091 | F | 8 | 0.16 | F | 8 | 0 | 1 | D | 9 | 45 | C | 8
Electric Furnace | <225,000 Btu/hr | Electric Furnace<225,000 Btu/hr | 78% | AFUE | ASHRAE 90.1-2019 Appendix F |  | Forklift Batteries | 15 | 5 | [7 empty] | Electric Furnace | <225,000 Btu/hr | Electric Furnace<225,000 Btu/hr | 78% | AFUE | ASHRAE 90.1-2019 Appendix F |  |  |  | 3328800% | 24:00 | 0 | 0 | 0 | 1 | 0 | 0 | 1 | 0 | 0 | 1 | 0 | 0 | 1 | 0 | 0 | 1 | 0 | 0 | 1 | 0 | 0 | 1 | 0 | 10 | B | 8 | 10 | B | 8 | 7.2 | B | 8 | 7 | B | 8 | 99 | A | 7 | 987 | E | 9 | 350 | B | 8 | 2 | B | 8 | 1800 | C | 8 | 600 | B | 8 | 1.6 | E | 8 | 0.091 | F | 8 | 0.16 | F | 8 | 0 | 1 | D | 9 | 45 | C | 8
Gas-fired hot-water boiler | <225,000 Btu/hr | Gas-fired hot-water boiler<225,000 Btu/hr | 84% | AFUE | ASHRAE 90.1-2019 Appendix F |  | Heat Pump Pool Heater | 8 | 2.6667 | [7 empty] | Gas-fired hot-water boiler | <225,000 Btu/hr | Gas-fired hot-water boiler<225,000 Btu/hr | 84% | AFUE | ASHRAE 90.1-2019 Appendix F |  |  |  | 3328900% | 1:00 | 0 | 0 | 0 | 1 | 0 | 0 | 1 | 0 | 0 | 1 | 0 | 0 | 1 | 0 | 0 | 1 | 0 | 0 | 1 | 0 | 0 | 1 | 0 | 10 | B | 8 | 10 | B | 8 | 7.6 | B | 8 | 7.5 | B | 8 | 99 | A | 7 | 987 | E | 9 | 350 | B | 8 | 1.6 | B | 8 | 2300 | C | 8 | 750 | B | 8 | 1.5 | E | 8 | 0.092 | F | 8 | 0.16 | F | 8 | 0 | 1 | D | 9 | 45 | C | 8
Gas-fired steam boiler | <225,000 Btu/hr | Gas-fired steam boiler<225,000 Btu/hr | 82% | AFUE | ASHRAE 90.1-2019 Appendix F | [11 empty] | Gas-fired steam boiler | <225,000 Btu/hr | Gas-fired steam boiler<225,000 Btu/hr | 82% | AFUE | ASHRAE 90.1-2019 Appendix F |  |  |  | 3328900% | 2:00 | 0 | 0 | 0 | 1 | 0 | 0 | 1 | 0 | 0 | 1 | 0 | 0 | 1 | 0 | 0 | 1 | 0 | 0 | 1 | 0 | 0 | 1 | 0 | 10 | B | 8 | 10 | B | 8 | 7.9 | B | 8 | 7.7 | B | 8 | 99 | A | 7 | 987 | E | 9 | 350 | B | 8 | 1.3 | B | 8 | 2800 | C | 8 | 900 | B | 8 | 1.5 | E | 8 | 0.092 | F | 8 | 0.16 | F | 8 | 0 | 1 | D | 9 | 45 | C | 8
Oil-fired hot-water boiler | <225,000 Btu/hr | Oil-fired hot-water boiler<225,000 Btu/hr | 86% | AFUE | ASHRAE 90.1-2019 Appendix F | [11 empty] | Oil-fired hot-water boiler | <225,000 Btu/hr | Oil-fired hot-water boiler<225,000 Btu/hr | 86% | AFUE | ASHRAE 90.1-2019 Appendix F |  |  |  | 3328900% | 3:00 | 0 | 0 | 0 | 1 | 0 | 0 | 1 | 0 | 0 | 1 | 0 | 0 | 1 | 0 | 0 | 1 | 0 | 0 | 1 | 0 | 0 | 1 | 0 | 10 | B | 8 | 10 | B | 8 | 8.4 | B | 8 | 7.9 | B | 8 | 97 | A | 7 | 987 | E | 9 | 350 | B | 8 | 1 | B | 8 | 3300 | C | 8 | 1050 | B | 8 | 1.4 | E | 8 | 0.092 | F | 8 | 0.16 | F | 8 | 0 | 1 | D | 9 | 45 | C | 8
Oil-fired steam boiler | <225,000 Btu/hr | Oil-fired steam boiler<225,000 Btu/hr | 85% | AFUE | ASHRAE 90.1-2019 Appendix F | [11 empty] | Oil-fired steam boiler | <225,000 Btu/hr | Oil-fired steam boiler<225,000 Btu/hr | 85% | AFUE | ASHRAE 90.1-2019 Appendix F |  |  |  | 3328900% | 4:00 | 0 | 0 | 0 | 1 | 0 | 0 | 1 | 0 | 0 | 1 | 0 | 0 | 1 | 0 | 0 | 1 | 0 | 0 | 1 | 0 | 0 | 1 | 0 | 10 | B | 8 | 10 | B | 8 | 8.6 | B | 8 | 8.1 | B | 8 | 97 | A | 7 | 987 | E | 9 | 360 | B | 8 | 0.7 | B | 8 | 3800 | C | 8 | 1200 | B | 8 | 1.4 | E | 8 | 0.092 | F | 8 | 0.16 | F | 8 | 0 | 1 | D | 9 | 45 | C | 8
[26 empty] | 3328900% | 5:00 | 0 | 0 | 0 | 1 | 0 | 0 | 1 | 0 | 0 | 1 | 0 | 0 | 1 | 0 | 0 | 1 | 0 | 0 | 1 | 0 | 0 | 1 | 0 | 10 | B | 8 | 10 | B | 8 | 9.1 | B | 8 | 8.3 | B | 8 | 95 | A | 7 | 987 | E | 9 | 360 | B | 8 | 0.3 | B | 8 | 4300 | C | 8 | 1350 | B | 8 | 1.3 | E | 8 | 0.092 | F | 8 | 0.16 | F | 8 | 0 | 1 | D | 9 | 45 | C | 8
List Value |  | Conversion Factors | [14 empty] | List Value | [8 empty] | 3328900% | 6:00 | 0 | 0 | 0 | 1 | 0 | 0 | 1 | 0 | 0 | 1 | 0 | 0 | 1 | 0 | 0 | 1 | 0 | 0 | 1 | 0 | 0 | 1 | 0 | 10 | A | 7 | 10 | E | 9 | 10 | A | 7 | 8.7 | B | 8 | 92 | A | 7 | 987 | E | 9 | 0 | A | 7 | 0 | A | 7 | 4800 | B | 7 | 1500 | A | 7 | 1.3 | E | 8 | 0.092 | F | 8 | 0.16 | F | 8 | 0 | 1 | D | 9 | 45 | C | 8
Product Class |  | Type | SEER2 | EER2 | HSPF2 | [11 empty] | Product Class | [8 empty] | 3328900% | 7:00 | 0 | 35 | 0 | 1 | 24 | 0 | 1 | 27 | 0 | 1 | 24 | 0 | 1 | 24 | 0 | 1 | 27 | 0 | 1 | 24 | 0 | 1 | 43 | 10 | A | 7 | 10 | E | 9 | 8.9 | A | 7 | 8.9 | A | 7 | 100 | A | 7 | 987 | E | 9 | 330 | A | 7 | 3.6 | A | 7 | 11200 | B | 7 | 1050 | A | 7 | 1.2 | E | 8 | 0.092 | F | 8 | 0.16 | F | 8 | 0 | 1 | D | 9 | 0 | C | 8
Furnace, gas fired |  | Ducted | 0.95 | 0.95 | 0.85 | [11 empty] | Furnace, gas fired | [8 empty] | 3328900% | 8:00 | 130 | 1399 | 21 | 1 | 24 | 0 | 1 | 27 | 21 | 1 | 24 | 24 | 1 | 24 | 0 | 1 | 27 | 24 | 1 | 24 | 76 | 1 | 43 | 10 | A | 7 | 10 | E | 9 | 10.6 | A | 7 | 8.3 | A | 7 | 86 | A | 7 | 987 | E | 9 | 310 | A | 7 | 3.1 | A | 7 | 19200 | B | 7 | 1200 | A | 7 | 1.2 | E | 8 | 0.092 | F | 8 | 0.16 | F | 8 | 0 | 1 | D | 9 | 0 | C | 8
Furnace, oil fired |  | Non-Ducted | 1 | 1 | 0.9 | [11 empty] | Furnace, oil fired | [8 empty] | 3328900% | 9:00 | 379 | 1399 | 61 | 1 | 24 | 0 | 1 | 27 | 61 | 1 | 24 | 71 | 1 | 24 | 0 | 1 | 27 | 71 | 1 | 24 | 245 | 1 | 43 | 10 | A | 7 | 10 | E | 9 | 11.1 | A | 7 | 8.3 | A | 7 | 83 | A | 7 | 987 | E | 9 | 220 | A | 7 | 2.1 | A | 7 | 24000 | B | 7 | 1260 | A | 7 | 1.2 | E | 8 | 0.092 | F | 8 | 0.16 | F | 8 | 0 | 1 | D | 9 | 0 | C | 8
Gas-fired hot-water boiler |  | Packaged | 0.95 | 0.95 | 0.84 | [11 empty] | Gas-fired hot-water boiler | [8 empty] | 3328900% | 10:00 | 593 | 1399 | 112 | 1 | 24 | 0 | 1 | 27 | 112 | 1 | 24 | 131 | 1 | 24 | 0 | 1 | 27 | 131 | 1 | 24 | 476 | 1 | 43 | 10 | A | 7 | 10 | E | 9 | 11.7 | A | 7 | 8.3 | A | 7 | 80 | A | 7 | 987 | E | 9 | 310 | A | 7 | 4.1 | A | 7 | 32000 | B | 7 | 900 | A | 7 | 1.3 | E | 8 | 0.092 | F | 8 | 0.16 | F | 8 | 0 | 1 | D | 9 | 0 | C | 8
Gas-fired steam boiler | [16 empty] | Gas-fired steam boiler | [8 empty] | 3328900% | 11:00 | 755 | 1399 | 153 | 1 | 24 | 0 | 1 | 27 | 153 | 1 | 24 | 180 | 1 | 24 | 0 | 1 | 27 | 180 | 1 | 24 | 680 | 1 | 43 | 10 | A | 7 | 10 | E | 9 | 11.7 | A | 7 | 7.8 | A | 7 | 77 | A | 7 | 987 | E | 9 | 310 | A | 7 | 5.1 | A | 7 | 32000 | B | 7 | 900 | A | 7 | 1.3 | E | 8 | 0.092 | F | 8 | 0.16 | F | 8 | 0 | 1 | D | 9 | 0 | C | 8
Oil-fired hot-water boiler | [16 empty] | Oil-fired hot-water boiler | [8 empty] | 3328900% | 12:00 | 855 | 1399 | 178 | 1 | 24 | 0 | 1 | 27 | 178 | 1 | 24 | 210 | 1 | 24 | 0 | 1 | 27 | 210 | 1 | 24 | 813 | 1 | 43 | 10 | A | 7 | 10 | E | 9 | 12.2 | A | 7 | 7.2 | A | 7 | 71 | A | 7 | 987 | E | 9 | 290 | A | 7 | 6.2 | A | 7 | 40000 | B | 7 | 2400 | A | 7 | 1.3 | E | 8 | 0.092 | F | 8 | 0.16 | F | 8 | 0 | 1 | D | 9 | 0 | C | 8
Oil-fired steam boiler | [16 empty] | Oil-fired steam boiler | [8 empty] | 3328900% | 13:00 | 885 | 1399 | 432 | 1 | 25 | 140 | 1 | 28 | 343 | 1 | 25 | 466 | 1 | 25 | 146 | 1 | 28 | 373 | 1 | 25 | 959 | 1 | 45 | 10 | B | 8 | 8 | B | 8 | 12 | B | 8 | 4.6 | B | 8 | 60 | A | 7 | 987 | E | 9 | 300 | B | 8 | 7.5 | B | 8 | 36000 | C | 8 | 2700 | B | 8 | 1.3 | E | 8 | 0.092 | F | 8 | 0.16 | F | 8 | 0 | 1 | D | 9 | 0 | C | 8
[26 empty] | 3328900% | 14:00 | 843 | 1399 | 370 | 1 | 24 | 384 | 1 | 27 | 138 | 1 | 24 | 409 | 1 | 24 | 396 | 1 | 27 | 170 | 1 | 24 | 317 | 1 | 43 | 9 | A | 7 | 5 | E | 9 | 11.7 | A | 7 | 2.2 | A | 7 | 52 | A | 7 | 987 | E | 9 | 300 | A | 7 | 8.8 | A | 7 | 32000 | B | 7 | 3000 | A | 7 | 1.3 | E | 8 | 0.092 | F | 8 | 0.16 | F | 8 | 0 | 1 | D | 9 | 0 | C | 8
Equipment | Type | Subcategory | Size Category | Options | Index Name | EER/EER2 Base | SEER2/IEER Base | HSPF2/COP Base | Qualifying EER | Qualifying IEER/SEER2 | Qualifying COP/HSPF2 | Tier 2 EER | Tier 2 COP | Baseline Source | Corresponding AC SEER/IEER base | [10 empty] | 3328900% | 15:00 | 732 | 1399 | 330 | 1 | 24 | 247 | 1 | 27 | 201 | 1 | 24 | 356 | 1 | 24 | 258 | 1 | 27 | 221 | 1 | 24 | 458 | 1 | 43 | 9 | A | 7 | 5 | E | 9 | 10.6 | A | 7 | -0.5 | A | 7 | 46 | A | 7 | 987 | E | 9 | 290 | A | 7 | 8.8 | A | 7 | 32000 | B | 7 | 3000 | A | 7 | 1.3 | E | 8 | 0.092 | F | 8 | 0.16 | F | 8 | 0 | 1 | D | 9 | 0 | C | 8
[26 empty] | 3328900% | 16:00 | 560 | 1399 | 333 | 1 | 24 | 471 | 1 | 27 | 144 | 1 | 24 | 348 | 1 | 24 | 452 | 1 | 27 | 166 | 1 | 24 | 285 | 1 | 43 | 9 | A | 7 | 5 | E | 9 | 10 | A | 7 | -2.1 | A | 7 | 42 | A | 7 | 987 | E | 9 | 30 | A | 7 | 8.8 | A | 7 | 32000 | B | 7 | 3000 | A | 7 | 1.3 | E | 8 | 0.092 | F | 8 | 0.16 | F | 8 | 0 | 1 | D | 9 | 0 | C | 8
Heat Pumps | Air Source | Split | <5.4 tons | N/A | Air Source Split <5.4 tons | 10.5 | 14.3 | 7.5 | 10.5 | 14.3 | 7.5 |  |  | IECC 2021 - Table C403.3.2(2) | [11 empty] | 3328900% | 17:00 | 339 | 1399 | 130 | 1 | 24 | 129 | 1 | 27 | 98 | 1 | 24 | 140 | 1 | 24 | 109 | 1 | 27 | 114 | 1 | 24 | 214 | 1 | 43 | 9 | A | 7 | 5 | E | 9 | 7.2 | A | 7 | -0.5 | A | 7 | 58 | A | 7 | 987 | E | 9 | 290 | A | 7 | 7.7 | A | 7 | 32000 | B | 7 | 3600 | A | 7 | 1.4 | E | 8 | 0.092 | F | 8 | 0.16 | F | 8 | 0 | 1 | D | 9 | 0 | C | 8
| Air Source | Packaged | <5.4 tons | N/A | Air Source Packaged <5.4 tons | 10.6 | 13.4 | 6.7 | 10.6 | 13.4 | 6.7 |  |  | IECC 2021 - Table C403.3.2(2) | [11 empty] | 3328900% | 18:00 | 91 | 1201 | 27 | 1 | 24 | 16 | 1 | 27 | 26 | 1 | 24 | 30 | 1 | 24 | 10 | 1 | 27 | 29 | 1 | 24 | 62 | 1 | 43 | 9 | A | 7 | 5 | E | 9 | 6.1 | A | 7 | -2.7 | A | 7 | 52 | A | 7 | 987 | E | 9 | 280 | A | 7 | 6.2 | A | 7 | 24000 | B | 7 | 77777 | A | 7 | 1.4 | E | 8 | 0.092 | F | 8 | 0.16 | F | 8 | 0 | 1 | D | 9 | 0 | C | 8
| Air Source | Split | ≥5.4 to <11.25 Tons | Electric Resistance | Air Source Split ≥5.4 to <11.25 TonsElectric Resistance | 11 | 14.1 | 3.4 | 11 | 14.1 | 3.4 |  |  | IECC 2021 - Table C403.3.2(2) | [11 empty] | 3328900% | 19:00 | 0 | 0 | 0 | 1 | 0 | 0 | 1 | 0 | 0 | 1 | 0 | 0 | 1 | 0 | 0 | 1 | 0 | 0 | 1 | 0 | 0 | 1 | 0 | 3 | A | 7 | 3 | E | 9 | 4.4 | A | 7 | -3.8 | A | 7 | 53 | A | 7 | 987 | E | 9 | 300 | A | 7 | 4.1 | A | 7 | 24000 | B | 7 | 77777 | A | 7 | 1.4 | E | 8 | 0.092 | F | 8 | 0.16 | F | 8 | 0 | 1 | D | 9 | 0 | C | 8
| Air Source | Packaged | ≥5.4 to <11.25 Tons | Electric Resistance | Air Source Packaged ≥5.4 to <11.25 TonsElectric Resistance | 11 | 14.1 | 3.4 | 11 | 14.1 | 3.4 |  |  | IECC 2021 - Table C403.3.2(2) | [11 empty] | 3328900% | 20:00 | 0 | 0 | 0 | 1 | 0 | 0 | 1 | 0 | 0 | 1 | 0 | 0 | 1 | 0 | 0 | 1 | 0 | 0 | 1 | 0 | 0 | 1 | 0 | 0 | A | 7 | 0 | E | 9 | 3.9 | A | 7 | -4.3 | A | 7 | 53 | A | 7 | 987 | E | 9 | 310 | A | 7 | 4.1 | A | 7 | 24000 | B | 7 | 77777 | A | 7 | 1.4 | E | 8 | 0.092 | F | 8 | 0.16 | F | 8 | 0 | 1 | D | 9 | 0 | C | 8
| Air Source | Split | ≥5.4 to <11.25 Tons | None | Air Source Split ≥5.4 to <11.25 TonsNone | 11 | 14.1 | 3.4 | 11 | 14.1 | 3.4 |  |  | IECC 2021 - Table C403.3.2(2) | [11 empty] | 3328900% | 21:00 | 0 | 0 | 0 | 1 | 0 | 0 | 1 | 0 | 0 | 1 | 0 | 0 | 1 | 0 | 0 | 1 | 0 | 0 | 1 | 0 | 0 | 1 | 0 | 0 | A | 7 | 0 | E | 9 | 3.9 | A | 7 | -5 | B | 8 | 50 | A | 7 | 987 | E | 9 | 300 | A | 7 | 6.7 | A | 7 | 16000 | B | 7 | 77777 | A | 7 | 1.4 | E | 8 | 0.092 | F | 8 | 0.16 | F | 8 | 0 | 1 | D | 9 | 0 | C | 8
| Air Source | Packaged | ≥5.4 to <11.25 Tons | None | Air Source Packaged ≥5.4 to <11.25 TonsNone | 11 | 14.1 | 3.4 | 11 | 14.1 | 3.4 |  |  | IECC 2021 - Table C403.3.2(2) | [11 empty] | 3328900% | 22:00 | 0 | 0 | 0 | 1 | 0 | 0 | 1 | 0 | 0 | 1 | 0 | 0 | 1 | 0 | 0 | 1 | 0 | 0 | 1 | 0 | 0 | 1 | 0 | 0 | A | 7 | 0 | E | 9 | 1.1 | A | 7 | -4.7 | B | 8 | 62 | A | 7 | 987 | E | 9 | 360 | A | 7 | 1.5 | A | 7 | 16000 | B | 7 | 77777 | A | 7 | 1.4 | E | 8 | 0.092 | F | 8 | 0.16 | F | 8 | 0 | 1 | D | 9 | 0 | C | 8
| Air Source | Split | ≥5.4 to <11.25 Tons | Other | Air Source Split ≥5.4 to <11.25 TonsOther | 11 | 13.9 | 3.4 | 11 | 13.9 | 3.4 |  |  | IECC 2021 - Table C403.3.2(2) | [11 empty] | 3328900% | 23:00 | 0 | 0 | 0 | 1 | 0 | 0 | 1 | 0 | 0 | 1 | 0 | 0 | 1 | 0 | 0 | 1 | 0 | 0 | 1 | 0 | 0 | 1 | 0 | 0 | B | 8 | 0 | B | 8 | 0.1 | B | 8 | -4.4 | B | 8 | 69 | A | 7 | 987 | E | 9 | 340 | B | 8 | 1.6 | B | 8 | 17000 | C | 8 | 77777 | B | 8 | 1.4 | E | 8 | 0.092 | F | 8 | 0.16 | F | 8 | 0 | 1 | D | 9 | 0 | C | 8
| Air Source | Packaged | ≥5.4 to <11.25 Tons | Other | Air Source Packaged ≥5.4 to <11.25 TonsOther | 11 | 13.9 | 3.4 | 11 | 13.9 | 3.4 |  |  | IECC 2021 - Table C403.3.2(2) | [11 empty] | 3328900% | 24:00 | 0 | 0 | 0 | 1 | 0 | 0 | 1 | 0 | 0 | 1 | 0 | 0 | 1 | 0 | 0 | 1 | 0 | 0 | 1 | 0 | 0 | 1 | 0 | 1 | B | 8 | 1 | B | 8 | -0.1 | B | 8 | -4.4 | B | 8 | 70 | A | 7 | 987 | E | 9 | 330 | B | 8 | 1.8 | B | 8 | 18000 | C | 8 | 77777 | B | 8 | 1.5 | E | 8 | 0.092 | F | 8 | 0.16 | F | 8 | 0 | 1 | D | 9 | 0 | C | 8
| Air Source | Split | ≥11.25 to <20 Tons | Electric Resistance | Air Source Split ≥11.25 to <20 TonsElectric Resistance | 10.6 | 13.5 | 3.3 | 10.6 | 13.5 | 3.3 |  |  | IECC 2021 - Table C403.3.2(2) | [11 empty] | 3329000% | 1:00 | 0 | 0 | 0 | 1 | 0 | 0 | 1 | 0 | 0 | 1 | 0 | 0 | 1 | 0 | 0 | 1 | 0 | 0 | 1 | 0 | 0 | 1 | 0 | 1 | B | 8 | 1 | B | 8 | -0.3 | B | 8 | -3.9 | B | 8 | 74 | A | 7 | 987 | E | 9 | 310 | B | 8 | 1.9 | B | 8 | 19000 | C | 8 | 77777 | B | 8 | 1.5 | E | 8 | 0.093 | F | 8 | 0.16 | F | 8 | 0 | 1 | D | 9 | 0 | C | 8
| Air Source | Packaged | ≥11.25 to <20 Tons | Electric Resistance | Air Source Packaged ≥11.25 to <20 TonsElectric Resistance | 10.6 | 13.5 | 3.3 | 10.6 | 13.5 | 3.3 |  |  | IECC 2021 - Table C403.3.2(2) | [11 empty] | 3329000% | 2:00 | 0 | 0 | 0 | 1 | 0 | 0 | 1 | 0 | 0 | 1 | 0 | 0 | 1 | 0 | 0 | 1 | 0 | 0 | 1 | 0 | 0 | 1 | 0 | 2 | B | 8 | 2 | B | 8 | -0.6 | B | 8 | -3.9 | B | 8 | 76 | A | 7 | 987 | E | 9 | 290 | B | 8 | 2.1 | B | 8 | 20000 | C | 8 | 77777 | B | 8 | 1.5 | E | 8 | 0.093 | F | 8 | 0.16 | F | 8 | 0 | 1 | D | 9 | 0 | C | 8
| Air Source | Split | ≥11.25 to <20 Tons | None | Air Source Split ≥11.25 to <20 TonsNone | 10.6 | 13.5 | 3.3 | 10.6 | 13.5 | 3.3 |  |  | IECC 2021 - Table C403.3.2(2) | [11 empty] | 3329000% | 3:00 | 0 | 0 | 0 | 1 | 0 | 0 | 1 | 0 | 0 | 1 | 0 | 0 | 1 | 0 | 0 | 1 | 0 | 0 | 1 | 0 | 0 | 1 | 0 | 2 | B | 8 | 2 | B | 8 | -0.8 | B | 8 | -3.7 | B | 8 | 78 | A | 7 | 987 | E | 9 | 270 | B | 8 | 2.2 | B | 8 | 21000 | C | 8 | 77777 | B | 8 | 1.5 | E | 8 | 0.093 | F | 8 | 0.16 | F | 8 | 0 | 1 | D | 9 | 0 | C | 8
| Air Source | Packaged | ≥11.25 to <20 Tons | None | Air Source Packaged ≥11.25 to <20 TonsNone | 10.6 | 13.5 | 3.3 | 10.6 | 13.5 | 3.3 |  |  | IECC 2021 - Table C403.3.2(2) | [11 empty] | 3329000% | 4:00 | 0 | 0 | 0 | 1 | 0 | 0 | 1 | 0 | 0 | 1 | 0 | 0 | 1 | 0 | 0 | 1 | 0 | 0 | 1 | 0 | 0 | 1 | 0 | 2 | B | 8 | 2 | B | 8 | -1.1 | B | 8 | -3.6 | B | 8 | 81 | A | 7 | 987 | E | 9 | 260 | B | 8 | 2.3 | B | 8 | 22000 | C | 8 | 77777 | B | 8 | 1.5 | E | 8 | 0.093 | F | 8 | 0.16 | F | 8 | 0 | 1 | D | 9 | 0 | C | 8
| Air Source | Split | ≥11.25 to <20 Tons | Other | Air Source Split ≥11.25 to <20 TonsOther | 10.6 | 13.3 | 3.3 | 10.6 | 13.3 | 3.3 |  |  | IECC 2021 - Table C403.3.2(2) | [11 empty] | 3329000% | 5:00 | 0 | 0 | 0 | 1 | 0 | 0 | 1 | 0 | 0 | 1 | 0 | 0 | 1 | 0 | 0 | 1 | 0 | 0 | 1 | 0 | 0 | 1 | 0 | 3 | B | 8 | 3 | B | 8 | -1.3 | B | 8 | -3.3 | B | 8 | 85 | A | 7 | 987 | E | 9 | 240 | B | 8 | 2.5 | B | 8 | 23000 | C | 8 | 77777 | B | 8 | 1.5 | E | 8 | 0.093 | F | 8 | 0.16 | F | 8 | 0 | 1 | D | 9 | 0 | C | 8
| Air Source | Packaged | ≥11.25 to <20 Tons | Other | Air Source Packaged ≥11.25 to <20 TonsOther | 10.6 | 13.3 | 3.3 | 10.6 | 13.3 | 3.3 |  |  | IECC 2021 - Table C403.3.2(2) | [11 empty] | 3329000% | 6:00 | 0 | 0 | 0 | 1 | 0 | 0 | 1 | 0 | 0 | 1 | 0 | 0 | 1 | 0 | 0 | 1 | 0 | 0 | 1 | 0 | 0 | 1 | 0 | 3 | A | 7 | 3 | E | 9 | -1 | A | 7 | -3.2 | A | 7 | 83 | A | 7 | 987 | E | 9 | 220 | A | 7 | 2.6 | A | 7 | 24000 | B | 7 | 77777 | A | 7 | 1.5 | E | 8 | 0.093 | F | 8 | 0.16 | F | 8 | 0 | 1 | D | 9 | 0 | C | 8
| Air Source | Split | ≥20 Tons | Electric Resistance | Air Source Split ≥20 TonsElectric Resistance | 9.5 | 12.5 | 3.2 | 9.5 | 12.5 | 3.2 |  |  | IECC 2021 - Table C403.3.2(2) | [11 empty] | 3329000% | 7:00 | 0 | 58 | 0 | 1 | 24 | 4 | 1 | 27 | 0 | 1 | 24 | 0 | 1 | 24 | 0 | 1 | 27 | 0 | 1 | 24 | 0 | 1 | 43 | 2 | A | 7 | 2 | E | 9 | -1.6 | A | 7 | -3.2 | A | 7 | 87 | A | 7 | 987 | E | 9 | 210 | A | 7 | 5.1 | A | 7 | 24000 | B | 7 | 77777 | A | 7 | 1.6 | E | 8 | 0.093 | F | 8 | 0.16 | F | 8 | 0 | 1 | D | 9 | 0 | C | 8
| Air Source | Packaged | ≥20 Tons | Electric Resistance | Air Source Packaged ≥20 TonsElectric Resistance | 9.5 | 12.5 | 3.2 | 9.5 | 12.5 | 3.2 |  |  | IECC 2021 - Table C403.3.2(2) | [11 empty] | 3329000% | 8:00 | 136 | 1398 | 57 | 1 | 24 | 242 | 1 | 27 | 33 | 1 | 24 | 59 | 1 | 24 | 123 | 1 | 27 | 47 | 1 | 24 | 59 | 1 | 43 | 3 | A | 7 | 3 | E | 9 | 0 | A | 7 | -3.2 | A | 7 | 77 | A | 7 | 987 | E | 9 | 200 | A | 7 | 4.6 | A | 7 | 24000 | B | 7 | 77777 | A | 7 | 1.5 | E | 8 | 0.093 | F | 8 | 0.16 | F | 8 | 0 | 1 | D | 9 | 0 | C | 8
| Air Source | Split | ≥20 Tons | None | Air Source Split ≥20 TonsNone | 9.5 | 12.5 | 3.2 | 9.5 | 12.5 | 3.2 |  |  | IECC 2021 - Table C403.3.2(2) | [11 empty] | 3329000% | 9:00 | 385 | 1398 | 234 | 1 | 24 | 690 | 1 | 27 | 43 | 1 | 24 | 245 | 1 | 24 | 608 | 1 | 27 | 77 | 1 | 24 | 91 | 1 | 43 | 0 | A | 7 | 0 | E | 9 | 2.8 | A | 7 | -2.1 | A | 7 | 69 | A | 7 | 987 | E | 9 | 180 | A | 7 | 4.1 | A | 7 | 24000 | B | 7 | 77777 | A | 7 | 1.5 | E | 8 | 0.093 | F | 8 | 0.16 | F | 8 | 0 | 1 | D | 9 | 0 | C | 8
| Air Source | Packaged | ≥20 Tons | None | Air Source Packaged ≥20 TonsNone | 9.5 | 12.5 | 3.2 | 9.5 | 12.5 | 3.2 |  |  | IECC 2021 - Table C403.3.2(2) | [11 empty] | 3329000% | 10:00 | 599 | 1398 | 359 | 1 | 24 | 530 | 1 | 27 | 131 | 1 | 24 | 382 | 1 | 24 | 517 | 1 | 27 | 159 | 1 | 24 | 259 | 1 | 43 | 3 | A | 7 | 3 | E | 9 | 5 | A | 7 | -2.7 | A | 7 | 56 | A | 7 | 987 | E | 9 | 230 | A | 7 | 5.1 | A | 7 | 24000 | B | 7 | 77777 | A | 7 | 1.5 | E | 8 | 0.093 | F | 8 | 0.16 | F | 8 | 0 | 1 | D | 9 | 0 | C | 8
| Air Source | Split | ≥20 Tons | Other | Air Source Split ≥20 TonsOther | 9.5 | 12.3 | 3.2 | 9.5 | 12.3 | 3.2 |  |  | IECC 2021 - Table C403.3.2(2) | [11 empty] | 3329000% | 11:00 | 762 | 1398 | 529 | 1 | 24 | 805 | 1 | 27 | 90 | 1 | 24 | 559 | 1 | 24 | 798 | 1 | 27 | 123 | 1 | 24 | 202 | 1 | 43 | 2 | A | 7 | 2 | E | 9 | 8.3 | A | 7 | -5.5 | A | 7 | 35 | A | 7 | 987 | E | 9 | 260 | A | 7 | 2.1 | A | 7 | 24000 | B | 7 | 77777 | A | 7 | 1.4 | E | 8 | 0.093 | F | 8 | 0.16 | F | 8 | 0 | 1 | D | 9 | 0 | C | 8
| Air Source | Packaged | ≥20 Tons | Other | Air Source Packaged ≥20 TonsOther | 9.5 | 12.3 | 3.2 | 9.5 | 12.3 | 3.2 |  |  | IECC 2021 - Table C403.3.2(2) | [11 empty] | 3329000% | 12:00 | 861 | 1398 | 598 | 1 | 24 | 749 | 1 | 27 | 136 | 1 | 24 | 635 | 1 | 24 | 757 | 1 | 27 | 167 | 1 | 24 | 334 | 1 | 43 | 3 | A | 7 | 3 | E | 9 | 11.7 | A | 7 | -4.3 | A | 7 | 31 | A | 7 | 987 | E | 9 | 210 | A | 7 | 4.6 | A | 7 | 24000 | B | 7 | 77777 | A | 7 | 1.4 | E | 8 | 0.093 | F | 8 | 0.16 | F | 8 | 0 | 1 | D | 9 | 0 | C | 8
| Water Source | Water to Air | <1.42 tons | N/A | Water Source Water to Air <1.42 tons | 12.2 |  | 4.3 | 13.2 |  | 4.7 |  |  | PA 2021 TRM C&I - 3.2.3 | [11 empty] | 3329000% | 13:00 | 891 | 1398 | 624 | 1 | 24 | 819 | 1 | 27 | 102 | 1 | 24 | 665 | 1 | 24 | 823 | 1 | 27 | 139 | 1 | 24 | 255 | 1 | 43 | 2 | A | 7 | 2 | E | 9 | 12.8 | A | 7 | -4.3 | A | 7 | 29 | A | 7 | 987 | E | 9 | 210 | A | 7 | 5.1 | A | 7 | 24000 | B | 7 | 77777 | A | 7 | 1.4 | E | 8 | 0.093 | F | 8 | 0.16 | F | 8 | 0 | 1 | D | 9 | 0 | C | 8
| Water Source | Water to Air | ≥17,000 to <135,000 Btu/h | N/A | Water Source Water to Air ≥17,000 to <135,000 Btu/h | 13 |  | 4.3 | 14 |  | 4.7 |  |  | PA 2021 TRM C&I - 3.2.3 | [11 empty] | 3329000% | 14:00 | 849 | 1398 | 234 | 1 | 24 | 92 | 1 | 27 | 178 | 1 | 24 | 262 | 1 | 24 | 97 | 1 | 27 | 203 | 1 | 24 | 484 | 1 | 43 | 9 | A | 7 | 9 | E | 9 | 15.6 | A | 7 | -5.5 | A | 7 | 22 | A | 7 | 987 | E | 9 | 210 | A | 7 | 7.2 | A | 7 | 24000 | B | 7 | 77777 | A | 7 | 1.4 | E | 8 | 0.093 | F | 8 | 0.16 | F | 8 | 0 | 1 | D | 9 | 0 | C | 8
| Water Source | Water to Water | <135,000 Btu/h | N/A | Water Source Water to Water <135,000 Btu/h | 10.6 |  | 3.7 | 11.6 |  | 4 |  |  | PA 2021 TRM C&I - 3.2.3 | [11 empty] | 3329000% | 15:00 | 738 | 1398 | 243 | 1 | 25 | 34 | 1 | 28 | 225 | 1 | 25 | 267 | 1 | 25 | 34 | 1 | 28 | 249 | 1 | 25 | 689 | 1 | 45 | 10 | B | 8 | 10 | B | 8 | 16.5 | B | 8 | -4.8 | B | 8 | 22 | A | 7 | 987 | E | 9 | 230 | B | 8 | 7.5 | B | 8 | 32000 | C | 8 | 14750 | B | 8 | 1.3 | E | 8 | 0.093 | F | 8 | 0.16 | F | 8 | 0 | 1 | D | 9 | 0 | C | 8
| Ground Source | Brine to Air | <135,000 Btu/h | Tier 1 | Ground Source Brine to Air <135,000 Btu/h | 14.1 |  | 3.2 | 15.5 |  | 3.4 | 16.2 | 3.5 | PA 2021 TRM C&I - 3.2.3 | [11 empty] | 3329000% | 16:00 | 566 | 1398 | 145 | 1 | 24 | 0 | 1 | 27 | 145 | 1 | 24 | 165 | 1 | 24 | 0 | 1 | 27 | 165 | 1 | 24 | 564 | 1 | 43 | 10 | A | 7 | 10 | E | 9 | 16.7 | A | 7 | -4.3 | A | 7 | 22 | A | 7 | 987 | E | 9 | 250 | A | 7 | 7.7 | A | 7 | 40000 | B | 7 | 7500 | A | 7 | 1.3 | E | 8 | 0.093 | F | 8 | 0.16 | F | 8 | 0 | 1 | D | 9 | 0 | C | 8
| Ground Source | Brine to Water | <135,000 Btu/h | Tier 1 | Ground Source Brine to Water <135,000 Btu/h | 12.1 |  | 2.5 | 13.3 |  | 2.6 | 13.9 | 2.8 | PA 2021 TRM C&I - 3.2.3 | [11 empty] | 3329000% | 17:00 | 344 | 1398 | 79 | 1 | 24 | 0 | 1 | 27 | 79 | 1 | 24 | 89 | 1 | 24 | 0 | 1 | 27 | 89 | 1 | 24 | 288 | 1 | 43 | 10 | A | 7 | 10 | E | 9 | 15.6 | A | 7 | -2.1 | A | 7 | 29 | A | 7 | 987 | E | 9 | 260 | A | 7 | 5.1 | A | 7 | 32000 | B | 7 | 7500 | A | 7 | 1.3 | E | 8 | 0.093 | F | 8 | 0.16 | F | 8 | 0 | 1 | D | 9 | 0 | C | 8
| Groundwater Source | Water to Air | <135,000 Btu/h | Tier 1 | Groundwater Source Water to Air <135,000 Btu/h | 18 |  | 3.7 | 19.8 |  | 3.9 | 20.7 | 4.1 | PA 2021 TRM C&I - 3.2.3 | [11 empty] | 3329000% | 18:00 | 95 | 1224 | 39 | 1 | 24 | 14 | 1 | 27 | 37 | 1 | 24 | 42 | 1 | 24 | 9 | 1 | 27 | 41 | 1 | 24 | 82 | 1 | 43 | 9 | A | 7 | 9 | E | 9 | 13.9 | A | 7 | -2.7 | A | 7 | 31 | A | 7 | 987 | E | 9 | 250 | A | 7 | 5.1 | A | 7 | 32000 | B | 7 | 7500 | A | 7 | 1.3 | E | 8 | 0.093 | F | 8 | 0.16 | F | 8 | 0 | 1 | D | 9 | 0 | C | 8
| Groundwater Source | Water to Water | <135,000 Btu/h | Tier 1 | Groundwater Source Water to Water <135,000 Btu/h | 16.3 |  | 3.1 | 17.9 |  | 3.3 | 18.7 | 3.4 | PA 2021 TRM C&I - 3.2.3 | [11 empty] | 3329000% | 19:00 | 0 | 0 | 0 | 1 | 0 | 0 | 1 | 0 | 0 | 1 | 0 | 0 | 1 | 0 | 0 | 1 | 0 | 0 | 1 | 0 | 0 | 1 | 0 | 9 | A | 7 | 9 | E | 9 | 12.8 | A | 7 | -3.2 | A | 7 | 32 | A | 7 | 987 | E | 9 | 250 | A | 7 | 5.7 | A | 7 | 24000 | B | 7 | 7500 | A | 7 | 1.2 | E | 8 | 0.093 | F | 8 | 0.16 | F | 8 | 0 | 1 | D | 9 | 0 | C | 8
| Mini-Split | Heat Pump | <5.4 tons | N/A | Mini-Split Heat Pump <5.4 tons | 10.5 | 14.3 | 7.5 | 11.7 | 15.2 | 7.8 |  |  | Federal Efficiency Standards | [11 empty] | 3329000% | 20:00 | 0 | 0 | 0 | 1 | 0 | 0 | 1 | 0 | 0 | 1 | 0 | 0 | 1 | 0 | 0 | 1 | 0 | 0 | 1 | 0 | 0 | 1 | 0 | 3 | A | 7 | 3 | E | 9 | 12.2 | A | 7 | -3.2 | A | 7 | 33 | A | 7 | 987 | E | 9 | 240 | A | 7 | 6.2 | A | 7 | 24000 | B | 7 | 77777 | A | 7 | 1.2 | E | 8 | 0.093 | F | 8 | 0.16 | F | 8 | 0 | 1 | D | 9 | 0 | C | 8
| Cold Climate | Split | <5.4 tons | N/A | Cold Climate Split <5.4 tons | 10.5 | 14.3 | 7.5 | 10.5 | 14.3 | 7.5 |  |  | IECC 2021 - Table C403.3.2(2) | [11 empty] | 3329000% | 21:00 | 0 | 0 | 0 | 1 | 0 | 0 | 1 | 0 | 0 | 1 | 0 | 0 | 1 | 0 | 0 | 1 | 0 | 0 | 1 | 0 | 0 | 1 | 0 | 2 | A | 7 | 2 | E | 9 | 11.7 | A | 7 | -4.1 | E | 9 | 32 | A | 7 | 987 | E | 9 | 240 | A | 7 | 6.2 | A | 7 | 16000 | B | 7 | 77777 | A | 7 | 1.2 | E | 8 | 0.093 | F | 8 | 0.16 | F | 8 | 0 | 1 | D | 9 | 0 | C | 8
| Cold Climate | Packaged | <5.4 tons | N/A | Cold Climate Packaged <5.4 tons | 10.6 | 13.4 | 6.7 | 10.6 | 13.4 | 6.7 |  |  | IECC 2021 - Table C403.3.2(2) | [11 empty] | 3329000% | 22:00 | 0 | 0 | 0 | 1 | 0 | 0 | 1 | 0 | 0 | 1 | 0 | 0 | 1 | 0 | 0 | 1 | 0 | 0 | 1 | 0 | 0 | 1 | 0 | 3 | A | 7 | 3 | E | 9 | 10.6 | A | 7 | -4.1 | E | 9 | 34 | A | 7 | 987 | E | 9 | 210 | A | 7 | 4.6 | A | 7 | 24000 | B | 7 | 77777 | A | 7 | 1.1 | E | 8 | 0.093 | F | 8 | 0.16 | F | 8 | 0 | 1 | D | 9 | 0 | C | 8
[26 empty] | 3329000% | 23:00 | 0 | 0 | 0 | 1 | 0 | 0 | 1 | 0 | 0 | 1 | 0 | 0 | 1 | 0 | 0 | 1 | 0 | 0 | 1 | 0 | 0 | 1 | 0 | 3 | B | 8 | 3 | B | 8 | 9.3 | B | 8 | -4.2 | E | 9 | 37 | A | 7 | 987 | E | 9 | 230 | B | 8 | 4 | B | 8 | 24000 | C | 8 | 77777 | B | 8 | 1.1 | E | 8 | 0.093 | F | 8 | 0.16 | F | 8 | 0 | 1 | D | 9 | 0 | C | 8
Space/Building Type | M-A TRM Mapped Building Type | EFLHcool | EFLHheat | EFLHgas | M-A TRM | Dual Enthalpy Savings Factor |  | Space/Building Type for HVAC units | ETDF Mapped Bldg Type | Consumption/Cap | load_shape_name | Building Type | ETDF_summer peak | ETDF_winter peak | [11 empty] | 3329000% | 24:00 | 0 | 0 | 0 | 1 | 0 | 0 | 1 | 0 | 0 | 1 | 0 | 0 | 1 | 0 | 0 | 1 | 0 | 0 | 1 | 0 | 0 | 1 | 0 | 2 | B | 8 | 2 | B | 8 | 8.8 | B | 8 | -4.4 | E | 9 | 37 | A | 7 | 987 | E | 9 | 250 | B | 8 | 3.5 | B | 8 | 24000 | C | 8 | 77777 | B | 8 | 1.1 | E | 8 | 0.093 | F | 8 | 0.16 | F | 8 | 0 | 1 | D | 9 | 0 | C | 8
|  | Hagerstown, MD | Hagerstown, MD | Hagerstown, MD | Mapped | Hagerstown, MD |  |  |  |  | Cooling | FullServiceRestaurant | 0.0008328 | [12 empty] | 3329100% | 1:00 | 0 | 0 | 0 | 1 | 0 | 0 | 1 | 0 | 0 | 1 | 0 | 0 | 1 | 0 | 0 | 1 | 0 | 0 | 1 | 0 | 0 | 1 | 0 | 2 | B | 8 | 2 | B | 8 | 8.3 | B | 8 | -3.6 | E | 9 | 41 | A | 7 | 987 | E | 9 | 270 | B | 8 | 2.9 | B | 8 | 24000 | C | 8 | 77777 | B | 8 | 1.1 | E | 8 | 0.093 | F | 8 | 0.16 | F | 8 | 0 | 1 | D | 9 | 0 | C | 8
Arena/Auditorium/Convention | Assembly | 849 | 1090 | 1755 | Assembly | 25 |  | Arena/Auditorium/Convention | Other | 341 | Cooling | Hospital | 0.0003778 | [12 empty] | 3329100% | 2:00 | 0 | 0 | 0 | 1 | 0 | 0 | 1 | 0 | 0 | 1 | 0 | 0 | 1 | 0 | 0 | 1 | 0 | 0 | 1 | 0 | 0 | 1 | 0 | 2 | B | 8 | 2 | B | 8 | 7.7 | B | 8 | -3.2 | E | 9 | 45 | A | 7 | 987 | E | 9 | 290 | B | 8 | 2.3 | B | 8 | 24000 | C | 8 | 77777 | B | 8 | 1 | E | 8 | 0.093 | F | 8 | 0.16 | F | 8 | 0 | 1 | D | 9 | 0 | C | 8
Auto-Related | Retail - Small | 828 | 608 | 545 | Small Retail | 56 |  | Auto-Related | RetailStripmall | 528 | Cooling | LargeHotel | 0.0004755 | [12 empty] | 3329100% | 3:00 | 0 | 0 | 0 | 1 | 0 | 0 | 1 | 0 | 0 | 1 | 0 | 0 | 1 | 0 | 0 | 1 | 0 | 0 | 1 | 0 | 0 | 1 | 0 | 1 | B | 8 | 1 | B | 8 | 7.2 | B | 8 | -2.7 | E | 9 | 48 | A | 7 | 987 | E | 9 | 300 | B | 8 | 1.7 | B | 8 | 24000 | C | 8 | 77777 | B | 8 | 1 | E | 8 | 0.093 | F | 8 | 0.16 | F | 8 | 0 | 1 | D | 9 | 0 | C | 8
Convenience Stores | Grocery | 610 | 962 | 962 | Small Retail | 56 |  | Convenience Stores | RetailStandalone | 528 | Cooling | LargeOffice | 0.0003938 | [12 empty] | 3329100% | 4:00 | 0 | 0 | 0 | 1 | 0 | 0 | 1 | 0 | 0 | 1 | 0 | 0 | 1 | 0 | 0 | 1 | 0 | 0 | 1 | 0 | 0 | 1 | 0 | 1 | B | 8 | 1 | B | 8 | 6.6 | B | 8 | -2.5 | E | 9 | 51 | A | 7 | 987 | E | 9 | 320 | B | 8 | 1.2 | B | 8 | 24000 | C | 8 | 77777 | B | 8 | 1 | E | 8 | 0.093 | F | 8 | 0.16 | F | 8 | 0 | 1 | D | 9 | 0 | C | 8
Daycare | Education - Primary School | 265 | 653 | 510 | Primary School | 39 |  | Daycare | PrimarySchool | 672 | Cooling | MediumOffice | 0.0006711 | [12 empty] | 3329100% | 5:00 | 0 | 0 | 0 | 1 | 0 | 0 | 1 | 0 | 0 | 1 | 0 | 0 | 1 | 0 | 0 | 1 | 0 | 0 | 1 | 0 | 0 | 1 | 0 | 0 | B | 8 | 0 | B | 8 | 6.1 | B | 8 | -3.3 | E | 9 | 49 | A | 7 | 987 | E | 9 | 340 | B | 8 | 0.6 | B | 8 | 24000 | C | 8 | 77777 | B | 8 | 1 | E | 8 | 0.093 | F | 8 | 0.16 | F | 8 | 0 | 1 | D | 9 | 0 | C | 8
Education – College/University | Education - University | 713 | 518 | 947 | Other | 56 |  | Education – College/University | SecondarySchool | 568 | Cooling | Outpatient | 0.000601 | [12 empty] | 3329100% | 6:00 | 0 | 0 | 0 | 1 | 0 | 0 | 1 | 0 | 0 | 1 | 0 | 0 | 1 | 0 | 0 | 1 | 0 | 0 | 1 | 0 | 0 | 1 | 0 | 0 | A | 7 | 0 | E | 9 | 6.1 | A | 7 | -4.1 | E | 9 | 46 | A | 7 | 987 | E | 9 | 0 | A | 7 | 0 | A | 7 | 24000 | B | 7 | 77777 | A | 7 | 0.9 | E | 8 | 0.093 | F | 8 | 0.16 | F | 8 | 0 | 1 | D | 9 | 0 | C | 8
Education – K-12 | Education - Secondary School | 305 | 703 | 615 | Primary School | 39 |  | Education – K-12 | SecondarySchool | 568 | Cooling | PrimarySchool | 0.0010188 | [12 empty] | 3329100% | 7:00 | 0 | 82 | 0 | 1 | 24 | 0 | 1 | 27 | 0 | 1 | 24 | 0 | 1 | 24 | 0 | 1 | 27 | 0 | 1 | 24 | 0 | 1 | 43 | 3 | A | 7 | 3 | E | 9 | 4.4 | A | 7 | -4.9 | A | 7 | 48 | A | 7 | 987 | E | 9 | 230 | A | 7 | 4.6 | A | 7 | 32000 | B | 7 | 77777 | A | 7 | 0.9 | E | 8 | 0.093 | F | 8 | 0.16 | F | 8 | 0 | 1 | D | 9 | 0 | C | 8
Grocery | Grocery | 610 | 962 | 962 | Small Retail | 56 |  | Grocery | RetailStandalone | 528 | Cooling | QuickServiceRestaurant | 0.0007826 | [12 empty] | 3329100% | 8:00 | 143 | 1398 | 45 | 1 | 24 | 98 | 1 | 27 | 35 | 1 | 24 | 48 | 1 | 24 | 48 | 1 | 27 | 43 | 1 | 24 | 64 | 1 | 43 | 2 | A | 7 | 2 | E | 9 | 6.1 | A | 7 | -4.3 | A | 7 | 45 | A | 7 | 987 | E | 9 | 230 | A | 7 | 5.1 | A | 7 | 40000 | B | 7 | 77777 | A | 7 | 0.9 | E | 8 | 0.093 | F | 8 | 0.16 | F | 8 | 0 | 1 | D | 9 | 0 | C | 8
Gymnasium/Performing Arts Theater | Assembly | 849 | 1090 | 1755 | Assembly | 25 |  | Gymnasium/Performing Arts Theater | Other | 788 | Cooling | RetailStandalone | 0.0008876 | [12 empty] | 3329100% | 9:00 | 392 | 1398 | 212 | 1 | 24 | 383 | 1 | 27 | 104 | 1 | 24 | 218 | 1 | 24 | 330 | 1 | 27 | 126 | 1 | 24 | 196 | 1 | 43 | 3 | A | 7 | 3 | E | 9 | 11.7 | A | 7 | -4.9 | A | 7 | 29 | A | 7 | 987 | E | 9 | 240 | A | 7 | 6.7 | A | 7 | 40000 | B | 7 | 77777 | A | 7 | 0.9 | E | 8 | 0.093 | F | 8 | 0.16 | F | 8 | 0 | 1 | D | 9 | 0 | C | 8
Industrial – 1 Shift/Light Mfctg | Manufacturing - 1 shift/Lighting Industrial | 413 | 572 | 709 | Light Industrial | 23 |  | Industrial – 1 Shift/Light Mfctg | Warehouse | 341 | Cooling | RetailStripmall | 0.0008139 | [12 empty] | 3329100% | 10:00 | 606 | 1398 | 390 | 1 | 24 | 605 | 1 | 27 | 127 | 1 | 24 | 401 | 1 | 24 | 576 | 1 | 27 | 150 | 1 | 24 | 246 | 1 | 43 | 2 | A | 7 | 2 | E | 9 | 13.3 | A | 7 | -3.8 | A | 7 | 29 | A | 7 | 987 | E | 9 | 230 | A | 7 | 6.7 | A | 7 | 40000 | B | 7 | 77777 | A | 7 | 0.9 | E | 8 | 0.093 | F | 8 | 0.16 | F | 8 | 0 | 1 | D | 9 | 0 | C | 8
Industrial - 2 Shift | Manufacturing - Bio Tech/High Tech | 785 | 143 | 143 | Light Industrial | 23 |  | Industrial - 2 Shift | Warehouse | 341 | Cooling | SecondarySchool | 0.0008522 | [12 empty] | 3329100% | 11:00 | 768 | 1398 | 503 | 1 | 24 | 512 | 1 | 27 | 221 | 1 | 24 | 524 | 1 | 24 | 518 | 1 | 27 | 238 | 1 | 24 | 500 | 1 | 43 | 3 | A | 7 | 3 | E | 9 | 15.6 | A | 7 | -1.6 | A | 7 | 30 | A | 7 | 987 | E | 9 | 270 | A | 7 | 10.3 | A | 7 | 40000 | B | 7 | 77777 | A | 7 | 0.9 | E | 8 | 0.093 | F | 8 | 0.16 | F | 8 | 0 | 1 | D | 9 | 0 | C | 8
Industrial - 3 Shift | Manufacturing - Bio Tech/High Tech | 785 | 143 | 143 | Light Industrial | 23 |  | Industrial - 3 Shift | Warehouse | 341 | Cooling | SmallHotel | 0.000655 | [12 empty] | 3329100% | 12:00 | 868 | 1398 | 622 | 1 | 24 | 699 | 1 | 27 | 188 | 1 | 24 | 646 | 1 | 24 | 696 | 1 | 27 | 213 | 1 | 24 | 443 | 1 | 43 | 2 | A | 7 | 2 | E | 9 | 16.7 | A | 7 | -1 | A | 7 | 30 | A | 7 | 987 | E | 9 | 250 | A | 7 | 10.3 | A | 7 | 40000 | B | 7 | 77777 | A | 7 | 0.9 | E | 8 | 0.093 | F | 8 | 0.16 | F | 8 | 0 | 1 | D | 9 | 0 | C | 8
Lodging - Common Areas | Multi-Family (Common Areas) | 1367 | 250 | 1488 | Other | 56 |  | Lodging - Common Areas | LargeHotel | 341 | Cooling | SmallOffice | 0.0010049 | [12 empty] | 3329100% | 13:00 | 897 | 1398 | 484 | 1 | 24 | 130 | 1 | 27 | 400 | 1 | 24 | 530 | 1 | 24 | 134 | 1 | 27 | 444 | 1 | 24 | 1229 | 1 | 43 | 9 | A | 7 | 9 | E | 9 | 18.3 | A | 7 | -2.1 | A | 7 | 24 | A | 7 | 987 | E | 9 | 270 | A | 7 | 10.3 | A | 7 | 32000 | B | 7 | 77777 | A | 7 | 0.9 | E | 8 | 0.093 | F | 8 | 0.16 | F | 8 | 0 | 1 | D | 9 | 0 | C | 8
Lodging (MF, Dorms) | Lodging - Hotel | 1645 | 2193 | 1239 | Other | 56 |  | Lodging (MF, Dorms) | LargeHotel | 341 | Cooling | Warehouse | 0.0015434 | [12 empty] | 3329100% | 14:00 | 855 | 1398 | 330 | 1 | 24 | 73 | 1 | 27 | 285 | 1 | 24 | 363 | 1 | 24 | 74 | 1 | 27 | 317 | 1 | 24 | 919 | 1 | 43 | 9 | A | 7 | 9 | E | 9 | 17.8 | A | 7 | -2.7 | A | 7 | 24 | A | 7 | 987 | E | 9 | 300 | A | 7 | 10.3 | A | 7 | 32000 | B | 7 | 77777 | A | 7 | 0.9 | E | 8 | 0.093 | F | 8 | 0.16 | F | 8 | 0 | 1 | D | 9 | 0 | C | 8
Lodging Hotel (Guest Rooms) | Lodging - Hotel | 1645 | 2193 | 1239 | Other | 56 |  | Lodging Hotel (Guest Rooms) | LargeHotel | 894 | Cooling | Other | 0.000692 | [12 empty] | 3329100% | 15:00 | 744 | 1398 | 220 | 1 | 24 | 10 | 1 | 27 | 215 | 1 | 24 | 251 | 1 | 24 | 9 | 1 | 27 | 247 | 1 | 24 | 866 | 1 | 43 | 9 | A | 7 | 9 | E | 9 | 15.6 | A | 7 | -2.7 | A | 7 | 28 | A | 7 | 987 | E | 9 | 300 | A | 7 | 10.3 | A | 7 | 32000 | B | 7 | 77777 | A | 7 | 0.9 | E | 8 | 0.093 | F | 8 | 0.16 | F | 8 | 0 | 1 | D | 9 | 0 | C | 8
Medical - Clinic | Office - Small | 569 | 430 | 419 | Small Office | 56 |  | Medical - Clinic | Outpatient | 788 | Electric Heat | FullServiceRestaurant |  | 0.0008317 | [11 empty] | 3329100% | 16:00 | 572 | 1398 | 297 | 1 | 24 | 88 | 1 | 27 | 260 | 1 | 24 | 323 | 1 | 24 | 87 | 1 | 27 | 288 | 1 | 24 | 642 | 1 | 43 | 9 | A | 7 | 9 | E | 9 | 12.8 | A | 7 | -3.8 | A | 7 | 30 | A | 7 | 987 | E | 9 | 310 | A | 7 | 10.3 | A | 7 | 32000 | B | 7 | 77777 | A | 7 | 0.8 | E | 8 | 0.093 | F | 8 | 0.16 | F | 8 | 0 | 1 | D | 9 | 0 | C | 8
Medical - Hospital | Health/Medical - Hospital | 1099 | 209 | 302 | Other | 56 |  | Medical - Hospital | Hospital | 788 | Electric Heat | Hospital |  | 0.001547 | [11 empty] | 3329100% | 17:00 | 350 | 1398 | 70 | 1 | 24 | 29 | 1 | 27 | 62 | 1 | 24 | 76 | 1 | 24 | 25 | 1 | 27 | 70 | 1 | 24 | 171 | 1 | 43 | 9 | A | 7 | 9 | E | 9 | 10.6 | A | 7 | -3.2 | A | 7 | 37 | A | 7 | 987 | E | 9 | 310 | A | 7 | 12.9 | A | 7 | 32000 | B | 7 | 77777 | A | 7 | 0.8 | E | 8 | 0.093 | F | 8 | 0.16 | F | 8 | 0 | 1 | D | 9 | 0 | C | 8
Multifamily/Common Areas | Multi-Family (Common Areas) | 1367 | 250 | 1488 | Other | 56 |  | Multifamily/Common Areas | Other | 894 | Electric Heat | LargeHotel |  | 0.0010263 | [11 empty] | 3329100% | 18:00 | 100 | 1246 | 23 | 1 | 24 | 3 | 1 | 27 | 22 | 1 | 24 | 25 | 1 | 24 | 0 | 1 | 27 | 25 | 1 | 24 | 77 | 1 | 43 | 9 | A | 7 | 9 | E | 9 | 6.1 | A | 7 | -1.6 | A | 7 | 57 | A | 7 | 987 | E | 9 | 330 | A | 7 | 9.3 | A | 7 | 32000 | B | 7 | 77777 | A | 7 | 0.8 | E | 8 | 0.093 | F | 8 | 0.16 | F | 8 | 0 | 1 | D | 9 | 0 | C | 8
Museum/Library | Office - Small | 569 | 430 | 419 | Small Office | 56 |  | Museum/Library | SmallOffice | 341 | Electric Heat | LargeOffice |  | 0.0010677 | [11 empty] | 3329100% | 19:00 | 0 | 0 | 0 | 1 | 0 | 0 | 1 | 0 | 0 | 1 | 0 | 0 | 1 | 0 | 0 | 1 | 0 | 0 | 1 | 0 | 0 | 1 | 0 | 3 | A | 7 | 3 | E | 9 | 3.9 | A | 7 | -3.8 | A | 7 | 55 | A | 7 | 987 | E | 9 | 330 | A | 7 | 7.7 | A | 7 | 32000 | B | 7 | 77777 | A | 7 | 0.8 | E | 8 | 0.093 | F | 8 | 0.16 | F | 8 | 0 | 1 | D | 9 | 0 | C | 8
Nursing Homes | Health/Medical - Nursing Home | 584 | 912 | 1433 | Other | 56 |  | Nursing Homes | Hospital | 672 | Electric Heat | MediumOffice |  | 0.0013316 | [11 empty] | 3329100% | 20:00 | 0 | 0 | 0 | 1 | 0 | 0 | 1 | 0 | 0 | 1 | 0 | 0 | 1 | 0 | 0 | 1 | 0 | 0 | 1 | 0 | 0 | 1 | 0 | 9 | A | 7 | 9 | E | 9 | 2.8 | A | 7 | -6.6 | A | 7 | 47 | A | 7 | 987 | E | 9 | 330 | A | 7 | 7.7 | A | 7 | 32000 | B | 7 | 77777 | A | 7 | 0.8 | E | 8 | 0.093 | F | 8 | 0.16 | F | 8 | 0 | 1 | D | 9 | 0 | C | 8
Office | Office - Small | 569 | 430 | 419 | Small Office | 56 |  | Office | SmallOffice | 511 | Electric Heat | Outpatient |  | 0.0013069 | [11 empty] | 3329100% | 21:00 | 0 | 0 | 0 | 1 | 0 | 0 | 1 | 0 | 0 | 1 | 0 | 0 | 1 | 0 | 0 | 1 | 0 | 0 | 1 | 0 | 0 | 1 | 0 | 3 | A | 7 | 3 | E | 9 | 2.8 | A | 7 | -7 | E | 9 | 45 | A | 7 | 987 | E | 9 | 310 | A | 7 | 10.3 | A | 7 | 16000 | B | 7 | 77777 | A | 7 | 0.8 | E | 8 | 0.093 | F | 8 | 0.16 | F | 8 | 0 | 1 | D | 9 | 0 | C | 8
Other | Office - Small | 569 | 430 | 419 | Other | 56 |  | Other | Other | 341 | Electric Heat | PrimarySchool |  | 0.0012313 | [11 empty] | 3329100% | 22:00 | 0 | 0 | 0 | 1 | 0 | 0 | 1 | 0 | 0 | 1 | 0 | 0 | 1 | 0 | 0 | 1 | 0 | 0 | 1 | 0 | 0 | 1 | 0 | 9 | A | 7 | 9 | E | 9 | 2.2 | A | 7 | -7.4 | E | 9 | 46 | A | 7 | 987 | E | 9 | 330 | A | 7 | 7.7 | A | 7 | 24000 | B | 7 | 6000 | A | 7 | 0.8 | E | 8 | 0.093 | F | 8 | 0.16 | F | 8 | 0 | 1 | D | 9 | 0 | C | 8
Penitentiary | Health/Medical - Hospital | 1099 | 209 | 302 | Other | 56 |  | Penitentiary | Other | 341 | Electric Heat | QuickServiceRestaurant |  | 0.0007381 | [11 empty] | 3329100% | 23:00 | 0 | 0 | 0 | 1 | 0 | 0 | 1 | 0 | 0 | 1 | 0 | 0 | 1 | 0 | 0 | 1 | 0 | 0 | 1 | 0 | 0 | 1 | 0 | 8 | B | 8 | 8 | B | 8 | 0.9 | B | 8 | -8.9 | E | 9 | 44 | A | 7 | 987 | E | 9 | 330 | B | 8 | 7.6 | B | 8 | 24000 | C | 8 | 8000 | B | 8 | 0.8 | E | 8 | 0.093 | F | 8 | 0.16 | F | 8 | 0 | 1 | D | 9 | 0 | C | 8
Police/Fire Stations | Office - Small | 569 | 430 | 419 | Small Office | 56 |  | Police/Fire Stations | SmallOffice | 511 | Electric Heat | RetailStandalone |  | 0.0010828 | [11 empty] | 3329100% | 24:00 | 0 | 0 | 0 | 1 | 0 | 0 | 1 | 0 | 0 | 1 | 0 | 0 | 1 | 0 | 0 | 1 | 0 | 0 | 1 | 0 | 0 | 1 | 0 | 7 | B | 8 | 7 | B | 8 | 0.4 | B | 8 | -9.3 | E | 9 | 44 | A | 7 | 987 | E | 9 | 330 | B | 8 | 7.6 | B | 8 | 24000 | C | 8 | 10000 | B | 8 | 0.8 | E | 8 | 0.093 | F | 8 | 0.16 | F | 8 | 0 | 1 | D | 9 | 0 | C | 8
Post Office/Town Hall/Court | Office - Small | 569 | 430 | 419 | Small Office | 56 |  | Post Office/Town Hall/Court | SmallOffice | 511 | Electric Heat | RetailStripmall |  | 0.00111 | [11 empty] | 3329200% | 1:00 | 0 | 0 | 0 | 1 | 0 | 0 | 1 | 0 | 0 | 1 | 0 | 0 | 1 | 0 | 0 | 1 | 0 | 0 | 1 | 0 | 0 | 1 | 0 | 6 | B | 8 | 6 | B | 8 | -0.1 | B | 8 | -9.7 | E | 9 | 44 | A | 7 | 987 | E | 9 | 330 | B | 8 | 7.5 | B | 8 | 24000 | C | 8 | 12000 | B | 8 | 0.8 | E | 8 | 0.094 | F | 8 | 0.16 | F | 8 | 0 | 1 | D | 9 | 0 | C | 8
Public Assembly | Assembly | 849 | 1090 | 1755 | Assembly | 25 |  | Public Assembly | Other | 341 | Electric Heat | SecondarySchool |  | 0.0009643 | [11 empty] | 3329200% | 2:00 | 0 | 0 | 0 | 1 | 0 | 0 | 1 | 0 | 0 | 1 | 0 | 0 | 1 | 0 | 0 | 1 | 0 | 0 | 1 | 0 | 0 | 1 | 0 | 5 | B | 8 | 5 | B | 8 | -0.6 | B | 8 | -10.1 | E | 9 | 44 | A | 7 | 987 | E | 9 | 340 | B | 8 | 7.5 | B | 8 | 24000 | C | 8 | 14000 | B | 8 | 0.8 | E | 8 | 0.094 | F | 8 | 0.16 | F | 8 | 0 | 1 | D | 9 | 0 | C | 8
Public Order/Safety | Office - Small | 569 | 430 | 419 | Small Office | 56 |  | Public Order/Safety | SmallOffice | 341 | Electric Heat | SmallHotel |  | 0.0009789 | [11 empty] | 3329200% | 3:00 | 0 | 0 | 0 | 1 | 0 | 0 | 1 | 0 | 0 | 1 | 0 | 0 | 1 | 0 | 0 | 1 | 0 | 0 | 1 | 0 | 0 | 1 | 0 | 3 | B | 8 | 3 | B | 8 | -1 | B | 8 | -10.5 | E | 9 | 44 | A | 7 | 987 | E | 9 | 340 | B | 8 | 7.4 | B | 8 | 24000 | C | 8 | 16000 | B | 8 | 0.8 | E | 8 | 0.094 | F | 8 | 0.16 | F | 8 | 0 | 1 | D | 9 | 0 | C | 8
Public Services (Non-food) | Office - Small | 569 | 430 | 419 | Small Office | 56 |  | Public Services (Non-food) | SmallOffice | 341 | Electric Heat | SmallOffice |  | 0.0012355 | [11 empty] | 3329200% | 4:00 | 0 | 0 | 0 | 1 | 0 | 0 | 1 | 0 | 0 | 1 | 0 | 0 | 1 | 0 | 0 | 1 | 0 | 0 | 1 | 0 | 0 | 1 | 0 | 2 | B | 8 | 2 | B | 8 | -1.7 | B | 8 | -10.9 | E | 9 | 45 | A | 7 | 987 | E | 9 | 340 | B | 8 | 7.3 | B | 8 | 24000 | C | 8 | 18000 | B | 8 | 0.8 | E | 8 | 0.094 | F | 8 | 0.16 | F | 8 | 0 | 1 | D | 9 | 0 | C | 8
Religious Worship/Church | Office - Small | 569 | 430 | 419 | Religious | 6 |  | Religious Worship/Church | SmallOffice | 341 | Electric Heat | Warehouse |  | 0.0017429 | [11 empty] | 3329200% | 5:00 | 0 | 0 | 0 | 1 | 0 | 0 | 1 | 0 | 0 | 1 | 0 | 0 | 1 | 0 | 0 | 1 | 0 | 0 | 1 | 0 | 0 | 1 | 0 | 1 | B | 8 | 1 | B | 8 | -2.1 | B | 8 | -11.4 | E | 9 | 45 | A | 7 | 987 | E | 9 | 340 | B | 8 | 7.3 | B | 8 | 24000 | C | 8 | 20000 | B | 8 | 0.8 | E | 8 | 0.094 | F | 8 | 0.16 | F | 8 | 0 | 1 | D | 9 | 0 | C | 8
Restaurant - Fast-Food | Restaurant - Fast-Food | 656 | 1199 | 798 | Fast Food | 36 |  | Restaurant - Fast-Food | QuickServiceRestaurant | 622 | Electric Heat | Other |  | 0.0011055 | [11 empty] | 3329200% | 6:00 | 0 | 0 | 0 | 1 | 0 | 0 | 1 | 0 | 0 | 1 | 0 | 0 | 1 | 0 | 0 | 1 | 0 | 0 | 1 | 0 | 0 | 1 | 0 | 0 | A | 7 | 0 | E | 9 | -2.1 | A | 7 | -11.8 | E | 9 | 43 | A | 7 | 987 | E | 9 | 340 | A | 7 | 7.2 | A | 7 | 24000 | B | 7 | 77777 | A | 7 | 0.8 | E | 8 | 0.094 | F | 8 | 0.16 | F | 8 | 0 | 1 | D | 9 | 0 | C | 8
Restaurant - Sit-Down | Restaurant - Sit-Down | 690 | 1106 | 828 | Full Service Restaurant | 29 |  | Restaurant - Sit-Down | FullServiceRestaurant | 622 | Heat Recovery | FullServiceRestaurant | 0.0001353 | 0.0001216 | [11 empty] | 3329200% | 7:00 | 1 | 128 | 0 | 1 | 25 | 17 | 1 | 28 | 0 | 1 | 25 | 0 | 1 | 25 | 0 | 1 | 28 | 0 | 1 | 25 | 0 | 1 | 45 | 2 | B | 8 | 2 | B | 8 | -4.2 | B | 8 | -13.2 | E | 9 | 45 | A | 7 | 987 | E | 9 | 350 | B | 8 | 7.5 | B | 8 | 36000 | C | 8 | 77777 | B | 8 | 0.8 | E | 8 | 0.094 | F | 8 | 0.16 | F | 8 | 0 | 1 | D | 9 | 0 | C | 8
Retail - Large | Retail - Single-Story Large | 819 | 722 | 722 | Big Box Retail | 56 |  | Retail - Large | RetailStandalone | 528 | Heat Recovery | Hospital | 0.0001154 | 0.0001093 | [11 empty] | 3329200% | 8:00 | 149 | 1397 | 64 | 1 | 24 | 314 | 1 | 27 | 31 | 1 | 24 | 65 | 1 | 24 | 180 | 1 | 27 | 46 | 1 | 24 | 54 | 1 | 43 | 3 | A | 7 | 3 | E | 9 | -5.5 | A | 7 | -11.6 | A | 7 | 59 | A | 7 | 987 | E | 9 | 360 | A | 7 | 7.7 | A | 7 | 48000 | B | 7 | 77777 | A | 7 | 0.8 | E | 8 | 0.094 | F | 8 | 0.16 | F | 8 | 0 | 1 | D | 9 | 0 | C | 8
Retail - Small | Retail - Small | 828 | 608 | 545 | Small Retail | 56 |  | Retail - Small | RetailStripmall | 528 | Heat Recovery | LargeHotel | 0.0001554 | 0.0001336 | [11 empty] | 3329200% | 9:00 | 398 | 1397 | 233 | 1 | 24 | 611 | 1 | 27 | 59 | 1 | 24 | 245 | 1 | 24 | 535 | 1 | 27 | 91 | 1 | 24 | 113 | 1 | 43 | 2 | A | 7 | 2 | E | 9 | -5.5 | A | 7 | -12.7 | A | 7 | 53 | A | 7 | 987 | E | 9 | 350 | A | 7 | 7.7 | A | 7 | 48000 | B | 7 | 77777 | A | 7 | 0.8 | E | 8 | 0.094 | F | 8 | 0.16 | F | 8 | 0 | 1 | D | 9 | 0 | C | 8
Storage - Conditioned | Storage - Conditioned | 220 | 835 | 457 | Warehouse | 2 |  | Storage - Conditioned | Warehouse | 341 | Heat Recovery | LargeOffice | 0.0001139 | 0.00014 | [11 empty] | 3329200% | 10:00 | 613 | 1397 | 280 | 1 | 24 | 369 | 1 | 27 | 118 | 1 | 24 | 302 | 1 | 24 | 362 | 1 | 27 | 143 | 1 | 24 | 232 | 1 | 43 | 3 | A | 7 | 3 | E | 9 | -4.9 | A | 7 | -12.7 | A | 7 | 50 | A | 7 | 987 | E | 9 | 350 | A | 7 | 4.6 | A | 7 | 48000 | B | 7 | 77777 | A | 7 | 0.8 | E | 8 | 0.094 | F | 8 | 0.16 | F | 8 | 0 | 1 | D | 9 | 0 | C | 8
Storage - Unconditioned |  | 0 | 0 | 0 | Other | 56 |  | Storage - Unconditioned | Other | 341 | Heat Recovery | MediumOffice | 0.0001293 | 0.0001337 | [11 empty] | 3329200% | 11:00 | 775 | 1397 | 537 | 1 | 24 | 782 | 1 | 27 | 103 | 1 | 24 | 561 | 1 | 24 | 772 | 1 | 27 | 131 | 1 | 24 | 223 | 1 | 43 | 2 | A | 7 | 2 | E | 9 | -2.7 | A | 7 | -12.7 | A | 7 | 42 | A | 7 | 987 | E | 9 | 360 | A | 7 | 6.2 | A | 7 | 48000 | B | 7 | 77777 | A | 7 | 0.8 | E | 8 | 0.094 | F | 8 | 0.16 | F | 8 | 0 | 1 | D | 9 | 0 | C | 8
Warehouses (Not Refrigerated) | Storage - Conditioned | 220 | 835 | 457 | Warehouse | 2 |  | Warehouses (Not Refrigerated) | Warehouse | 341 | Heat Recovery | Outpatient | 0.000155 | 0.0001337 | [11 empty] | 3329200% | 12:00 | 874 | 1397 | 579 | 1 | 24 | 630 | 1 | 27 | 185 | 1 | 24 | 603 | 1 | 24 | 628 | 1 | 27 | 208 | 1 | 24 | 441 | 1 | 43 | 3 | A | 7 | 3 | E | 9 | -1.6 | A | 7 | -13.8 | A | 7 | 34 | A | 7 | 987 | E | 9 | 40 | A | 7 | 6.2 | A | 7 | 48000 | B | 7 | 77777 | A | 7 | 0.8 | E | 8 | 0.094 | F | 8 | 0.16 | F | 8 | 0 | 1 | D | 9 | 0 | C | 8
Warehouses (Refrigerated) | Warehouse - Refrigerated | 3520 | 335 | 335 | Other | 56 |  | Warehouses (Refrigerated) | Warehouse | 341 | Heat Recovery | PrimarySchool | 0.0001659 | 0.0001618 | [11 empty] | 3329200% | 13:00 | 904 | 1397 | 486 | 1 | 24 | 623 | 1 | 27 | 83 | 1 | 24 | 530 | 1 | 24 | 631 | 1 | 27 | 120 | 1 | 24 | 224 | 1 | 43 | 2 | A | 7 | 2 | E | 9 | -0.5 | A | 7 | -11.6 | A | 7 | 38 | A | 7 | 987 | E | 9 | 30 | A | 7 | 3.6 | A | 7 | 32000 | B | 7 | 77777 | A | 7 | 0.8 | E | 8 | 0.094 | F | 8 | 0.16 | F | 8 | 0 | 1 | D | 9 | 0 | C | 8
Waste Water Treatment Plant | Office - Small | 569 | 430 | 419 | Small Office | 56 |  | Waste Water Treatment Plant | Other | 341 | Heat Recovery | QuickServiceRestaurant | 0.0001428 | 0.0001343 | [11 empty] | 3329200% | 14:00 | 861 | 1397 | 598 | 1 | 24 | 758 | 1 | 27 | 130 | 1 | 24 | 637 | 1 | 24 | 768 | 1 | 27 | 162 | 1 | 24 | 321 | 1 | 43 | 3 | A | 7 | 3 | E | 9 | 0 | A | 7 | -12.7 | A | 7 | 33 | A | 7 | 987 | E | 9 | 50 | A | 7 | 2.6 | A | 7 | 32000 | B | 7 | 77777 | A | 7 | 0.8 | E | 8 | 0.094 | F | 8 | 0.16 | F | 8 | 0 | 1 | D | 9 | 0 | C | 8
[11 empty] | Heat Recovery | RetailStandalone | 0.0001467 | 0.0001306 | [11 empty] | 3329200% | 15:00 | 750 | 1397 | 558 | 1 | 24 | 924 | 1 | 27 | 62 | 1 | 24 | 588 | 1 | 24 | 907 | 1 | 27 | 99 | 1 | 24 | 155 | 1 | 43 | 0 | A | 7 | 0 | E | 9 | 1.1 | A | 7 | -12.1 | A | 7 | 33 | A | 7 | 987 | E | 9 | 50 | A | 7 | 3.1 | A | 7 | 48000 | B | 7 | 77777 | A | 7 | 0.8 | E | 8 | 0.094 | F | 8 | 0.16 | F | 8 | 0 | 1 | D | 9 | 0 | C | 8
MTCO2e per kWh | 0.00016273 | [9 empty] | Heat Recovery | RetailStripmall | 0.0001638 | 0.0001219 | [11 empty] | 3329200% | 16:00 | 577 | 1397 | 382 | 1 | 24 | 690 | 1 | 27 | 97 | 1 | 24 | 400 | 1 | 24 | 659 | 1 | 27 | 126 | 1 | 24 | 193 | 1 | 43 | 3 | A | 7 | 3 | E | 9 | 0.6 | A | 7 | -12.7 | A | 7 | 32 | A | 7 | 987 | E | 9 | 100 | A | 7 | 4.1 | A | 7 | 48000 | B | 7 | 77777 | A | 7 | 0.8 | E | 8 | 0.094 | F | 8 | 0.16 | F | 8 | 0 | 1 | D | 9 | 0 | C | 8
MTCO2e per Therm | 0.008314 | [9 empty] | Heat Recovery | SecondarySchool | 0.0001525 | 0.000167 | [11 empty] | 3329200% | 17:00 | 355 | 1397 | 112 | 1 | 24 | 250 | 1 | 27 | 48 | 1 | 24 | 123 | 1 | 24 | 210 | 1 | 27 | 70 | 1 | 24 | 84 | 1 | 43 | 9 | A | 7 | 5 | E | 9 | 0.6 | A | 7 | -13.8 | A | 7 | 29 | A | 7 | 987 | E | 9 | 30 | A | 7 | 3.1 | A | 7 | 32000 | B | 7 | 77777 | A | 7 | 0.8 | E | 8 | 0.094 | F | 8 | 0.16 | F | 8 | 0 | 1 | D | 9 | 0 | C | 8
[11 empty] | Heat Recovery | SmallHotel | 0.0001106 | 0.0001327 | [11 empty] | 3329200% | 18:00 | 104 | 1269 | 45 | 1 | 24 | 243 | 1 | 27 | 25 | 1 | 24 | 47 | 1 | 24 | 127 | 1 | 27 | 36 | 1 | 24 | 44 | 1 | 43 | 3 | A | 7 | 3 | E | 9 | -2.7 | A | 7 | -13.8 | A | 7 | 38 | A | 7 | 987 | E | 9 | 90 | A | 7 | 5.1 | A | 7 | 32000 | B | 7 | 77777 | A | 7 | 0.8 | E | 8 | 0.094 | F | 8 | 0.16 | F | 8 | 0 | 1 | D | 9 | 0 | C | 8
[11 empty] | Heat Recovery | SmallOffice | 0.0001365 | 0.0001261 | [11 empty] | 3329200% | 19:00 | 0 | 0 | 0 | 1 | 0 | 0 | 1 | 0 | 0 | 1 | 0 | 0 | 1 | 0 | 0 | 1 | 0 | 0 | 1 | 0 | 0 | 1 | 0 | 2 | A | 7 | 2 | E | 9 | -4.9 | A | 7 | -13.3 | B | 8 | 48 | A | 7 | 987 | E | 9 | 90 | B | 8 | 4.1 | B | 8 | 24000 | B | 7 | 77777 | A | 7 | 0.8 | E | 8 | 0.094 | F | 8 | 0.16 | F | 8 | 0 | 1 | D | 9 | 0 | C | 8
[11 empty] | Heat Recovery | Warehouse | 0.000114 | 0.0001211 | [11 empty] | 3329200% | 20:00 | 0 | 0 | 0 | 1 | 0 | 0 | 1 | 0 | 0 | 1 | 0 | 0 | 1 | 0 | 0 | 1 | 0 | 0 | 1 | 0 | 0 | 1 | 0 | 0 | A | 7 | 0 | E | 9 | -4.9 | A | 7 | -12.7 | A | 7 | 50 | A | 7 | 987 | E | 9 | 90 | A | 7 | 3.1 | A | 7 | 24000 | B | 7 | 77777 | A | 7 | 0.8 | E | 8 | 0.094 | F | 8 | 0.16 | F | 8 | 0 | 1 | D | 9 | 0 | C | 8
[26 empty] | 3329200% | 21:00 | 0 | 0 | 0 | 1 | 0 | 0 | 1 | 0 | 0 | 1 | 0 | 0 | 1 | 0 | 0 | 1 | 0 | 0 | 1 | 0 | 0 | 1 | 0 | 0 | B | 8 | 0 | B | 8 | -4.4 | B | 8 | -12.8 | E | 9 | 48 | A | 7 | 987 | E | 9 | 100 | B | 8 | 3.3 | B | 8 | 23200 | C | 8 | 77777 | B | 8 | 0.8 | E | 8 | 0.094 | F | 8 | 0.16 | F | 8 | 0 | 1 | D | 9 | 0 | C | 8
[11 empty] | Heat Recovery | Other | 0.0001365 | 0.000132 | [11 empty] | 3329200% | 22:00 | 0 | 0 | 0 | 1 | 0 | 0 | 1 | 0 | 0 | 1 | 0 | 0 | 1 | 0 | 0 | 1 | 0 | 0 | 1 | 0 | 0 | 1 | 0 | 0 | B | 8 | 0 | B | 8 | -4.4 | B | 8 | -12.9 | E | 9 | 47 | A | 7 | 987 | E | 9 | 100 | B | 8 | 3.5 | B | 8 | 22400 | C | 8 | 77777 | B | 8 | 0.8 | E | 8 | 0.094 | F | 8 | 0.16 | F | 8 | 0 | 1 | D | 9 | 0 | C | 8
[11 empty] | Heat Rejection | Hospital | 0.0002471 | 1.83e-05 | [11 empty] | 3329200% | 23:00 | 0 | 0 | 0 | 1 | 0 | 0 | 1 | 0 | 0 | 1 | 0 | 0 | 1 | 0 | 0 | 1 | 0 | 0 | 1 | 0 | 0 | 1 | 0 | 0 | B | 8 | 0 | B | 8 | -5.1 | B | 8 | -13.1 | E | 9 | 49 | A | 7 | 987 | E | 9 | 110 | B | 8 | 3.7 | B | 8 | 21600 | C | 8 | 77777 | B | 8 | 0.8 | E | 8 | 0.094 | F | 8 | 0.16 | F | 8 | 0 | 1 | D | 9 | 0 | C | 8
[11 empty] | Heat Rejection | LargeHotel | 0.0002835 | 1.64e-05 | [11 empty] | 3329200% | 24:00 | 0 | 0 | 0 | 1 | 0 | 0 | 1 | 0 | 0 | 1 | 0 | 0 | 1 | 0 | 0 | 1 | 0 | 0 | 1 | 0 | 0 | 1 | 0 | 0 | B | 8 | 0 | B | 8 | -4.9 | B | 8 | -13.2 | E | 9 | 48 | A | 7 | 987 | E | 9 | 110 | B | 8 | 3.9 | B | 8 | 20800 | C | 8 | 77777 | B | 8 | 0.8 | E | 8 | 0.094 | F | 8 | 0.16 | F | 8 | 0 | 1 | D | 9 | 0 | C | 8
[11 empty] | Heat Rejection | LargeOffice | 0.0003122 | 2.3e-05 | [11 empty] | 3329300% | 1:00 | 0 | 0 | 0 | 1 | 0 | 0 | 1 | 0 | 0 | 1 | 0 | 0 | 1 | 0 | 0 | 1 | 0 | 0 | 1 | 0 | 0 | 1 | 0 | 0 | B | 8 | 0 | B | 8 | -4.8 | B | 8 | -12.3 | E | 9 | 52 | A | 7 | 987 | E | 9 | 120 | B | 8 | 4.1 | B | 8 | 20000 | C | 8 | 77777 | B | 8 | 0.8 | E | 8 | 0.095 | F | 8 | 0.16 | F | 8 | 0 | 1 | D | 9 | 0 | C | 8
[11 empty] | Heat Rejection | MediumOffice | 0.0003341 | 1.62e-05 | [11 empty] | 3329300% | 2:00 | 0 | 0 | 0 | 1 | 0 | 0 | 1 | 0 | 0 | 1 | 0 | 0 | 1 | 0 | 0 | 1 | 0 | 0 | 1 | 0 | 0 | 1 | 0 | 0 | B | 8 | 0 | B | 8 | -4.8 | B | 8 | -12.4 | E | 9 | 51 | A | 7 | 987 | E | 9 | 130 | B | 8 | 4.3 | B | 8 | 19200 | C | 8 | 77777 | B | 8 | 0.8 | E | 8 | 0.095 | F | 8 | 0.16 | F | 8 | 0 | 1 | D | 9 | 0 | C | 8
[11 empty] | Heat Rejection | Outpatient | 0.0003055 | 1.85e-05 | [11 empty] | 3329300% | 3:00 | 0 | 0 | 0 | 1 | 0 | 0 | 1 | 0 | 0 | 1 | 0 | 0 | 1 | 0 | 0 | 1 | 0 | 0 | 1 | 0 | 0 | 1 | 0 | 0 | B | 8 | 0 | B | 8 | -4.6 | B | 8 | -12.6 | E | 9 | 50 | A | 7 | 987 | E | 9 | 130 | B | 8 | 4.5 | B | 8 | 18400 | C | 8 | 77777 | B | 8 | 0.8 | E | 8 | 0.095 | F | 8 | 0.16 | F | 8 | 0 | 1 | D | 9 | 0 | C | 8
[11 empty] | Heat Rejection | PrimarySchool | 0.0005103 | 1.58e-05 | [11 empty] | 3329300% | 4:00 | 0 | 0 | 0 | 1 | 0 | 0 | 1 | 0 | 0 | 1 | 0 | 0 | 1 | 0 | 0 | 1 | 0 | 0 | 1 | 0 | 0 | 1 | 0 | 0 | B | 8 | 0 | B | 8 | -4.6 | B | 8 | -11.7 | E | 9 | 54 | A | 7 | 987 | E | 9 | 140 | B | 8 | 4.7 | B | 8 | 17600 | C | 8 | 77777 | B | 8 | 0.8 | E | 8 | 0.095 | F | 8 | 0.16 | F | 8 | 0 | 1 | D | 9 | 0 | C | 8
[11 empty] | Heat Rejection | RetailStripmall | 0.000586 | 7.6e-06 | [11 empty] | 3329300% | 5:00 | 0 | 0 | 0 | 1 | 0 | 0 | 1 | 0 | 0 | 1 | 0 | 0 | 1 | 0 | 0 | 1 | 0 | 0 | 1 | 0 | 0 | 1 | 0 | 0 | B | 8 | 0 | B | 8 | -4.4 | B | 8 | -11.8 | E | 9 | 52 | A | 7 | 987 | E | 9 | 140 | B | 8 | 4.9 | B | 8 | 16800 | C | 8 | 77777 | B | 8 | 0.8 | E | 8 | 0.095 | F | 8 | 0.16 | F | 8 | 0 | 1 | D | 9 | 0 | C | 8
[11 empty] | Heat Rejection | SecondarySchool | 0.0003975 | 8.7e-06 | [11 empty] | 3329300% | 6:00 | 0 | 0 | 0 | 1 | 0 | 0 | 1 | 0 | 0 | 1 | 0 | 0 | 1 | 0 | 0 | 1 | 0 | 0 | 1 | 0 | 0 | 1 | 0 | 0 | A | 7 | 0 | E | 9 | -3.8 | A | 7 | -10.9 | E | 9 | 54 | A | 7 | 987 | E | 9 | 150 | A | 7 | 5.1 | A | 7 | 16000 | B | 7 | 77777 | A | 7 | 0.8 | E | 8 | 0.095 | F | 8 | 0.16 | F | 8 | 0 | 1 | D | 9 | 0 | C | 8
[11 empty] | Heat Rejection | SmallOffice | 0.0005248 | 1.7e-06 | [11 empty] | 3329300% | 7:00 | 1 | 151 | 0 | 1 | 25 | 4 | 1 | 28 | 0 | 1 | 25 | 0 | 1 | 25 | 0 | 1 | 28 | 0 | 1 | 25 | 0 | 1 | 45 | 3 | B | 8 | 3 | B | 8 | -4.7 | B | 8 | -10.1 | E | 9 | 62 | A | 7 | 987 | E | 9 | 150 | B | 8 | 5.6 | B | 8 | 18666 | C | 8 | 77777 | B | 8 | 0.8 | E | 8 | 0.095 | F | 8 | 0.16 | F | 8 | 0 | 1 | D | 9 | 0 | C | 8
[11 empty] | Heat Rejection | Warehouse | 0.0005679 | 1e-05 | [11 empty] | 3329300% | 8:00 | 155 | 1396 | 49 | 1 | 25 | 65 | 1 | 28 | 42 | 1 | 25 | 53 | 1 | 25 | 38 | 1 | 28 | 49 | 1 | 25 | 88 | 1 | 45 | 7 | B | 8 | 7 | B | 8 | -4.7 | B | 8 | -10.2 | E | 9 | 62 | A | 7 | 987 | E | 9 | 160 | B | 8 | 6.2 | B | 8 | 21333 | C | 8 | 77777 | B | 8 | 0.8 | E | 8 | 0.095 | F | 8 | 0.16 | F | 8 | 0 | 1 | D | 9 | 0 | C | 8
[11 empty] | Heat Rejection | Other | 0.0004074 | 1.57e-05 | [11 empty] | 3329300% | 9:00 | 405 | 1396 | 89 | 1 | 24 | 0 | 1 | 27 | 89 | 1 | 24 | 101 | 1 | 24 | 0 | 1 | 27 | 101 | 1 | 24 | 337 | 1 | 43 | 10 | A | 7 | 10 | E | 9 | -3.8 | A | 7 | -9.3 | A | 7 | 62 | A | 7 | 987 | E | 9 | 160 | A | 7 | 6.7 | A | 7 | 24000 | B | 7 | 77777 | A | 7 | 0.8 | E | 8 | 0.095 | F | 8 | 0.16 | F | 8 | 0 | 1 | D | 9 | 0 | C | 8
[11 empty] | Pumps | FullServiceRestaurant | 0.0001572 | 0.0001146 | [11 empty] | 3329300% | 10:00 | 619 | 1396 | 154 | 1 | 24 | 0 | 1 | 27 | 154 | 1 | 24 | 176 | 1 | 24 | 0 | 1 | 27 | 176 | 1 | 24 | 619 | 1 | 43 | 10 | A | 7 | 10 | E | 9 | -1.6 | A | 7 | -8.2 | A | 7 | 57 | A | 7 | 987 | E | 9 | 170 | A | 7 | 7.7 | A | 7 | 24000 | B | 7 | 77777 | A | 7 | 0.8 | E | 8 | 0.095 | F | 8 | 0.16 | F | 8 | 0 | 1 | D | 9 | 0 | C | 8
[11 empty] | Pumps | Hospital | 0.0001289 | 0.0001037 | [11 empty] | 3329300% | 11:00 | 782 | 1396 | 205 | 1 | 24 | 0 | 1 | 27 | 205 | 1 | 24 | 236 | 1 | 24 | 0 | 1 | 27 | 236 | 1 | 24 | 864 | 1 | 43 | 10 | A | 7 | 10 | E | 9 | -0.5 | A | 7 | -7.7 | A | 7 | 54 | A | 7 | 987 | E | 9 | 170 | A | 7 | 7.2 | A | 7 | 32000 | B | 7 | 77777 | A | 7 | 0.8 | E | 8 | 0.095 | F | 8 | 0.16 | F | 8 | 0 | 1 | D | 9 | 0 | C | 8
[11 empty] | Pumps | LargeHotel | 0.0001273 | 0.0001138 | [11 empty] | 3329300% | 12:00 | 881 | 1396 | 236 | 1 | 24 | 0 | 1 | 27 | 236 | 1 | 24 | 273 | 1 | 24 | 0 | 1 | 27 | 273 | 1 | 24 | 1021 | 1 | 43 | 10 | A | 7 | 10 | E | 9 | 1.7 | A | 7 | -7.7 | A | 7 | 46 | A | 7 | 987 | E | 9 | 170 | A | 7 | 5.7 | A | 7 | 32000 | B | 7 | 7500 | A | 7 | 0.9 | E | 8 | 0.095 | F | 8 | 0.16 | F | 8 | 0 | 1 | D | 9 | 0 | C | 8
[11 empty] | Pumps | LargeOffice | 0.0001424 | 0.0001065 | [11 empty] | 3329300% | 13:00 | 910 | 1396 | 196 | 1 | 24 | 0 | 1 | 27 | 196 | 1 | 24 | 231 | 1 | 24 | 0 | 1 | 27 | 231 | 1 | 24 | 904 | 1 | 43 | 10 | A | 7 | 10 | E | 9 | 3.3 | A | 7 | -7.1 | A | 7 | 43 | A | 7 | 987 | E | 9 | 180 | A | 7 | 4.6 | A | 7 | 32000 | B | 7 | 2400 | A | 7 | 0.9 | E | 8 | 0.095 | F | 8 | 0.16 | F | 8 | 0 | 1 | D | 9 | 0 | C | 8
[11 empty] | Pumps | MediumOffice | 0.0001365 | 0.0001109 | [11 empty] | 3329300% | 14:00 | 868 | 1396 | 186 | 1 | 25 | 0 | 1 | 28 | 186 | 1 | 25 | 219 | 1 | 25 | 0 | 1 | 28 | 219 | 1 | 25 | 848 | 1 | 45 | 10 | B | 8 | 10 | B | 8 | 4.5 | B | 8 | -6.3 | B | 8 | 43 | A | 7 | 987 | E | 9 | 180 | B | 8 | 4.4 | B | 8 | 32000 | C | 8 | 2400 | B | 8 | 0.9 | E | 8 | 0.095 | F | 8 | 0.16 | F | 8 | 0 | 1 | D | 9 | 0 | C | 8
[11 empty] | Pumps | Outpatient | 0.0001311 | 0.0001082 | [11 empty] | 3329300% | 15:00 | 756 | 1396 | 157 | 1 | 24 | 0 | 1 | 27 | 157 | 1 | 24 | 184 | 1 | 24 | 0 | 1 | 27 | 184 | 1 | 24 | 695 | 1 | 43 | 10 | A | 7 | 10 | E | 9 | 5.6 | A | 7 | -5.5 | A | 7 | 42 | A | 7 | 987 | E | 9 | 170 | A | 7 | 4.1 | A | 7 | 32000 | B | 7 | 2400 | A | 7 | 0.9 | E | 8 | 0.095 | F | 8 | 0.16 | F | 8 | 0 | 1 | D | 9 | 0 | C | 8
[11 empty] | Pumps | PrimarySchool | 0.0002209 | 0.0001292 | [11 empty] | 3329300% | 16:00 | 583 | 1396 | 114 | 1 | 24 | 0 | 1 | 27 | 114 | 1 | 24 | 133 | 1 | 24 | 0 | 1 | 27 | 133 | 1 | 24 | 479 | 1 | 43 | 10 | A | 7 | 10 | E | 9 | 5.6 | A | 7 | -4.3 | A | 7 | 47 | A | 7 | 987 | E | 9 | 180 | A | 7 | 6.7 | A | 7 | 32000 | B | 7 | 2700 | A | 7 | 0.9 | E | 8 | 0.095 | F | 8 | 0.16 | F | 8 | 0 | 1 | D | 9 | 0 | C | 8
[11 empty] | Pumps | QuickServiceRestaurant | 0.0001585 | 0.0001281 | [11 empty] | 3329300% | 17:00 | 361 | 1396 | 61 | 1 | 24 | 0 | 1 | 27 | 61 | 1 | 24 | 71 | 1 | 24 | 0 | 1 | 27 | 71 | 1 | 24 | 241 | 1 | 43 | 10 | A | 7 | 10 | E | 9 | 5.6 | A | 7 | -3.8 | A | 7 | 49 | A | 7 | 987 | E | 9 | 190 | A | 7 | 5.1 | A | 7 | 32000 | B | 7 | 2700 | A | 7 | 0.9 | E | 8 | 0.095 | F | 8 | 0.16 | F | 8 | 0 | 1 | D | 9 | 0 | C | 8
[11 empty] | Pumps | RetailStandalone | 0.0001189 | 0.0001334 | [11 empty] | 3329300% | 18:00 | 109 | 1292 | 20 | 1 | 24 | 0 | 1 | 27 | 20 | 1 | 24 | 23 | 1 | 24 | 0 | 1 | 27 | 23 | 1 | 24 | 72 | 1 | 43 | 10 | A | 7 | 10 | E | 9 | 4.4 | A | 7 | -3.8 | A | 7 | 53 | A | 7 | 987 | E | 9 | 160 | A | 7 | 3.1 | A | 7 | 32000 | B | 7 | 5400 | A | 7 | 0.9 | E | 8 | 0.095 | F | 8 | 0.16 | F | 8 | 0 | 1 | D | 9 | 0 | C | 8
[11 empty] | Pumps | RetailStripmall | 0.0001385 | 0.00012 | [11 empty] | 3329300% | 19:00 | 0 | 0 | 0 | 1 | 0 | 0 | 1 | 0 | 0 | 1 | 0 | 0 | 1 | 0 | 0 | 1 | 0 | 0 | 1 | 0 | 0 | 1 | 0 | 10 | A | 7 | 10 | E | 9 | 3.9 | A | 7 | -3.2 | A | 7 | 58 | A | 7 | 987 | E | 9 | 0 | A | 7 | 0 | A | 7 | 32000 | B | 7 | 5400 | A | 7 | 1 | E | 8 | 0.095 | F | 8 | 0.16 | F | 8 | 0 | 1 | D | 9 | 0 | C | 8
[11 empty] | Pumps | SecondarySchool | 0.0001845 | 0.0001177 | [11 empty] | 3329300% | 20:00 | 0 | 0 | 0 | 1 | 0 | 0 | 1 | 0 | 0 | 1 | 0 | 0 | 1 | 0 | 0 | 1 | 0 | 0 | 1 | 0 | 0 | 1 | 0 | 10 | A | 7 | 10 | E | 9 | 3.3 | A | 7 | -3.2 | A | 7 | 60 | A | 7 | 987 | E | 9 | 40 | A | 7 | 3.1 | A | 7 | 32000 | B | 7 | 5400 | A | 7 | 1 | E | 8 | 0.095 | F | 8 | 0.16 | F | 8 | 0 | 1 | D | 9 | 0 | C | 8
[11 empty] | Pumps | SmallHotel | 0.0001016 | 0.000137 | [11 empty] | 3329300% | 21:00 | 0 | 0 | 0 | 1 | 0 | 0 | 1 | 0 | 0 | 1 | 0 | 0 | 1 | 0 | 0 | 1 | 0 | 0 | 1 | 0 | 0 | 1 | 0 | 10 | A | 7 | 10 | E | 9 | 3.9 | A | 7 | -3.4 | E | 9 | 57 | A | 7 | 987 | E | 9 | 0 | A | 7 | 0 | A | 7 | 24000 | B | 7 | 6000 | A | 7 | 1 | E | 8 | 0.095 | F | 8 | 0.16 | F | 8 | 0 | 1 | D | 9 | 0 | C | 8
[11 empty] | Pumps | SmallOffice | 0.000175 | 0.0001355 | [11 empty] | 3329300% | 22:00 | 0 | 0 | 0 | 1 | 0 | 0 | 1 | 0 | 0 | 1 | 0 | 0 | 1 | 0 | 0 | 1 | 0 | 0 | 1 | 0 | 0 | 1 | 0 | 10 | A | 7 | 10 | E | 9 | 3.3 | A | 7 | -3.6 | E | 9 | 58 | A | 7 | 987 | E | 9 | 0 | A | 7 | 0 | A | 7 | 24000 | B | 7 | 6000 | A | 7 | 1 | E | 8 | 0.095 | F | 8 | 0.16 | F | 8 | 0 | 1 | D | 9 | 0 | C | 8
[11 empty] | Pumps | Warehouse | 0.0001656 | 0.0001332 | [11 empty] | 3329300% | 23:00 | 0 | 0 | 0 | 1 | 0 | 0 | 1 | 0 | 0 | 1 | 0 | 0 | 1 | 0 | 0 | 1 | 0 | 0 | 1 | 0 | 0 | 1 | 0 | 10 | B | 8 | 10 | B | 8 | 2.6 | B | 8 | -3.8 | E | 9 | 60 | A | 7 | 987 | E | 9 | 0 | B | 8 | 0 | B | 8 | 23000 | C | 8 | 5475 | B | 8 | 1 | E | 8 | 0.095 | F | 8 | 0.16 | F | 8 | 0 | 1 | D | 9 | 0 | C | 8
[11 empty] | Pumps | Other | 0.000143 | 0.0001174 | [11 empty] | 3329300% | 24:00 | 0 | 0 | 0 | 1 | 0 | 0 | 1 | 0 | 0 | 1 | 0 | 0 | 1 | 0 | 0 | 1 | 0 | 0 | 1 | 0 | 0 | 1 | 0 | 10 | B | 8 | 10 | B | 8 | 2.8 | B | 8 | -4 | E | 9 | 59 | A | 7 | 987 | E | 9 | 0 | B | 8 | 0 | B | 8 | 22000 | C | 8 | 4950 | B | 8 | 1 | E | 8 | 0.095 | F | 8 | 0.16 | F | 8 | 0 | 1 | D | 9 | 0 | C | 8
[11 empty] | Refrigeration | FullServiceRestaurant | 0.0001421 | 0.0001082 | [11 empty] | 3329400% | 1:00 | 0 | 0 | 0 | 1 | 0 | 0 | 1 | 0 | 0 | 1 | 0 | 0 | 1 | 0 | 0 | 1 | 0 | 0 | 1 | 0 | 0 | 1 | 0 | 10 | B | 8 | 10 | B | 8 | 2.9 | B | 8 | -5.2 | E | 9 | 52 | A | 7 | 987 | E | 9 | 0 | B | 8 | 0 | B | 8 | 21000 | C | 8 | 4425 | B | 8 | 1 | E | 8 | 0.096 | F | 8 | 0.16 | F | 8 | 0 | 1 | D | 9 | 0 | C | 8
[11 empty] | Refrigeration | Hospital | 0.0001533 | 0.0001163 | [11 empty] | 3329400% | 2:00 | 0 | 0 | 0 | 1 | 0 | 0 | 1 | 0 | 0 | 1 | 0 | 0 | 1 | 0 | 0 | 1 | 0 | 0 | 1 | 0 | 0 | 1 | 0 | 10 | B | 8 | 10 | B | 8 | 2.9 | B | 8 | -5.3 | E | 9 | 52 | A | 7 | 987 | E | 9 | 0 | B | 8 | 0 | B | 8 | 20000 | C | 8 | 3900 | B | 8 | 1.1 | E | 8 | 0.096 | F | 8 | 0.16 | F | 8 | 0 | 1 | D | 9 | 0 | C | 8
[11 empty] | Refrigeration | LargeHotel | 0.0001374 | 0.0001115 | [11 empty] | 3329400% | 3:00 | 0 | 0 | 0 | 1 | 0 | 0 | 1 | 0 | 0 | 1 | 0 | 0 | 1 | 0 | 0 | 1 | 0 | 0 | 1 | 0 | 0 | 1 | 0 | 10 | B | 8 | 10 | B | 8 | 3.1 | B | 8 | -4.5 | E | 9 | 55 | A | 7 | 987 | E | 9 | 0 | B | 8 | 0 | B | 8 | 19000 | C | 8 | 3375 | B | 8 | 1.1 | E | 8 | 0.096 | F | 8 | 0.16 | F | 8 | 0 | 1 | D | 9 | 0 | C | 8
[11 empty] | Refrigeration | PrimarySchool | 0.0001393 | 0.0001079 | [11 empty] | 3329400% | 4:00 | 0 | 0 | 0 | 1 | 0 | 0 | 1 | 0 | 0 | 1 | 0 | 0 | 1 | 0 | 0 | 1 | 0 | 0 | 1 | 0 | 0 | 1 | 0 | 10 | B | 8 | 10 | B | 8 | 3.1 | B | 8 | -5.7 | E | 9 | 50 | A | 7 | 987 | E | 9 | 0 | B | 8 | 0 | B | 8 | 18000 | C | 8 | 2850 | B | 8 | 1.1 | E | 8 | 0.096 | F | 8 | 0.16 | F | 8 | 0 | 1 | D | 9 | 0 | C | 8
[11 empty] | Refrigeration | QuickServiceRestaurant | 0.0001419 | 0.000107 | [11 empty] | 3329400% | 5:00 | 0 | 0 | 0 | 1 | 0 | 0 | 1 | 0 | 0 | 1 | 0 | 0 | 1 | 0 | 0 | 1 | 0 | 0 | 1 | 0 | 0 | 1 | 0 | 10 | B | 8 | 10 | B | 8 | 3.3 | B | 8 | -3.9 | E | 9 | 57 | A | 7 | 987 | E | 9 | 0 | B | 8 | 0 | B | 8 | 17000 | C | 8 | 2325 | B | 8 | 1.1 | E | 8 | 0.096 | F | 8 | 0.16 | F | 8 | 0 | 1 | D | 9 | 0 | C | 8
[11 empty] | Refrigeration | SecondarySchool | 0.000159 | 0.0001169 | [11 empty] | 3329400% | 6:00 | 0 | 0 | 0 | 1 | 0 | 0 | 1 | 0 | 0 | 1 | 0 | 0 | 1 | 0 | 0 | 1 | 0 | 0 | 1 | 0 | 0 | 1 | 0 | 10 | A | 7 | 10 | E | 9 | 3.9 | A | 7 | -5.1 | E | 9 | 49 | A | 7 | 987 | E | 9 | 0 | A | 7 | 0 | A | 7 | 16000 | B | 7 | 1800 | A | 7 | 1.1 | E | 8 | 0.096 | F | 8 | 0.16 | F | 8 | 0 | 1 | D | 9 | 0 | C | 8
[11 empty] | Refrigeration | Other | 0.0001426 | 0.0001094 | [11 empty] | 3329400% | 7:00 | 2 | 198 | 0 | 1 | 24 | 0 | 1 | 27 | 0 | 1 | 24 | 0 | 1 | 24 | 0 | 1 | 27 | 0 | 1 | 24 | 0 | 1 | 43 | 10 | A | 7 | 10 | E | 9 | 2.2 | A | 7 | -4.3 | A | 7 | 60 | A | 7 | 987 | E | 9 | 0 | A | 7 | 0 | A | 7 | 16000 | B | 7 | 2400 | A | 7 | 1.1 | E | 8 | 0.096 | F | 8 | 0.16 | F | 8 | 0 | 1 | D | 9 | 0 | C | 8
[11 empty] | Ventilation | FullServiceRestaurant | 0.000157 | 0.0001388 | [11 empty] | 3329400% | 8:00 | 162 | 1396 | 25 | 1 | 24 | 0 | 1 | 27 | 25 | 1 | 24 | 29 | 1 | 24 | 0 | 1 | 27 | 29 | 1 | 24 | 92 | 1 | 43 | 10 | A | 7 | 10 | E | 9 | 1.7 | A | 7 | -3.8 | A | 7 | 64 | A | 7 | 987 | E | 9 | 320 | A | 7 | 4.1 | A | 7 | 16000 | B | 7 | 2700 | A | 7 | 1.1 | E | 8 | 0.096 | F | 8 | 0.16 | F | 8 | 0 | 1 | D | 9 | 0 | C | 8
[11 empty] | Ventilation | Hospital | 0.0001181 | 0.0001114 | [11 empty] | 3329400% | 9:00 | 412 | 1396 | 67 | 1 | 24 | 0 | 1 | 27 | 67 | 1 | 24 | 78 | 1 | 24 | 0 | 1 | 27 | 78 | 1 | 24 | 272 | 1 | 43 | 10 | A | 7 | 10 | E | 9 | 2.2 | A | 7 | -3.8 | A | 7 | 62 | A | 7 | 987 | E | 9 | 310 | A | 7 | 4.1 | A | 7 | 16000 | B | 7 | 3000 | A | 7 | 1.1 | E | 8 | 0.096 | F | 8 | 0.16 | F | 8 | 0 | 1 | D | 9 | 0 | C | 8
[11 empty] | Ventilation | LargeHotel | 0.0001254 | 0.0001455 | [11 empty] | 3329400% | 10:00 | 626 | 1396 | 119 | 1 | 24 | 0 | 1 | 27 | 119 | 1 | 24 | 139 | 1 | 24 | 0 | 1 | 27 | 139 | 1 | 24 | 512 | 1 | 43 | 10 | A | 7 | 10 | E | 9 | 2.8 | A | 7 | -4.9 | A | 7 | 54 | A | 7 | 987 | E | 9 | 320 | A | 7 | 4.1 | A | 7 | 19200 | B | 7 | 3000 | A | 7 | 1.1 | E | 8 | 0.096 | F | 8 | 0.16 | F | 8 | 0 | 1 | D | 9 | 0 | C | 8
[11 empty] | Ventilation | LargeOffice | 0.0001379 | 0.0001377 | [11 empty] | 3329400% | 11:00 | 788 | 1396 | 160 | 1 | 24 | 0 | 1 | 27 | 160 | 1 | 24 | 188 | 1 | 24 | 0 | 1 | 27 | 188 | 1 | 24 | 720 | 1 | 43 | 10 | A | 7 | 10 | E | 9 | 3.3 | A | 7 | -4.9 | A | 7 | 52 | A | 7 | 987 | E | 9 | 320 | A | 7 | 4.6 | A | 7 | 19200 | B | 7 | 3000 | A | 7 | 1.1 | E | 8 | 0.096 | F | 8 | 0.16 | F | 8 | 0 | 1 | D | 9 | 0 | C | 8
[11 empty] | Ventilation | MediumOffice | 0.0001338 | 0.0001262 | [11 empty] | 3329400% | 12:00 | 887 | 1396 | 186 | 1 | 24 | 0 | 1 | 27 | 186 | 1 | 24 | 220 | 1 | 24 | 0 | 1 | 27 | 220 | 1 | 24 | 857 | 1 | 43 | 10 | A | 7 | 10 | E | 9 | 3.9 | A | 7 | -4.9 | A | 7 | 50 | A | 7 | 987 | E | 9 | 290 | A | 7 | 4.6 | A | 7 | 24000 | B | 7 | 3000 | A | 7 | 1.1 | E | 8 | 0.096 | F | 8 | 0.16 | F | 8 | 0 | 1 | D | 9 | 0 | C | 8
[11 empty] | Ventilation | Outpatient | 0.000147 | 0.000131 | [11 empty] | 3329400% | 13:00 | 917 | 1396 | 241 | 1 | 24 | 0 | 1 | 27 | 241 | 1 | 24 | 280 | 1 | 24 | 0 | 1 | 27 | 280 | 1 | 24 | 1060 | 1 | 43 | 10 | A | 7 | 10 | E | 9 | 4.4 | A | 7 | -5.5 | A | 7 | 46 | A | 7 | 987 | E | 9 | 340 | A | 7 | 4.6 | A | 7 | 24000 | B | 7 | 4500 | A | 7 | 1.1 | E | 8 | 0.096 | F | 8 | 0.16 | F | 8 | 0 | 1 | D | 9 | 0 | C | 8
[11 empty] | Ventilation | PrimarySchool | 0.0002077 | 0.0001931 | [11 empty] | 3329400% | 14:00 | 874 | 1396 | 228 | 1 | 24 | 0 | 1 | 27 | 228 | 1 | 24 | 265 | 1 | 24 | 0 | 1 | 27 | 265 | 1 | 24 | 992 | 1 | 43 | 10 | A | 7 | 10 | E | 9 | 6.1 | A | 7 | -4.3 | A | 7 | 45 | A | 7 | 987 | E | 9 | 320 | A | 7 | 4.1 | A | 7 | 24000 | B | 7 | 4500 | A | 7 | 1.1 | E | 8 | 0.096 | F | 8 | 0.16 | F | 8 | 0 | 1 | D | 9 | 0 | C | 8
[11 empty] | Ventilation | QuickServiceRestaurant | 0.0001474 | 0.0001358 | [11 empty] | 3329400% | 15:00 | 762 | 1396 | 154 | 1 | 24 | 0 | 1 | 27 | 154 | 1 | 24 | 181 | 1 | 24 | 0 | 1 | 27 | 181 | 1 | 24 | 687 | 1 | 43 | 10 | A | 7 | 10 | E | 9 | 5 | A | 7 | -6 | A | 7 | 42 | A | 7 | 987 | E | 9 | 360 | A | 7 | 4.1 | A | 7 | 19200 | B | 7 | 1500 | A | 7 | 1.1 | E | 8 | 0.096 | F | 8 | 0.16 | F | 8 | 0 | 1 | D | 9 | 0 | C | 8
[11 empty] | Ventilation | RetailStandalone | 0.0001483 | 0.0001323 | [11 empty] | 3329400% | 16:00 | 589 | 1396 | 137 | 1 | 24 | 0 | 1 | 27 | 137 | 1 | 24 | 157 | 1 | 24 | 0 | 1 | 27 | 157 | 1 | 24 | 554 | 1 | 43 | 10 | A | 7 | 10 | E | 9 | 5.6 | A | 7 | -6 | A | 7 | 41 | A | 7 | 987 | E | 9 | 360 | A | 7 | 4.1 | A | 7 | 24000 | B | 7 | 4500 | A | 7 | 1.1 | E | 8 | 0.096 | F | 8 | 0.16 | F | 8 | 0 | 1 | D | 9 | 0 | C | 8
[11 empty] | Ventilation | RetailStripmall | 0.0001606 | 0.0001246 | [11 empty] | 3329400% | 17:00 | 366 | 1396 | 57 | 1 | 24 | 0 | 1 | 27 | 57 | 1 | 24 | 66 | 1 | 24 | 0 | 1 | 27 | 66 | 1 | 24 | 229 | 1 | 43 | 10 | A | 7 | 10 | E | 9 | 4.4 | A | 7 | -5.5 | A | 7 | 46 | A | 7 | 987 | E | 9 | 340 | A | 7 | 4.6 | A | 7 | 19200 | B | 7 | 2400 | A | 7 | 1.1 | E | 8 | 0.096 | F | 8 | 0.16 | F | 8 | 0 | 1 | D | 9 | 0 | C | 8
[11 empty] | Ventilation | SecondarySchool | 0.0001513 | 0.0001569 | [11 empty] | 3329400% | 18:00 | 113 | 1314 | 18 | 1 | 24 | 0 | 1 | 27 | 18 | 1 | 24 | 21 | 1 | 24 | 0 | 1 | 27 | 21 | 1 | 24 | 66 | 1 | 43 | 10 | A | 7 | 10 | E | 9 | 3.9 | A | 7 | -4.9 | A | 7 | 50 | A | 7 | 987 | E | 9 | 320 | A | 7 | 3.1 | A | 7 | 16000 | B | 7 | 2100 | A | 7 | 1.1 | E | 8 | 0.096 | F | 8 | 0.16 | F | 8 | 0 | 1 | D | 9 | 0 | C | 8
[11 empty] | Ventilation | SmallHotel | 0.0001273 | 0.00012 | [11 empty] | 3329400% | 19:00 | 0 | 0 | 0 | 1 | 0 | 0 | 1 | 0 | 0 | 1 | 0 | 0 | 1 | 0 | 0 | 1 | 0 | 0 | 1 | 0 | 0 | 1 | 0 | 10 | A | 7 | 10 | E | 9 | 3.3 | A | 7 | -5.5 | A | 7 | 50 | A | 7 | 987 | E | 9 | 350 | A | 7 | 4.1 | A | 7 | 12800 | B | 7 | 1500 | A | 7 | 1.1 | E | 8 | 0.096 | F | 8 | 0.16 | F | 8 | 0 | 1 | D | 9 | 0 | C | 8
[11 empty] | Ventilation | SmallOffice | 0.0001377 | 0.0001338 | [11 empty] | 3329400% | 20:00 | 0 | 0 | 0 | 1 | 0 | 0 | 1 | 0 | 0 | 1 | 0 | 0 | 1 | 0 | 0 | 1 | 0 | 0 | 1 | 0 | 0 | 1 | 0 | 10 | A | 7 | 10 | E | 9 | 1.7 | A | 7 | -3.8 | A | 7 | 64 | A | 7 | 987 | E | 9 | 350 | A | 7 | 7.2 | A | 7 | 12800 | B | 7 | 1500 | A | 7 | 1 | E | 8 | 0.096 | F | 8 | 0.16 | F | 8 | 0 | 1 | D | 9 | 0 | C | 8
[11 empty] | Ventilation | Warehouse | 0.000131 | 0.0001541 | [11 empty] | 3329400% | 21:00 | 0 | 0 | 0 | 1 | 0 | 0 | 1 | 0 | 0 | 1 | 0 | 0 | 1 | 0 | 0 | 1 | 0 | 0 | 1 | 0 | 0 | 1 | 0 | 10 | A | 7 | 10 | E | 9 | 0 | A | 7 | -3.5 | E | 9 | 75 | A | 7 | 987 | E | 9 | 310 | A | 7 | 3.1 | A | 7 | 2800 | B | 7 | 450 | A | 7 | 1 | E | 8 | 0.096 | F | 8 | 0.16 | F | 8 | 0 | 1 | D | 9 | 45 | C | 8
[11 empty] | Ventilation | Other | 0.0001453 | 0.0001347 | [11 empty] | 3329400% | 22:00 | 0 | 0 | 0 | 1 | 0 | 0 | 1 | 0 | 0 | 1 | 0 | 0 | 1 | 0 | 0 | 1 | 0 | 0 | 1 | 0 | 0 | 1 | 0 | 10 | A | 7 | 10 | E | 9 | 0 | A | 7 | -4.1 | E | 9 | 71 | A | 7 | 987 | E | 9 | 300 | A | 7 | 2.6 | A | 7 | 2000 | B | 7 | 1200 | A | 7 | 1 | E | 8 | 0.096 | F | 8 | 0.16 | F | 8 | 0 | 1 | D | 9 | 45 | C | 8
[11 empty] | Water Heating | FullServiceRestaurant | 0.0001607 | 0.0001575 | [11 empty] | 3329400% | 23:00 | 0 | 0 | 0 | 1 | 0 | 0 | 1 | 0 | 0 | 1 | 0 | 0 | 1 | 0 | 0 | 1 | 0 | 0 | 1 | 0 | 0 | 1 | 0 | 10 | B | 8 | 10 | B | 8 | -0.9 | B | 8 | -4.8 | E | 9 | 72 | A | 7 | 987 | E | 9 | 310 | B | 8 | 2.3 | B | 8 | 3350 | C | 8 | 1181 | B | 8 | 1 | E | 8 | 0.096 | F | 8 | 0.16 | F | 8 | 0 | 1 | D | 9 | 45 | C | 8
[11 empty] | Water Heating | Hospital | 0.0001025 | 0.0001327 | [11 empty] | 3329400% | 24:00 | 0 | 0 | 0 | 1 | 0 | 0 | 1 | 0 | 0 | 1 | 0 | 0 | 1 | 0 | 0 | 1 | 0 | 0 | 1 | 0 | 0 | 1 | 0 | 10 | B | 8 | 10 | B | 8 | -0.9 | B | 8 | -4.5 | E | 9 | 74 | A | 7 | 987 | E | 9 | 320 | B | 8 | 2 | B | 8 | 4700 | C | 8 | 1163 | B | 8 | 1 | E | 8 | 0.096 | F | 8 | 0.16 | F | 8 | 0 | 1 | D | 9 | 45 | C | 8
[11 empty] | Water Heating | LargeHotel | 8.66e-05 | 0.0001224 | [11 empty] | 3329500% | 1:00 | 0 | 0 | 0 | 1 | 0 | 0 | 1 | 0 | 0 | 1 | 0 | 0 | 1 | 0 | 0 | 1 | 0 | 0 | 1 | 0 | 0 | 1 | 0 | 10 | B | 8 | 10 | B | 8 | -1 | B | 8 | -4.1 | E | 9 | 77 | A | 7 | 987 | E | 9 | 320 | B | 8 | 1.6 | B | 8 | 6050 | C | 8 | 1144 | B | 8 | 1 | E | 8 | 0.096 | F | 8 | 0.16 | F | 8 | 0 | 1 | D | 9 | 45 | C | 8
[11 empty] | Water Heating | LargeOffice | 0.0001298 | 0.0001573 | [11 empty] | 3329500% | 2:00 | 0 | 0 | 0 | 1 | 0 | 0 | 1 | 0 | 0 | 1 | 0 | 0 | 1 | 0 | 0 | 1 | 0 | 0 | 1 | 0 | 0 | 1 | 0 | 10 | B | 8 | 10 | B | 8 | -1.2 | B | 8 | -3.8 | E | 9 | 80 | A | 7 | 987 | E | 9 | 330 | B | 8 | 1.3 | B | 8 | 7400 | C | 8 | 1125 | B | 8 | 1 | E | 8 | 0.096 | F | 8 | 0.16 | F | 8 | 0 | 1 | D | 9 | 0 | C | 8
[11 empty] | Water Heating | MediumOffice | 0.0001319 | 0.0001592 | [11 empty] | 3329500% | 3:00 | 0 | 0 | 0 | 1 | 0 | 0 | 1 | 0 | 0 | 1 | 0 | 0 | 1 | 0 | 0 | 1 | 0 | 0 | 1 | 0 | 0 | 1 | 0 | 10 | B | 8 | 10 | B | 8 | -1.2 | B | 8 | -3.4 | E | 9 | 83 | A | 7 | 987 | E | 9 | 340 | B | 8 | 1 | B | 8 | 8750 | C | 8 | 1106 | B | 8 | 1 | E | 8 | 0.096 | F | 8 | 0.16 | F | 8 | 0 | 1 | D | 9 | 0 | C | 8
[11 empty] | Water Heating | Outpatient | 0.00013 | 0.0001197 | [11 empty] | 3329500% | 4:00 | 0 | 0 | 0 | 1 | 0 | 0 | 1 | 0 | 0 | 1 | 0 | 0 | 1 | 0 | 0 | 1 | 0 | 0 | 1 | 0 | 0 | 1 | 0 | 10 | B | 8 | 10 | B | 8 | -1.4 | B | 8 | -4.1 | E | 9 | 80 | A | 7 | 987 | E | 9 | 350 | B | 8 | 0.7 | B | 8 | 10100 | C | 8 | 1088 | B | 8 | 1 | E | 8 | 0.096 | F | 8 | 0.16 | F | 8 | 0 | 1 | D | 9 | 0 | C | 8
[11 empty] | Water Heating | PrimarySchool | 0.0001762 | 0.0002184 | [11 empty] | 3329500% | 5:00 | 0 | 0 | 0 | 1 | 0 | 0 | 1 | 0 | 0 | 1 | 0 | 0 | 1 | 0 | 0 | 1 | 0 | 0 | 1 | 0 | 0 | 1 | 0 | 10 | B | 8 | 10 | B | 8 | -1.4 | B | 8 | -3.8 | E | 9 | 82 | A | 7 | 987 | E | 9 | 350 | B | 8 | 0.3 | B | 8 | 11450 | C | 8 | 1069 | B | 8 | 1 | E | 8 | 0.096 | F | 8 | 0.16 | F | 8 | 0 | 1 | D | 9 | 0 | C | 8
[11 empty] | Water Heating | QuickServiceRestaurant | 0.0001632 | 0.0001754 | [11 empty] | 3329500% | 6:00 | 0 | 0 | 0 | 1 | 0 | 0 | 1 | 0 | 0 | 1 | 0 | 0 | 1 | 0 | 0 | 1 | 0 | 0 | 1 | 0 | 0 | 1 | 0 | 10 | A | 7 | 10 | E | 9 | -1 | A | 7 | -3.4 | E | 9 | 82 | A | 7 | 987 | E | 9 | 0 | A | 7 | 0 | A | 7 | 12800 | B | 7 | 1050 | A | 7 | 1 | E | 8 | 0.096 | F | 8 | 0.16 | F | 8 | 0 | 1 | D | 9 | 0 | C | 8
[11 empty] | Water Heating | RetailStripmall | 0.000163 | 0.0001525 | [11 empty] | 3329500% | 7:00 | 3 | 221 | 0 | 1 | 24 | 0 | 1 | 27 | 0 | 1 | 24 | 0 | 1 | 24 | 0 | 1 | 27 | 0 | 1 | 24 | 0 | 1 | 43 | 10 | A | 7 | 10 | E | 9 | -2.1 | A | 7 | -2.1 | A | 7 | 100 | A | 7 | 987 | E | 9 | 330 | A | 7 | 2.1 | A | 7 | 4800 | B | 7 | 840 | A | 7 | 1 | E | 8 | 0.096 | F | 8 | 0.16 | F | 8 | 0 | 1 | D | 9 | 45 | C | 8
[11 empty] | Water Heating | SecondarySchool | 7.66e-05 | 0.0002029 | [11 empty] | 3329500% | 8:00 | 168 | 1395 | 66 | 1 | 24 | 23 | 1 | 27 | 63 | 1 | 24 | 72 | 1 | 24 | 16 | 1 | 27 | 70 | 1 | 24 | 135 | 1 | 43 | 9 | A | 7 | 6 | E | 9 | -3.2 | A | 7 | -4.9 | A | 7 | 87 | A | 7 | 987 | E | 9 | 310 | A | 7 | 4.1 | A | 7 | 11200 | B | 7 | 900 | A | 7 | 1 | E | 8 | 0.096 | F | 8 | 0.16 | F | 8 | 0 | 1 | D | 9 | 0 | C | 8
[11 empty] | Water Heating | SmallHotel | 7.5e-05 | 0.0001386 | [11 empty] | 3329500% | 9:00 | 418 | 1395 | 172 | 1 | 24 | 202 | 1 | 27 | 111 | 1 | 24 | 182 | 1 | 24 | 182 | 1 | 27 | 128 | 1 | 24 | 220 | 1 | 43 | 3 | A | 7 | 3 | E | 9 | -2.1 | A | 7 | -6 | A | 7 | 72 | A | 7 | 987 | E | 9 | 320 | A | 7 | 7.2 | A | 7 | 16000 | B | 7 | 77777 | A | 7 | 0.9 | E | 8 | 0.096 | F | 8 | 0.16 | F | 8 | 0 | 1 | D | 9 | 0 | C | 8
[11 empty] | Water Heating | SmallOffice | 0.0001971 | 0.0001986 | [11 empty] | 3329500% | 10:00 | 633 | 1395 | 364 | 1 | 24 | 458 | 1 | 27 | 156 | 1 | 24 | 383 | 1 | 24 | 451 | 1 | 27 | 178 | 1 | 24 | 318 | 1 | 43 | 2 | A | 7 | 2 | E | 9 | -2.1 | A | 7 | -5.5 | A | 7 | 75 | A | 7 | 987 | E | 9 | 310 | A | 7 | 6.7 | A | 7 | 24000 | B | 7 | 77777 | A | 7 | 0.9 | E | 8 | 0.096 | F | 8 | 0.16 | F | 8 | 0 | 1 | D | 9 | 0 | C | 8
[11 empty] | Water Heating | Other | 0.00014 | 0.0001563 | [11 empty] | 3329500% | 11:00 | 795 | 1395 | 473 | 1 | 24 | 469 | 1 | 27 | 206 | 1 | 24 | 500 | 1 | 24 | 478 | 1 | 27 | 227 | 1 | 24 | 471 | 1 | 43 | 3 | A | 7 | 3 | E | 9 | -0.5 | A | 7 | -6 | A | 7 | 63 | A | 7 | 987 | E | 9 | 320 | A | 7 | 5.1 | A | 7 | 24000 | B | 7 | 77777 | A | 7 | 0.9 | E | 8 | 0.096 | F | 8 | 0.16 | F | 8 | 0 | 1 | D | 9 | 0 | C | 8
[11 empty] | Whole Building Electric | FullServiceRestaurant | 0.0002208 | 0.0002208 | [11 empty] | 3329500% | 12:00 | 894 | 1395 | 510 | 1 | 24 | 400 | 1 | 27 | 254 | 1 | 24 | 554 | 1 | 24 | 428 | 1 | 27 | 279 | 1 | 24 | 660 | 1 | 43 | 9 | A | 7 | 6 | E | 9 | -1 | A | 7 | -7.7 | A | 7 | 57 | A | 7 | 987 | E | 9 | 340 | A | 7 | 6.2 | A | 7 | 24000 | B | 7 | 1050 | A | 7 | 0.9 | E | 8 | 0.096 | F | 8 | 0.16 | F | 8 | 0 | 1 | D | 9 | 0 | C | 8
[11 empty] | Whole Building Electric | Hospital | 0.0001486 | 0.0001501 | [11 empty] | 3329500% | 13:00 | 923 | 1395 | 441 | 1 | 24 | 213 | 1 | 27 | 300 | 1 | 24 | 483 | 1 | 24 | 225 | 1 | 27 | 334 | 1 | 24 | 866 | 1 | 43 | 9 | A | 7 | 6 | E | 9 | -0.5 | A | 7 | -8.8 | A | 7 | 49 | A | 7 | 987 | E | 9 | 310 | A | 7 | 6.7 | A | 7 | 24000 | B | 7 | 1050 | A | 7 | 0.9 | E | 8 | 0.096 | F | 8 | 0.16 | F | 8 | 0 | 1 | D | 9 | 0 | C | 8
[11 empty] | Whole Building Electric | LargeHotel | 0.0001601 | 0.0001601 | [11 empty] | 3329500% | 14:00 | 880 | 1395 | 285 | 1 | 24 | 178 | 1 | 27 | 173 | 1 | 24 | 318 | 1 | 24 | 191 | 1 | 27 | 197 | 1 | 24 | 419 | 1 | 43 | 9 | A | 7 | 6 | E | 9 | 0 | A | 7 | -8.8 | A | 7 | 47 | A | 7 | 987 | E | 9 | 340 | A | 7 | 6.2 | A | 7 | 24000 | B | 7 | 1350 | A | 7 | 0.8 | E | 8 | 0.096 | F | 8 | 0.16 | F | 8 | 0 | 1 | D | 9 | 0 | C | 8
[11 empty] | Whole Building Electric | LargeOffice | 0.0001822 | 0.0001822 | [11 empty] | 3329500% | 15:00 | 768 | 1395 | 337 | 1 | 24 | 249 | 1 | 27 | 200 | 1 | 24 | 366 | 1 | 24 | 262 | 1 | 27 | 221 | 1 | 24 | 462 | 1 | 43 | 9 | A | 7 | 6 | E | 9 | 0.6 | A | 7 | -8.2 | A | 7 | 48 | A | 7 | 987 | E | 9 | 320 | A | 7 | 6.2 | A | 7 | 24000 | B | 7 | 1350 | A | 7 | 0.8 | E | 8 | 0.096 | F | 8 | 0.16 | F | 8 | 0 | 1 | D | 9 | 0 | C | 8
[11 empty] | Whole Building Electric | MediumOffice | 0.0002088 | 0.0002088 | [11 empty] | 3329500% | 16:00 | 594 | 1395 | 301 | 1 | 24 | 291 | 1 | 27 | 177 | 1 | 24 | 320 | 1 | 24 | 292 | 1 | 27 | 195 | 1 | 24 | 382 | 1 | 43 | 9 | A | 7 | 6 | E | 9 | 0 | A | 7 | -8.8 | A | 7 | 47 | A | 7 | 987 | E | 9 | 320 | A | 7 | 5.1 | A | 7 | 24000 | B | 7 | 1500 | A | 7 | 0.8 | E | 8 | 0.096 | F | 8 | 0.16 | F | 8 | 0 | 1 | D | 9 | 0 | C | 8
[11 empty] | Whole Building Electric | Outpatient | 0.000216 | 0.000216 | [11 empty] | 3329500% | 17:00 | 372 | 1395 | 114 | 1 | 24 | 66 | 1 | 27 | 96 | 1 | 24 | 125 | 1 | 24 | 58 | 1 | 27 | 109 | 1 | 24 | 251 | 1 | 43 | 9 | A | 7 | 6 | E | 9 | -0.5 | A | 7 | -9.9 | A | 7 | 45 | A | 7 | 987 | E | 9 | 310 | A | 7 | 9.3 | A | 7 | 19200 | B | 7 | 5400 | A | 7 | 0.8 | E | 8 | 0.096 | F | 8 | 0.16 | F | 8 | 0 | 1 | D | 9 | 0 | C | 8
[11 empty] | Whole Building Electric | PrimarySchool | 0.0002835 | 0.0002862 | [11 empty] | 3329500% | 18:00 | 118 | 1337 | 31 | 1 | 24 | 7 | 1 | 27 | 30 | 1 | 24 | 34 | 1 | 24 | 0 | 1 | 27 | 34 | 1 | 24 | 99 | 1 | 43 | 9 | A | 7 | 6 | E | 9 | -1.6 | A | 7 | -8.8 | A | 7 | 54 | A | 7 | 987 | E | 9 | 290 | A | 7 | 5.1 | A | 7 | 24000 | B | 7 | 1500 | A | 7 | 0.8 | E | 8 | 0.096 | F | 8 | 0.16 | F | 8 | 0 | 1 | D | 9 | 0 | C | 8
[11 empty] | Whole Building Electric | QuickServiceRestaurant | 0.0002018 | 0.0002018 | [11 empty] | 3329500% | 19:00 | 0 | 0 | 0 | 1 | 0 | 0 | 1 | 0 | 0 | 1 | 0 | 0 | 1 | 0 | 0 | 1 | 0 | 0 | 1 | 0 | 0 | 1 | 0 | 9 | A | 7 | 6 | E | 9 | -2.7 | A | 7 | -9.3 | A | 7 | 57 | A | 7 | 987 | E | 9 | 310 | A | 7 | 5.1 | A | 7 | 24000 | B | 7 | 1500 | A | 7 | 0.7 | E | 8 | 0.096 | F | 8 | 0.16 | F | 8 | 0 | 1 | D | 9 | 0 | C | 8
[11 empty] | Whole Building Electric | RetailStandalone | 0.0002438 | 0.0002438 | [11 empty] | 3329500% | 20:00 | 0 | 0 | 0 | 1 | 0 | 0 | 1 | 0 | 0 | 1 | 0 | 0 | 1 | 0 | 0 | 1 | 0 | 0 | 1 | 0 | 0 | 1 | 0 | 9 | A | 7 | 6 | E | 9 | -3.2 | A | 7 | -9.9 | A | 7 | 56 | A | 7 | 987 | E | 9 | 300 | A | 7 | 6.2 | A | 7 | 24000 | B | 7 | 1500 | A | 7 | 0.7 | E | 8 | 0.096 | F | 8 | 0.16 | F | 8 | 0 | 1 | D | 9 | 0 | C | 8
[11 empty] | Whole Building Electric | RetailStripmall | 0.0002407 | 0.0002407 | [11 empty] | 3329500% | 21:00 | 0 | 0 | 0 | 1 | 0 | 0 | 1 | 0 | 0 | 1 | 0 | 0 | 1 | 0 | 0 | 1 | 0 | 0 | 1 | 0 | 0 | 1 | 0 | 3 | A | 7 | 3 | E | 9 | -2.1 | A | 7 | -10.8 | E | 9 | 47 | A | 7 | 987 | E | 9 | 290 | A | 7 | 6.2 | A | 7 | 19200 | B | 7 | 77777 | A | 7 | 0.7 | E | 8 | 0.096 | F | 8 | 0.16 | F | 8 | 0 | 1 | D | 9 | 0 | C | 8
[11 empty] | Whole Building Electric | SecondarySchool | 0.0002423 | 0.0002423 | [11 empty] | 3329500% | 22:00 | 0 | 0 | 0 | 1 | 0 | 0 | 1 | 0 | 0 | 1 | 0 | 0 | 1 | 0 | 0 | 1 | 0 | 0 | 1 | 0 | 0 | 1 | 0 | 2 | A | 7 | 2 | E | 9 | -3.2 | A | 7 | -10.7 | E | 9 | 52 | A | 7 | 987 | E | 9 | 300 | A | 7 | 2.6 | A | 7 | 19200 | B | 7 | 77777 | A | 7 | 0.7 | E | 8 | 0.096 | F | 8 | 0.16 | F | 8 | 0 | 1 | D | 9 | 0 | C | 8
[11 empty] | Whole Building Electric | SmallHotel | 0.0001685 | 0.0001685 | [11 empty] | 3329500% | 23:00 | 0 | 0 | 0 | 1 | 0 | 0 | 1 | 0 | 0 | 1 | 0 | 0 | 1 | 0 | 0 | 1 | 0 | 0 | 1 | 0 | 0 | 1 | 0 | 2 | B | 8 | 2 | B | 8 | -4.2 | B | 8 | -11.6 | E | 9 | 52 | A | 7 | 987 | E | 9 | 310 | B | 8 | 2.3 | B | 8 | 18800 | C | 8 | 77777 | B | 8 | 0.7 | E | 8 | 0.096 | F | 8 | 0.16 | F | 8 | 0 | 1 | D | 9 | 0 | C | 8
[11 empty] | Whole Building Electric | SmallOffice | 0.0002369 | 0.0002369 | [11 empty] | 3329500% | 24:00 | 0 | 0 | 0 | 1 | 0 | 0 | 1 | 0 | 0 | 1 | 0 | 0 | 1 | 0 | 0 | 1 | 0 | 0 | 1 | 0 | 0 | 1 | 0 | 2 | B | 8 | 2 | B | 8 | -4.5 | B | 8 | -10.5 | E | 9 | 59 | A | 7 | 987 | E | 9 | 320 | B | 8 | 2 | B | 8 | 18400 | C | 8 | 77777 | B | 8 | 0.6 | E | 8 | 0.096 | F | 8 | 0.16 | F | 8 | 0 | 1 | D | 9 | 0 | C | 8
[11 empty] | Whole Building Electric | Warehouse | 0.000168 | 0.0002018 | [11 empty] | 3329600% | 1:00 | 0 | 0 | 0 | 1 | 0 | 0 | 1 | 0 | 0 | 1 | 0 | 0 | 1 | 0 | 0 | 1 | 0 | 0 | 1 | 0 | 0 | 1 | 0 | 2 | B | 8 | 2 | B | 8 | -4.7 | B | 8 | -10.4 | E | 9 | 61 | A | 7 | 987 | E | 9 | 320 | B | 8 | 1.6 | B | 8 | 18000 | C | 8 | 77777 | B | 8 | 0.6 | E | 8 | 0.097 | F | 8 | 0.16 | F | 8 | 0 | 1 | D | 9 | 0 | C | 8
[11 empty] | Whole Building Electric | Other | 0.0002077 | 0.000209 | [11 empty] | 3329600% | 2:00 | 0 | 0 | 0 | 1 | 0 | 0 | 1 | 0 | 0 | 1 | 0 | 0 | 1 | 0 | 0 | 1 | 0 | 0 | 1 | 0 | 0 | 1 | 0 | 3 | B | 8 | 3 | B | 8 | -5 | B | 8 | -10.4 | E | 9 | 62 | A | 7 | 987 | E | 9 | 330 | B | 8 | 1.3 | B | 8 | 17600 | C | 8 | 77777 | B | 8 | 0.6 | E | 8 | 0.097 | F | 8 | 0.16 | F | 8 | 0 | 1 | D | 9 | 0 | C | 8
[26 empty] | 3329600% | 3:00 | 0 | 0 | 0 | 1 | 0 | 0 | 1 | 0 | 0 | 1 | 0 | 0 | 1 | 0 | 0 | 1 | 0 | 0 | 1 | 0 | 0 | 1 | 0 | 3 | B | 8 | 3 | B | 8 | -5.2 | B | 8 | -10.3 | E | 9 | 64 | A | 7 | 987 | E | 9 | 340 | B | 8 | 1 | B | 8 | 17200 | C | 8 | 77777 | B | 8 | 0.6 | E | 8 | 0.097 | F | 8 | 0.16 | F | 8 | 0 | 1 | D | 9 | 0 | C | 8
Ductless Mini Split Heat Pump | [25 empty] | 3329600% | 4:00 | 0 | 0 | 0 | 1 | 0 | 0 | 1 | 0 | 0 | 1 | 0 | 0 | 1 | 0 | 0 | 1 | 0 | 0 | 1 | 0 | 0 | 1 | 0 | 3 | B | 8 | 3 | B | 8 | -5.6 | B | 8 | -10.2 | E | 9 | 67 | A | 7 | 987 | E | 9 | 350 | B | 8 | 0.7 | B | 8 | 16800 | C | 8 | 77777 | B | 8 | 0.6 | E | 8 | 0.097 | F | 8 | 0.16 | F | 8 | 0 | 1 | D | 9 | 0 | C | 8
[26 empty] | 3329600% | 5:00 | 0 | 0 | 0 | 1 | 0 | 0 | 1 | 0 | 0 | 1 | 0 | 0 | 1 | 0 | 0 | 1 | 0 | 0 | 1 | 0 | 0 | 1 | 0 | 3 | B | 8 | 3 | B | 8 | -5.8 | B | 8 | -10.1 | E | 9 | 69 | A | 7 | 987 | E | 9 | 350 | B | 8 | 0.3 | B | 8 | 16400 | C | 8 | 77777 | B | 8 | 0.5 | E | 8 | 0.097 | F | 8 | 0.16 | F | 8 | 0 | 1 | D | 9 | 0 | C | 8
Existing Ductwork Type | [25 empty] | 3329600% | 6:00 | 0 | 0 | 0 | 1 | 0 | 0 | 1 | 0 | 0 | 1 | 0 | 0 | 1 | 0 | 0 | 1 | 0 | 0 | 1 | 0 | 0 | 1 | 0 | 3 | A | 7 | 3 | E | 9 | -5.5 | A | 7 | -10 | E | 9 | 68 | A | 7 | 987 | E | 9 | 0 | A | 7 | 0 | A | 7 | 16000 | B | 7 | 77777 | A | 7 | 0.5 | E | 8 | 0.097 | F | 8 | 0.16 | F | 8 | 0 | 1 | D | 9 | 0 | C | 8
Ducted | [25 empty] | 3329600% | 7:00 | 4 | 244 | 0 | 1 | 24 | 19 | 1 | 27 | 0 | 1 | 24 | 0 | 1 | 24 | 0 | 1 | 27 | 0 | 1 | 24 | 0 | 1 | 43 | 2 | A | 7 | 2 | E | 9 | -8.2 | A | 7 | -9.9 | A | 7 | 86 | A | 7 | 987 | E | 9 | 270 | A | 7 | 4.1 | A | 7 | 24000 | B | 7 | 77777 | A | 7 | 0.5 | E | 8 | 0.097 | F | 8 | 0.16 | F | 8 | 0 | 1 | D | 9 | 0 | C | 8
Ductless | [25 empty] | 3329600% | 8:00 | 175 | 1394 | 84 | 1 | 24 | 471 | 1 | 27 | 25 | 1 | 24 | 86 | 1 | 24 | 318 | 1 | 27 | 46 | 1 | 24 | 49 | 1 | 43 | 0 | A | 7 | 0 | E | 9 | -6 | A | 7 | -9.3 | A | 7 | 75 | A | 7 | 987 | E | 9 | 270 | A | 7 | 6.2 | A | 7 | 24000 | B | 7 | 77777 | A | 7 | 0.5 | E | 8 | 0.097 | F | 8 | 0.16 | F | 8 | 0 | 1 | D | 9 | 0 | C | 8
[26 empty] | 3329600% | 9:00 | 425 | 1394 | 274 | 1 | 24 | 760 | 1 | 27 | 43 | 1 | 24 | 291 | 1 | 24 | 686 | 1 | 27 | 81 | 1 | 24 | 100 | 1 | 43 | 0 | A | 7 | 0 | E | 9 | -4.3 | A | 7 | -8.8 | A | 7 | 68 | A | 7 | 987 | E | 9 | 270 | A | 7 | 5.7 | A | 7 | 24000 | B | 7 | 77777 | A | 7 | 0.5 | E | 8 | 0.097 | F | 8 | 0.16 | F | 8 | 0 | 1 | D | 9 | 0 | C | 8
Measure | End Use | ISR | ISR last updated | ISR Lockdown | Notes | [20 empty] | 3329600% | 10:00 | 639 | 1394 | 160 | 1 | 24 | 86 | 1 | 27 | 121 | 1 | 24 | 180 | 1 | 24 | 88 | 1 | 27 | 140 | 1 | 24 | 293 | 1 | 43 | 9 | A | 7 | 9 | E | 9 | -3.2 | A | 7 | -10.5 | A | 7 | 53 | A | 7 | 987 | E | 9 | 310 | A | 7 | 9.3 | A | 7 | 24000 | B | 7 | 1290 | A | 7 | 0.5 | E | 8 | 0.097 | F | 8 | 0.16 | F | 8 | 0 | 1 | D | 9 | 0 | C | 8
AC Tune-Up | HVAC | 1 | 2022 | No | ISR included as part of program-level realization rate, evaluated annually. | [20 empty] | 3329600% | 11:00 | 801 | 1394 | 387 | 1 | 24 | 177 | 1 | 27 | 285 | 1 | 24 | 419 | 1 | 24 | 184 | 1 | 27 | 313 | 1 | 24 | 754 | 1 | 43 | 9 | A | 7 | 9 | E | 9 | -1 | A | 7 | -9.3 | A | 7 | 49 | A | 7 | 987 | E | 9 | 270 | A | 7 | 10.3 | A | 7 | 24000 | B | 7 | 990 | A | 7 | 0.5 | E | 8 | 0.097 | F | 8 | 0.16 | F | 8 | 0 | 1 | D | 9 | 0 | C | 8
Advanced Rooftop Controls | HVAC | 1 | 2022 | No | ISR included as part of program-level realization rate, evaluated annually. | [20 empty] | 3329600% | 12:00 | 900 | 1394 | 282 | 1 | 24 | 60 | 1 | 27 | 243 | 1 | 24 | 311 | 1 | 24 | 61 | 1 | 27 | 271 | 1 | 24 | 842 | 1 | 43 | 9 | A | 7 | 9 | E | 9 | -1.6 | A | 7 | -8.8 | A | 7 | 54 | A | 7 | 987 | E | 9 | 270 | A | 7 | 6.7 | A | 7 | 24000 | B | 7 | 1110 | A | 7 | 0.5 | E | 8 | 0.097 | F | 8 | 0.16 | F | 8 | 0 | 1 | D | 9 | 0 | C | 8
Boiler Reset and Cut-Out Controls | HVAC | 1 | 2022 | No | ISR included as part of program-level realization rate, evaluated annually. | [20 empty] | 3329600% | 13:00 | 929 | 1394 | 433 | 1 | 24 | 104 | 1 | 27 | 364 | 1 | 24 | 476 | 1 | 24 | 107 | 1 | 27 | 405 | 1 | 24 | 1191 | 1 | 43 | 9 | A | 7 | 9 | E | 9 | 1.1 | A | 7 | -9.9 | A | 7 | 40 | A | 7 | 987 | E | 9 | 270 | A | 7 | 8.8 | A | 7 | 24000 | B | 7 | 1110 | A | 7 | 0.5 | E | 8 | 0.097 | F | 8 | 0.16 | F | 8 | 0 | 1 | D | 9 | 0 | C | 8
C&I Draft Unitary Code Change IMP | HVAC | 1 | 2022 | No | ISR included as part of program-level realization rate, evaluated annually. | [20 empty] | 3329600% | 14:00 | 886 | 1394 | 264 | 1 | 24 | 91 | 1 | 27 | 206 | 1 | 24 | 295 | 1 | 24 | 96 | 1 | 27 | 233 | 1 | 24 | 577 | 1 | 43 | 9 | A | 7 | 9 | E | 9 | 1.7 | A | 7 | -11.6 | A | 7 | 33 | A | 7 | 987 | E | 9 | 310 | A | 7 | 7.7 | A | 7 | 24000 | B | 7 | 1200 | A | 7 | 0.5 | E | 8 | 0.097 | F | 8 | 0.16 | F | 8 | 0 | 1 | D | 9 | 0 | C | 8
Commercial Gas Boiler | HVAC | 1 | 2022 | No | ISR included as part of program-level realization rate, evaluated annually. | [20 empty] | 3329600% | 15:00 | 774 | 1394 | 245 | 1 | 24 | 74 | 1 | 27 | 203 | 1 | 24 | 269 | 1 | 24 | 74 | 1 | 27 | 228 | 1 | 24 | 654 | 1 | 43 | 9 | A | 7 | 9 | E | 9 | 2.2 | A | 7 | -11 | A | 7 | 33 | A | 7 | 987 | E | 9 | 300 | A | 7 | 10.3 | A | 7 | 24000 | B | 7 | 1200 | A | 7 | 0.5 | E | 8 | 0.097 | F | 8 | 0.16 | F | 8 | 0 | 1 | D | 9 | 0 | C | 8
Commercial Gas Furnace <255,000 BTU/h | HVAC | 1 | 2022 | No | ISR included as part of program-level realization rate, evaluated annually. | [20 empty] | 3329600% | 16:00 | 600 | 1394 | 386 | 1 | 24 | 614 | 1 | 27 | 121 | 1 | 24 | 398 | 1 | 24 | 586 | 1 | 27 | 145 | 1 | 24 | 236 | 1 | 43 | 3 | A | 7 | 3 | E | 9 | 2.8 | A | 7 | -9.3 | A | 7 | 37 | A | 7 | 987 | E | 9 | 260 | A | 7 | 7.7 | A | 7 | 24000 | B | 7 | 77777 | A | 7 | 0.5 | E | 8 | 0.097 | F | 8 | 0.16 | F | 8 | 0 | 1 | D | 9 | 0 | C | 8
Commercial Gas Furnace ≥225,000 BTU/h | HVAC | 1 | 2022 | No | ISR included as part of program-level realization rate, evaluated annually. | [20 empty] | 3329600% | 17:00 | 377 | 1394 | 221 | 1 | 24 | 568 | 1 | 27 | 68 | 1 | 24 | 229 | 1 | 24 | 485 | 1 | 27 | 97 | 1 | 24 | 125 | 1 | 43 | 2 | A | 7 | 2 | E | 9 | 1.1 | A | 7 | -9.9 | A | 7 | 40 | A | 7 | 987 | E | 9 | 280 | A | 7 | 8.2 | A | 7 | 24000 | B | 7 | 77777 | A | 7 | 0.5 | E | 8 | 0.097 | F | 8 | 0.16 | F | 8 | 0 | 1 | D | 9 | 0 | C | 8
Demand Controlled Ventilation/ DCV | HVAC | 1 | 2022 | No | ISR included as part of program-level realization rate, evaluated annually. | [20 empty] | 3329600% | 18:00 | 123 | 1359 | 44 | 1 | 24 | 277 | 1 | 27 | 19 | 1 | 24 | 47 | 1 | 24 | 155 | 1 | 27 | 32 | 1 | 24 | 35 | 1 | 43 | 3 | A | 7 | 3 | E | 9 | -0.5 | A | 7 | -8.8 | A | 7 | 49 | A | 7 | 987 | E | 9 | 270 | A | 7 | 7.2 | A | 7 | 24000 | B | 7 | 77777 | A | 7 | 0.5 | E | 8 | 0.097 | F | 8 | 0.16 | F | 8 | 0 | 1 | D | 9 | 0 | C | 8
Dual Enthalpy Economizer | HVAC | 1 | 2022 | No | ISR included as part of program-level realization rate, evaluated annually. | [20 empty] | 3329600% | 19:00 | 0 | 0 | 0 | 1 | 0 | 0 | 1 | 0 | 0 | 1 | 0 | 0 | 1 | 0 | 0 | 1 | 0 | 0 | 1 | 0 | 0 | 1 | 0 | 9 | A | 7 | 9 | E | 9 | -0.5 | A | 7 | -8.2 | A | 7 | 52 | A | 7 | 987 | E | 9 | 260 | A | 7 | 4.1 | A | 7 | 24000 | B | 7 | 1200 | A | 7 | 0.5 | E | 8 | 0.097 | F | 8 | 0.16 | F | 8 | 0 | 1 | D | 9 | 0 | C | 8
Ductless Mini-Split Heat Pump (DMSHP) | HVAC | 1 | 2022 | No | ISR included as part of program-level realization rate, evaluated annually. | [20 empty] | 3329600% | 20:00 | 0 | 0 | 0 | 1 | 0 | 0 | 1 | 0 | 0 | 1 | 0 | 0 | 1 | 0 | 0 | 1 | 0 | 0 | 1 | 0 | 0 | 1 | 0 | 9 | A | 7 | 9 | E | 9 | 0 | A | 7 | -8.2 | A | 7 | 50 | A | 7 | 987 | E | 9 | 250 | A | 7 | 4.1 | A | 7 | 24000 | B | 7 | 1200 | A | 7 | 0.5 | E | 8 | 0.097 | F | 8 | 0.16 | F | 8 | 0 | 1 | D | 9 | 0 | C | 8
ECM Circulating Fan | HVAC | 1 | 2022 | No | ISR included as part of program-level realization rate, evaluated annually. | [20 empty] | 3329600% | 21:00 | 0 | 0 | 0 | 1 | 0 | 0 | 1 | 0 | 0 | 1 | 0 | 0 | 1 | 0 | 0 | 1 | 0 | 0 | 1 | 0 | 0 | 1 | 0 | 2 | A | 7 | 2 | E | 9 | 0.6 | A | 7 | -7 | E | 9 | 53 | A | 7 | 987 | E | 9 | 220 | A | 7 | 4.1 | A | 7 | 16000 | B | 7 | 77777 | A | 7 | 0.5 | E | 8 | 0.097 | F | 8 | 0.16 | F | 8 | 0 | 1 | D | 9 | 0 | C | 8
ECM Circulator Pump | HVAC | 1 | 2022 | No | ISR included as part of program-level realization rate, evaluated annually. | [20 empty] | 3329600% | 22:00 | 0 | 0 | 0 | 1 | 0 | 0 | 1 | 0 | 0 | 1 | 0 | 0 | 1 | 0 | 0 | 1 | 0 | 0 | 1 | 0 | 0 | 1 | 0 | 2 | B | 8 | 2 | B | 8 | 0.5 | B | 8 | -6.8 | E | 9 | 54 | A | 7 | 987 | E | 9 | 220 | B | 8 | 3.9 | B | 8 | 16000 | C | 8 | 77777 | B | 8 | 0.5 | E | 8 | 0.097 | F | 8 | 0.16 | F | 8 | 0 | 1 | D | 9 | 0 | C | 8
Electric Chillers | HVAC | 1 | 2022 | No | ISR included as part of program-level realization rate, evaluated annually. | [20 empty] | 3329600% | 23:00 | 0 | 0 | 0 | 1 | 0 | 0 | 1 | 0 | 0 | 1 | 0 | 0 | 1 | 0 | 0 | 1 | 0 | 0 | 1 | 0 | 0 | 1 | 0 | 2 | B | 8 | 2 | B | 8 | -0.4 | B | 8 | -7.6 | E | 9 | 54 | A | 7 | 987 | E | 9 | 220 | B | 8 | 3.8 | B | 8 | 16000 | C | 8 | 77777 | B | 8 | 0.5 | E | 8 | 0.097 | F | 8 | 0.16 | F | 8 | 0 | 1 | D | 9 | 0 | C | 8
Hotel Guest Room Occupancy Sensors - HVAC | HVAC | 1 | 2022 | No | ISR included as part of program-level realization rate, evaluated annually. | [20 empty] | 3329600% | 24:00 | 0 | 0 | 0 | 1 | 0 | 0 | 1 | 0 | 0 | 1 | 0 | 0 | 1 | 0 | 0 | 1 | 0 | 0 | 1 | 0 | 0 | 1 | 0 | 2 | B | 8 | 2 | B | 8 | -0.5 | B | 8 | -7.4 | E | 9 | 56 | A | 7 | 987 | E | 9 | 220 | B | 8 | 3.6 | B | 8 | 16000 | C | 8 | 77777 | B | 8 | 0.5 | E | 8 | 0.097 | F | 8 | 0.16 | F | 8 | 0 | 1 | D | 9 | 0 | C | 8
Infrared Heaters | HVAC | 1 | 2022 | No | ISR included as part of program-level realization rate, evaluated annually. | [20 empty] | 3329700% | 1:00 | 0 | 0 | 0 | 1 | 0 | 0 | 1 | 0 | 0 | 1 | 0 | 0 | 1 | 0 | 0 | 1 | 0 | 0 | 1 | 0 | 0 | 1 | 0 | 2 | B | 8 | 2 | B | 8 | -0.6 | B | 8 | -7.2 | E | 9 | 57 | A | 7 | 987 | E | 9 | 220 | B | 8 | 3.4 | B | 8 | 16000 | C | 8 | 77777 | B | 8 | 0.5 | E | 8 | 0.098 | F | 8 | 0.16 | F | 8 | 0 | 1 | D | 9 | 0 | C | 8
Low-E Film - Electric | HVAC | 1 | 2022 | No | ISR included as part of program-level realization rate, evaluated annually. | [20 empty] | 3329700% | 2:00 | 0 | 0 | 0 | 1 | 0 | 0 | 1 | 0 | 0 | 1 | 0 | 0 | 1 | 0 | 0 | 1 | 0 | 0 | 1 | 0 | 0 | 1 | 0 | 2 | B | 8 | 2 | B | 8 | -0.7 | B | 8 | -6.9 | E | 9 | 59 | A | 7 | 987 | E | 9 | 210 | B | 8 | 3.3 | B | 8 | 16000 | C | 8 | 77777 | B | 8 | 0.5 | E | 8 | 0.098 | F | 8 | 0.16 | F | 8 | 0 | 1 | D | 9 | 0 | C | 8
Smart Thermostat* | HVAC | 1 | 2022 | No | ISR included as part of program-level realization rate, evaluated annually. | [20 empty] | 3329700% | 3:00 | 0 | 0 | 0 | 1 | 0 | 0 | 1 | 0 | 0 | 1 | 0 | 0 | 1 | 0 | 0 | 1 | 0 | 0 | 1 | 0 | 0 | 1 | 0 | 2 | B | 8 | 2 | B | 8 | -0.7 | B | 8 | -6.7 | E | 9 | 60 | A | 7 | 987 | E | 9 | 210 | B | 8 | 3.1 | B | 8 | 16000 | C | 8 | 77777 | B | 8 | 0.5 | E | 8 | 0.098 | F | 8 | 0.16 | F | 8 | 0 | 1 | D | 9 | 0 | C | 8
Steam Boiler Traps – Repair/Replace | HVAC | 1 | 2022 | No | ISR included as part of program-level realization rate, evaluated annually. | [20 empty] | 3329700% | 4:00 | 0 | 0 | 0 | 1 | 0 | 0 | 1 | 0 | 0 | 1 | 0 | 0 | 1 | 0 | 0 | 1 | 0 | 0 | 1 | 0 | 0 | 1 | 0 | 2 | B | 8 | 2 | B | 8 | -0.9 | B | 8 | -5.5 | E | 9 | 68 | A | 7 | 987 | E | 9 | 210 | B | 8 | 2.9 | B | 8 | 16000 | C | 8 | 77777 | B | 8 | 0.5 | E | 8 | 0.098 | F | 8 | 0.16 | F | 8 | 0 | 1 | D | 9 | 0 | C | 8
Switch Reluctance Motors | HVAC | 1 | 2022 | No | ISR included as part of program-level realization rate, evaluated annually. | [20 empty] | 3329700% | 5:00 | 0 | 0 | 0 | 1 | 0 | 0 | 1 | 0 | 0 | 1 | 0 | 0 | 1 | 0 | 0 | 1 | 0 | 0 | 1 | 0 | 0 | 1 | 0 | 2 | B | 8 | 2 | B | 8 | -0.9 | B | 8 | -5.3 | E | 9 | 69 | A | 7 | 987 | E | 9 | 210 | B | 8 | 2.8 | B | 8 | 16000 | C | 8 | 77777 | B | 8 | 0.6 | E | 8 | 0.098 | F | 8 | 0.16 | F | 8 | 0 | 1 | D | 9 | 0 | C | 8
Tune-Up Chiller System | HVAC | 1 | 2022 | No | ISR included as part of program-level realization rate, evaluated annually. | [20 empty] | 3329700% | 6:00 | 0 | 0 | 0 | 1 | 0 | 0 | 1 | 0 | 0 | 1 | 0 | 0 | 1 | 0 | 0 | 1 | 0 | 0 | 1 | 0 | 0 | 1 | 0 | 2 | A | 7 | 2 | E | 9 | -0.5 | A | 7 | -5.1 | E | 9 | 68 | A | 7 | 987 | E | 9 | 210 | A | 7 | 2.6 | A | 7 | 16000 | B | 7 | 77777 | A | 7 | 0.6 | E | 8 | 0.098 | F | 8 | 0.16 | F | 8 | 0 | 1 | D | 9 | 0 | C | 8
Unitary HVAC Systems | HVAC | 1 | 2022 | No | ISR included as part of program-level realization rate, evaluated annually. | [20 empty] | 3329700% | 7:00 | 5 | 290 | 0 | 1 | 24 | 11 | 1 | 27 | 0 | 1 | 24 | 0 | 1 | 24 | 0 | 1 | 27 | 0 | 1 | 24 | 0 | 1 | 43 | 3 | A | 7 | 3 | E | 9 | -2.1 | A | 7 | -4.9 | A | 7 | 79 | A | 7 | 987 | E | 9 | 190 | A | 7 | 3.1 | A | 7 | 16000 | B | 7 | 77777 | A | 7 | 0.6 | E | 8 | 0.098 | F | 8 | 0.16 | F | 8 | 0 | 1 | D | 9 | 0 | C | 8
Variable Frequency Drive (VFD) for HVAC | HVAC | 1 | 2022 | No | ISR included as part of program-level realization rate, evaluated annually. | [20 empty] | 3329700% | 8:00 | 181 | 1394 | 82 | 1 | 24 | 379 | 1 | 27 | 32 | 1 | 24 | 84 | 1 | 24 | 242 | 1 | 27 | 52 | 1 | 24 | 58 | 1 | 43 | 0 | A | 7 | 0 | E | 9 | -1 | A | 7 | -4.3 | A | 7 | 76 | A | 7 | 987 | E | 9 | 190 | A | 7 | 4.1 | A | 7 | 24000 | B | 7 | 77777 | A | 7 | 0.6 | E | 8 | 0.098 | F | 8 | 0.16 | F | 8 | 0 | 1 | D | 9 | 0 | C | 8
Variable Refrigerant Flow (VRF) Heat Pump Systems | HVAC | 1 | 2022 | No | ISR included as part of program-level realization rate, evaluated annually. | [20 empty] | 3329700% | 9:00 | 432 | 1394 | 172 | 1 | 24 | 249 | 1 | 27 | 95 | 1 | 24 | 186 | 1 | 24 | 228 | 1 | 27 | 115 | 1 | 24 | 182 | 1 | 43 | 3 | A | 7 | 3 | E | 9 | 2.2 | A | 7 | -3.2 | A | 7 | 65 | A | 7 | 987 | E | 9 | 220 | A | 7 | 4.1 | A | 7 | 24000 | B | 7 | 77777 | A | 7 | 0.6 | E | 8 | 0.098 | F | 8 | 0.16 | F | 8 | 0 | 1 | D | 9 | 0 | C | 8
[26 empty] | 3329700% | 10:00 | 646 | 1394 | 414 | 1 | 24 | 667 | 1 | 27 | 105 | 1 | 24 | 436 | 1 | 24 | 651 | 1 | 27 | 133 | 1 | 24 | 218 | 1 | 43 | 2 | A | 7 | 2 | E | 9 | 3.3 | A | 7 | -3.2 | A | 7 | 60 | A | 7 | 987 | E | 9 | 220 | A | 7 | 5.1 | A | 7 | 24000 | B | 7 | 77777 | A | 7 | 0.6 | E | 8 | 0.098 | F | 8 | 0.16 | F | 8 | 0 | 1 | D | 9 | 0 | C | 8
Heat Pump Water Heater | [25 empty] | 3329700% | 11:00 | 808 | 1394 | 213 | 1 | 24 | 0 | 1 | 27 | 213 | 1 | 24 | 246 | 1 | 24 | 0 | 1 | 27 | 246 | 1 | 24 | 905 | 1 | 43 | 10 | A | 7 | 10 | E | 9 | 5 | A | 7 | -4.9 | A | 7 | 46 | A | 7 | 987 | E | 9 | 210 | A | 7 | 6.2 | A | 7 | 24000 | B | 7 | 77777 | A | 7 | 0.6 | E | 8 | 0.098 | F | 8 | 0.16 | F | 8 | 0 | 1 | D | 9 | 0 | C | 8
[26 empty] | 3329700% | 12:00 | 907 | 1394 | 244 | 1 | 25 | 0 | 1 | 28 | 244 | 1 | 25 | 283 | 1 | 25 | 0 | 1 | 28 | 283 | 1 | 25 | 1064 | 1 | 45 | 10 | B | 8 | 10 | B | 8 | 6.1 | B | 8 | -5.4 | B | 8 | 41 | A | 7 | 987 | E | 9 | 200 | B | 8 | 7 | B | 8 | 24000 | C | 8 | 14000 | B | 8 | 0.7 | E | 8 | 0.098 | F | 8 | 0.16 | F | 8 | 0 | 1 | D | 9 | 0 | C | 8
Space Type |  | Water Heater Type |  | Building Type | MD ETDF Building Type | Consumption/Cap | Consumption/1000 sq ft |  | load_shape_name | Building Type | ETDF_summer peak | ETDF_winter peak | [13 empty] | 3329700% | 13:00 | 935 | 1394 | 253 | 1 | 24 | 0 | 1 | 27 | 253 | 1 | 24 | 294 | 1 | 24 | 0 | 1 | 27 | 294 | 1 | 24 | 1111 | 1 | 43 | 10 | A | 7 | 10 | E | 9 | 6.7 | A | 7 | -6 | A | 7 | 38 | A | 7 | 987 | E | 9 | 190 | A | 7 | 7.7 | A | 7 | 24000 | B | 7 | 6000 | A | 7 | 0.7 | E | 8 | 0.098 | F | 8 | 0.16 | F | 8 | 0 | 1 | D | 9 | 0 | C | 8
Conditioned |  | Storage |  | Convenience | RetailStripmall | 528 | 4594 |  | Water Heating | FullServiceRestaurant | 0.0001607 | 0.0001575 | [13 empty] | 3329700% | 14:00 | 892 | 1394 | 240 | 1 | 24 | 0 | 1 | 27 | 240 | 1 | 24 | 278 | 1 | 24 | 0 | 1 | 27 | 278 | 1 | 24 | 1042 | 1 | 43 | 10 | A | 7 | 10 | E | 9 | 7.8 | A | 7 | -4.9 | A | 7 | 38 | A | 7 | 987 | E | 9 | 180 | A | 7 | 9.3 | A | 7 | 24000 | B | 7 | 77777 | A | 7 | 0.7 | E | 8 | 0.098 | F | 8 | 0.16 | F | 8 | 0 | 1 | D | 9 | 0 | C | 8
Unconditioned |  | Instantaneous |  | Education | SecondarySchool | 568 | 7285 |  | Water Heating | Hospital | 0.0001025 | 0.0001327 | [13 empty] | 3329700% | 15:00 | 779 | 1394 | 204 | 1 | 24 | 0 | 1 | 27 | 204 | 1 | 24 | 235 | 1 | 24 | 0 | 1 | 27 | 235 | 1 | 24 | 860 | 1 | 43 | 10 | A | 7 | 10 | E | 9 | 11.1 | A | 7 | -4.3 | A | 7 | 32 | A | 7 | 987 | E | 9 | 180 | A | 7 | 7.7 | A | 7 | 24000 | B | 7 | 77777 | A | 7 | 0.7 | E | 8 | 0.098 | F | 8 | 0.16 | F | 8 | 0 | 1 | D | 9 | 0 | C | 8
Unknown |  |  |  | Grocery | RetailStripmall | 528 | 697 |  | Water Heating | LargeHotel | 8.66e-05 | 0.0001224 | [13 empty] | 3329700% | 16:00 | 605 | 1394 | 150 | 1 | 24 | 0 | 1 | 27 | 150 | 1 | 24 | 171 | 1 | 24 | 0 | 1 | 27 | 171 | 1 | 24 | 601 | 1 | 43 | 10 | A | 7 | 10 | E | 9 | 11.7 | A | 7 | -3.8 | A | 7 | 32 | A | 7 | 987 | E | 9 | 180 | A | 7 | 9.3 | A | 7 | 24000 | B | 7 | 77777 | A | 7 | 0.7 | E | 8 | 0.098 | F | 8 | 0.16 | F | 8 | 0 | 1 | D | 9 | 0 | C | 8
|  |  |  | Health | Hospital | 788 | 24540 |  | Water Heating | LargeOffice | 0.0001298 | 0.0001573 | [13 empty] | 3329700% | 17:00 | 382 | 1394 | 82 | 1 | 24 | 0 | 1 | 27 | 82 | 1 | 24 | 93 | 1 | 24 | 0 | 1 | 27 | 93 | 1 | 24 | 310 | 1 | 43 | 10 | A | 7 | 10 | E | 9 | 11.7 | A | 7 | -3.8 | A | 7 | 32 | A | 7 | 987 | E | 9 | 190 | A | 7 | 8.8 | A | 7 | 24000 | B | 7 | 77777 | A | 7 | 0.8 | E | 8 | 0.098 | F | 8 | 0.16 | F | 8 | 0 | 1 | D | 9 | 0 | C | 8
Central Cooling |  | Fuel Type |  | Large Office | LargeOffice | 511 | 1818 |  | Water Heating | MediumOffice | 0.0001319 | 0.0001592 | [13 empty] | 3329700% | 18:00 | 128 | 1394 | 31 | 1 | 25 | 78 | 1 | 28 | 24 | 1 | 25 | 34 | 1 | 25 | 35 | 1 | 28 | 30 | 1 | 25 | 42 | 1 | 45 | 7 | B | 8 | 7 | B | 8 | 9.8 | B | 8 | -3.8 | B | 8 | 37 | A | 7 | 987 | E | 9 | 170 | B | 8 | 6.7 | B | 8 | 28000 | C | 8 | 77777 | B | 8 | 0.8 | E | 8 | 0.098 | F | 8 | 0.16 | F | 8 | 0 | 1 | D | 9 | 0 | C | 8
Yes |  | Gas |  | Large Retail | RetailStripmall | 528 | 1354 |  | Water Heating | Outpatient | 0.00013 | 0.0001197 | [13 empty] | 3329700% | 19:00 | 0 | 12 | 0 | 1 | 0 | 0 | 1 | 0 | 0 | 1 | 0 | 0 | 1 | 1 | 0 | 1 | 2 | 0 | 1 | 2 | 0 | 1 | 1 | 3 | A | 7 | 3 | E | 9 | 8.3 | A | 7 | -3.8 | A | 7 | 41 | A | 7 | 987 | E | 9 | 150 | A | 7 | 4.6 | A | 7 | 32000 | B | 7 | 77777 | A | 7 | 0.8 | E | 8 | 0.098 | F | 8 | 0.16 | F | 8 | 0 | 1 | D | 9 | 0 | C | 8
No |  | Oil |  | Lodging | SmallHotel | 715 | 29548 |  | Water Heating | PrimarySchool | 0.0001762 | 0.0002184 | [13 empty] | 3329700% | 20:00 | 0 | 0 | 0 | 1 | 0 | 0 | 1 | 0 | 0 | 1 | 0 | 0 | 1 | 0 | 0 | 1 | 0 | 0 | 1 | 0 | 0 | 1 | 0 | 2 | A | 7 | 2 | E | 9 | 8.9 | A | 7 | -3.8 | A | 7 | 39 | A | 7 | 987 | E | 9 | 170 | A | 7 | 5.7 | A | 7 | 32000 | B | 7 | 77777 | A | 7 | 0.8 | E | 8 | 0.098 | F | 8 | 0.16 | F | 8 | 0 | 1 | D | 9 | 0 | C | 8
|  |  |  | Other Commercial | Other | 341 | 3941 |  | Water Heating | QuickServiceRestaurant | 0.0001632 | 0.0001754 | [13 empty] | 3329700% | 21:00 | 0 | 0 | 0 | 1 | 0 | 0 | 1 | 0 | 0 | 1 | 0 | 0 | 1 | 0 | 0 | 1 | 0 | 0 | 1 | 0 | 0 | 1 | 0 | 2 | E | 9 | 2 | E | 9 | 9.9 | E | 9 | -6 | E | 9 | 30 | A | 7 | 987 | E | 9 | 180 | E | 9 | 7 | E | 9 | 29181 | C | 8 | 77777 | E | 9 | 0.8 | E | 8 | 0.098 | F | 8 | 0.16 | F | 8 | 0 | 1 | D | 9 | 0 | C | 8
Storage Water Heater Draw Pattern |  |  |  | Restaurant | FullServiceRestaurant | 622 | 44439 |  | Water Heating | RetailStripmall | 0.000163 | 0.0001525 | [13 empty] | 3329700% | 22:00 | 0 | 0 | 0 | 1 | 0 | 0 | 1 | 0 | 0 | 1 | 0 | 0 | 1 | 0 | 0 | 1 | 0 | 0 | 1 | 0 | 0 | 1 | 0 | 2 | E | 9 | 2 | E | 9 | 8.8 | E | 9 | -5.1 | E | 9 | 54 | A | 7 | 987 | E | 9 | 220 | E | 9 | 6.3 | E | 9 | 26363 | C | 8 | 77777 | E | 9 | 0.9 | E | 8 | 0.098 | F | 8 | 0.16 | F | 8 | 0 | 1 | D | 9 | 0 | C | 8
Draw Pattern | First Hour Rating (gallons) |  |  | Small Office | SmallOffice | 511 | 1540 |  | Water Heating | SecondarySchool | 7.66e-05 | 0.0002029 | [13 empty] | 3329700% | 23:00 | 0 | 0 | 0 | 1 | 0 | 0 | 1 | 0 | 0 | 1 | 0 | 0 | 1 | 0 | 0 | 1 | 0 | 0 | 1 | 0 | 0 | 1 | 0 | 2 | E | 9 | 2 | E | 9 | 7.8 | E | 9 | -4.4 | E | 9 | 63 | A | 7 | 987 | E | 9 | 190 | E | 9 | 5.7 | E | 9 | 23545 | C | 8 | 77777 | E | 9 | 0.9 | E | 8 | 0.098 | F | 8 | 0.16 | F | 8 | 0 | 1 | D | 9 | 0 | C | 8
Draw Pattern | Storage |  |  | Small Retail | RetailStripmall | 528 | 6111 |  | Water Heating | SmallHotel | 7.5e-05 | 0.0001386 | [13 empty] | 3329700% | 24:00 | 0 | 0 | 0 | 1 | 0 | 0 | 1 | 0 | 0 | 1 | 0 | 0 | 1 | 0 | 0 | 1 | 0 | 0 | 1 | 0 | 0 | 1 | 0 | 2 | E | 9 | 2 | E | 9 | 6.7 | E | 9 | -3.6 | E | 9 | 61 | A | 7 | 987 | E | 9 | 150 | E | 9 | 5 | E | 9 | 20727 | C | 8 | 77777 | E | 9 | 0.9 | E | 8 | 0.098 | F | 8 | 0.16 | F | 8 | 0 | 1 | D | 9 | 0 | C | 8
Very Small | ≥ 0 and < 18 |  |  | Warehouse | Other | 341 | 1239 |  | Water Heating | SmallOffice | 0.0001971 | 0.0001986 | [13 empty] | 3585500% | 1:00 | 0 | 0 | 0 | 2 | 0 | 0 | 2 | 0 | 0 | 2 | 0 | 0 | 2 | 0 | 0 | 2 | 0 | 0 | 2 | 0 | 0 | 2 | 0 | 9 | B | 8 | 9 | B | 8 | 5.6 | B | 8 | -2.9 | E | 9 | 82 | A | 7 | 987 | E | 9 | 170 | B | 8 | 4.3 | B | 8 | 17909 | C | 8 | 0 | B | 8 | 1.5 | E | 8 | 0.099 | F | 8 | 0.16 | F | 8 | 0 | 1 | D | 9 | 0 | C | 8
Low | ≥18 and < 51 |  |  | Nursing | Hospital | 672 | 30503 |  | Water Heating | Other | 0.00014 | 0.0001563 | [13 empty] | 3585500% | 2:00 | 0 | 0 | 0 | 2 | 0 | 0 | 2 | 0 | 0 | 2 | 0 | 0 | 2 | 0 | 0 | 2 | 0 | 0 | 2 | 0 | 0 | 2 | 0 | 9 | B | 8 | 9 | B | 8 | 4.5 | B | 8 | -2.1 | E | 9 | 77 | A | 7 | 987 | E | 9 | 180 | B | 8 | 3.6 | B | 8 | 15090 | C | 8 | 0 | B | 8 | 1.5 | E | 8 | 0.099 | F | 8 | 0.16 | F | 8 | 0 | 1 | D | 9 | 44 | C | 8
Medium | ≥ 51 and < 75 |  |  | Multi-Family | Other | 894 | 15434 | [18 empty] | 3585500% | 3:00 | 0 | 0 | 0 | 2 | 0 | 0 | 2 | 0 | 0 | 2 | 0 | 0 | 2 | 0 | 0 | 2 | 0 | 0 | 2 | 0 | 0 | 2 | 0 | 9 | B | 8 | 9 | B | 8 | 3.5 | B | 8 | -1.4 | E | 9 | 72 | A | 7 | 987 | E | 9 | 200 | B | 8 | 3 | B | 8 | 12272 | C | 8 | 0 | B | 8 | 1.5 | E | 8 | 0.099 | F | 8 | 0.16 | F | 8 | 0 | 1 | D | 9 | 44 | C | 8
High | ≥ 75 | [24 empty] | 3585500% | 4:00 | 0 | 0 | 0 | 2 | 0 | 0 | 2 | 0 | 0 | 2 | 0 | 0 | 2 | 0 | 0 | 2 | 0 | 0 | 2 | 0 | 0 | 2 | 0 | 9 | B | 8 | 8 | B | 8 | 2.4 | B | 8 | -0.7 | E | 9 | 79 | A | 7 | 987 | E | 9 | 210 | B | 8 | 2.3 | B | 8 | 9454 | C | 8 | 0 | B | 8 | 1.4 | E | 8 | 0.099 | F | 8 | 0.16 | F | 8 | 0 | 1 | D | 9 | 44 | C | 8
[26 empty] | 3585500% | 5:00 | 0 | 0 | 0 | 2 | 0 | 0 | 2 | 0 | 0 | 2 | 0 | 0 | 2 | 0 | 0 | 2 | 0 | 0 | 2 | 0 | 0 | 2 | 0 | 9 | B | 8 | 8 | B | 8 | 2.1 | B | 8 | -1.8 | E | 9 | 74 | A | 7 | 987 | E | 9 | 220 | B | 8 | 2.1 | B | 8 | 6636 | C | 8 | 0 | B | 8 | 1.4 | E | 8 | 0.099 | F | 8 | 0.16 | F | 8 | 0 | 1 | D | 9 | 44 | C | 8
Instantaneous Water Heater Draw Pattern |  |  | System Type | COPCOOL |  | System Type | COPHEAT |  | GPD | Draw Pattern | [15 empty] | 3585500% | 6:00 | 0 | 0 | 0 | 2 | 0 | 0 | 2 | 0 | 0 | 2 | 0 | 0 | 2 | 0 | 0 | 2 | 0 | 0 | 2 | 0 | 0 | 2 | 0 | 9 | B | 8 | 8 | B | 8 | 2.1 | B | 8 | -0.9 | E | 9 | 80 | A | 7 | 987 | E | 9 | 230 | B | 8 | 2 | B | 8 | 3818 | C | 8 | 0 | B | 8 | 1.4 | E | 8 | 0.099 | F | 8 | 0.16 | F | 8 | 0 | 1 | D | 9 | 44 | C | 8
Draw Pattern | First Hour Rating (gallons) |  | Central Air Conditioner | 3.08 |  | Natural Gas or other Fossil Fuel | 0 |  | 10 | Very Small | [15 empty] | 3585500% | 7:00 | 7 | 337 | 0 | 2 | 8 | 0 | 2 | 15 | 0 | 2 | 8 | 0 | 2 | 8 | 0 | 2 | 15 | 0 | 2 | 8 | 0 | 2 | 19 | 10 | E | 9 | 9 | A | 7 | 1 | A | 7 | -1 | A | 7 | 86 | A | 7 | 987 | E | 9 | 240 | B | 8 | 2.1 | A | 7 | 1000 | B | 7 | 30 | A | 7 | 1.4 | E | 8 | 0.099 | F | 8 | 0.16 | F | 8 | 0 | 1 | D | 9 | 44 | C | 8
Draw Pattern | Instantaneous |  | Air Source Heat Pump | 3.48 |  | Heat Pump | 2.08 |  | 38 | Low | [15 empty] | 3585500% | 8:00 | 190 | 1393 | 85 | 2 | 8 | 87 | 2 | 15 | 73 | 2 | 8 | 90 | 2 | 8 | 56 | 2 | 15 | 83 | 2 | 8 | 154 | 2 | 19 | 10 | E | 9 | 9 | A | 7 | 1 | A | 7 | -1 | A | 7 | 86 | A | 7 | 987 | E | 9 | 250 | B | 8 | 2.1 | A | 7 | 1000 | B | 7 | 2700 | A | 7 | 1.4 | E | 8 | 0.099 | F | 8 | 0.16 | F | 8 | 0 | 1 | D | 9 | 44 | C | 8
Very Small | ≥ 0 and < 1.7 |  | Unknown | 3.25 |  | GSHP | 3.1 |  | 55 | Medium | [15 empty] | 3585500% | 9:00 | 441 | 1393 | 141 | 2 | 8 | 32 | 2 | 15 | 130 | 2 | 8 | 154 | 2 | 8 | 30 | 2 | 15 | 144 | 2 | 8 | 342 | 2 | 19 | 10 | E | 9 | 9 | A | 7 | 4 | A | 7 | 3 | A | 7 | 93 | A | 7 | 987 | E | 9 | 260 | B | 8 | 1.5 | A | 7 | 11300 | B | 7 | 2100 | A | 7 | 1.4 | E | 8 | 0.099 | F | 8 | 0.16 | F | 8 | 0 | 1 | D | 9 | 10 | C | 8
Low | ≥1.7 and < 2.8 |  | Unconditoned | 0 |  | Resistance | 1 |  | 84 | High | [15 empty] | 3585500% | 10:00 | 655 | 1393 | 326 | 2 | 8 | 222 | 2 | 15 | 221 | 2 | 8 | 353 | 2 | 8 | 225 | 2 | 15 | 247 | 2 | 8 | 540 | 2 | 19 | 10 | E | 9 | 9 | A | 7 | 6 | A | 7 | 4 | A | 7 | 87 | A | 7 | 987 | E | 9 | 270 | A | 7 | 2.6 | A | 7 | 11300 | B | 7 | 1350 | A | 7 | 1.4 | E | 8 | 0.099 | F | 8 | 0.16 | F | 8 | 0 | 1 | D | 9 | 10 | C | 8
Medium | ≥ 2.8 and < 4 |  |  |  |  | Unknown | 1.96 | [18 empty] | 3585500% | 11:00 | 817 | 1393 | 101 | 2 | 8 | 0 | 2 | 15 | 101 | 2 | 8 | 124 | 2 | 8 | 0 | 2 | 15 | 124 | 2 | 8 | 496 | 2 | 19 | 10 | E | 9 | 10 | A | 7 | 6 | A | 7 | 4 | A | 7 | 87 | A | 7 | 987 | E | 9 | 240 | A | 7 | 2.6 | A | 7 | 11300 | B | 7 | 2100 | A | 7 | 1.4 | E | 8 | 0.099 | F | 8 | 0.16 | F | 8 | 0 | 1 | D | 9 | 10 | C | 8
High | ≥ 4 |  |  |  |  | Unconditioned | 0 | [18 empty] | 3585500% | 12:00 | 916 | 1393 | 123 | 2 | 8 | 0 | 2 | 15 | 123 | 2 | 8 | 151 | 2 | 8 | 0 | 2 | 15 | 151 | 2 | 8 | 615 | 2 | 19 | 10 | E | 9 | 9 | A | 7 | 8 | A | 7 | 4 | A | 7 | 76 | A | 7 | 987 | E | 9 | 0 | A | 7 | 0 | A | 7 | 11300 | B | 7 | 1500 | A | 7 | 1.4 | E | 8 | 0.099 | F | 8 | 0.16 | F | 8 | 0 | 1 | D | 9 | 10 | C | 8
[26 empty] | 3585500% | 13:00 | 944 | 1393 | 204 | 2 | 8 | 0 | 2 | 15 | 204 | 2 | 8 | 241 | 2 | 8 | 0 | 2 | 15 | 241 | 2 | 8 | 949 | 2 | 19 | 10 | B | 8 | 9 | B | 8 | 9.7 | B | 8 | 4.1 | B | 8 | 68 | A | 7 | 987 | E | 9 | 280 | B | 8 | 1.1 | B | 8 | 13700 | C | 8 | 1500 | B | 8 | 1.4 | E | 8 | 0.099 | F | 8 | 0.16 | F | 8 | 0 | 1 | D | 9 | 10 | C | 8
Equipment Type | Tank Size | Draw Pattern | Concat | Formula flag | Federal Standard - Uniform Energy Factor |  | Source: ASHRAE 90.1-2019 |  | WH Type | Storage Type | Tank Size | Lower Limit | Upper Limit | [12 empty] | 3585500% | 14:00 | 900 | 1393 | 193 | 2 | 8 | 6 | 2 | 15 | 189 | 2 | 8 | 228 | 2 | 8 | 5 | 2 | 15 | 225 | 2 | 8 | 875 | 2 | 19 | 10 | E | 9 | 9 | A | 7 | 11 | A | 7 | 4 | A | 7 | 62 | A | 7 | 987 | E | 9 | 200 | A | 7 | 2.1 | A | 7 | 16100 | B | 7 | 1500 | A | 7 | 1.4 | E | 8 | 0.099 | F | 8 | 0.16 | F | 8 | 0 | 1 | D | 9 | 10 | C | 8
Storage | <=55 | Very Small | Storage<=55Very Small | 1 | 0.3456-(0.002*gal) | 0.3456 | 0.002 |  | Residential Gas Storage Water Heaters | Storage | >20 gal and <=100 gal | 20 | 100 | [12 empty] | 3585500% | 15:00 | 787 | 1393 | 267 | 2 | 8 | 59 | 2 | 15 | 233 | 2 | 8 | 293 | 2 | 8 | 59 | 2 | 15 | 259 | 2 | 8 | 740 | 2 | 19 | 10 | E | 9 | 9 | A | 7 | 13 | A | 7 | 5 | A | 7 | 58 | A | 7 | 987 | E | 9 | 350 | A | 7 | 2.1 | A | 7 | 16100 | B | 7 | 1500 | A | 7 | 1.4 | E | 8 | 0.099 | F | 8 | 0.16 | F | 8 | 0 | 1 | D | 9 | 10 | C | 8
Storage | <=55 | Low | Storage<=55Low | 1 | .5982-(.0019*gal) | 0.5982 | 0.0019 |  | Residential Oil Storage Water Heaters | Storage | >50 gal | 50 | 999999999 | [12 empty] | 3585500% | 16:00 | 613 | 1393 | 369 | 2 | 8 | 427 | 2 | 15 | 180 | 2 | 8 | 380 | 2 | 8 | 417 | 2 | 15 | 196 | 2 | 8 | 371 | 2 | 19 | 10 | E | 9 | 9 | A | 7 | 12 | A | 7 | 4 | A | 7 | 58 | A | 7 | 987 | E | 9 | 0 | A | 7 | 0 | A | 7 | 16100 | B | 7 | 1800 | A | 7 | 1.4 | E | 8 | 0.099 | F | 8 | 0.16 | F | 8 | 0 | 1 | D | 9 | 10 | C | 8
Storage | <=55 | Medium | Storage<=55Medium | 1 | .6483-(.0017*gal) | 0.6483 | 0.0017 |  | Res Duty Commercial High Capacity Gas Storage Water Heaters > 75,000 Btu/h | Storage | <=120 gal | 0 | 120 | [12 empty] | 3585500% | 17:00 | 389 | 1393 | 166 | 2 | 8 | 175 | 2 | 15 | 117 | 2 | 8 | 180 | 2 | 8 | 156 | 2 | 15 | 136 | 2 | 8 | 259 | 2 | 19 | 10 | E | 9 | 9 | A | 7 | 11 | A | 7 | 3 | A | 7 | 58 | A | 7 | 987 | E | 9 | 30 | A | 7 | 2.6 | A | 7 | 16100 | B | 7 | 1800 | A | 7 | 1.4 | E | 8 | 0.099 | F | 8 | 0.16 | F | 8 | 0 | 1 | D | 9 | 10 | C | 8
Storage | <=55 | High | Storage<=55High | 1 | .6920-(.0013*gal) | 0.692 | 0.0013 |  | Commercial Gas Storage Water Heater >75,000 Btu/h | Storage | >120 gal | 120 | 999999999 | [12 empty] | 3585500% | 18:00 | 134 | 1393 | 40 | 2 | 8 | 130 | 2 | 15 | 28 | 2 | 8 | 43 | 2 | 8 | 65 | 2 | 15 | 36 | 2 | 8 | 50 | 2 | 19 | 10 | E | 9 | 9 | A | 7 | 10 | A | 7 | 3 | A | 7 | 62 | A | 7 | 987 | E | 9 | 0 | A | 7 | 0 | A | 7 | 16100 | B | 7 | 1500 | A | 7 | 1.3 | E | 8 | 0.099 | F | 8 | 0.16 | F | 8 | 0 | 1 | D | 9 | 10 | C | 8
Storage | >55 and <=100 | Very Small | Storage>55 and <=100Very Small | 1 | .6470-(.0006*gal) | 0.647 | 0.0006 |  | Residential Gas Instantaneous Water Heaters | Instantaneous | <2 gal | 0 | 2 | [12 empty] | 3585500% | 19:00 | 0 | 35 | 0 | 2 | 8 | 0 | 2 | 15 | 0 | 2 | 8 | 0 | 2 | 8 | 0 | 2 | 15 | 0 | 2 | 8 | 0 | 2 | 19 | 10 | E | 9 | 9 | A | 7 | 9 | A | 7 | 4 | A | 7 | 71 | A | 7 | 987 | E | 9 | 0 | A | 7 | 0 | A | 7 | 16100 | B | 7 | 2700 | A | 7 | 1.3 | E | 8 | 0.099 | F | 8 | 0.16 | F | 8 | 0 | 1 | D | 9 | 10 | C | 8
Storage | >55 and <=100 | Low | Storage>55 and <=100Low | 1 | .7689-(.0005*gal) | 0.7689 | 0.0005 |  | Commercial Gas Instantaneous Water Heater < 200,000 Btu/h | Instantaneous | No Cap | 0 | 999999999 | [12 empty] | 3585500% | 20:00 | 0 | 0 | 0 | 2 | 0 | 0 | 2 | 0 | 0 | 2 | 0 | 0 | 2 | 0 | 0 | 2 | 0 | 0 | 2 | 0 | 0 | 2 | 0 | 10 | E | 9 | 9 | A | 7 | 9 | A | 7 | 4 | A | 7 | 71 | A | 7 | 987 | E | 9 | 0 | A | 7 | 0 | A | 7 | 16100 | B | 7 | 2700 | A | 7 | 1.3 | E | 8 | 0.099 | F | 8 | 0.16 | F | 8 | 0 | 1 | D | 9 | 10 | C | 8
Storage | >55 and <=100 | Medium | Storage>55 and <=100Medium | 1 | .7897-(.0004*gal) | 0.7897 | 0.0004 | [18 empty] | 3585500% | 21:00 | 0 | 0 | 0 | 2 | 0 | 0 | 2 | 0 | 0 | 2 | 0 | 0 | 2 | 0 | 0 | 2 | 0 | 0 | 2 | 0 | 0 | 2 | 0 | 10 | E | 9 | 10 | A | 7 | 8 | A | 7 | 3.3 | E | 9 | 72 | A | 7 | 987 | E | 9 | 0 | A | 7 | 0 | A | 7 | 16100 | B | 7 | 2400 | A | 7 | 1.3 | E | 8 | 0.099 | F | 8 | 0.16 | F | 8 | 0 | 1 | D | 9 | 10 | C | 8
Storage | >55 and <=100 | High | Storage>55 and <=100High | 1 | .8072-(.0003*gal) | 0.8072 | 0.0003 | [18 empty] | 3585500% | 22:00 | 0 | 0 | 0 | 2 | 0 | 0 | 2 | 0 | 0 | 2 | 0 | 0 | 2 | 0 | 0 | 2 | 0 | 0 | 2 | 0 | 0 | 2 | 0 | 10 | E | 9 | 10 | A | 7 | 7 | A | 7 | 2.5 | E | 9 | 73 | A | 7 | 987 | E | 9 | 350 | A | 7 | 1.5 | A | 7 | 16100 | B | 7 | 2400 | A | 7 | 1.3 | E | 8 | 0.099 | F | 8 | 0.16 | F | 8 | 0 | 1 | D | 9 | 10 | C | 8
Storage | >100 and <=120 | Very Small | Storage>100 and <=120Very Small | 1 | .2674-(.0009*gal) | 0.2674 | 0.0009 | [18 empty] | 3585500% | 23:00 | 0 | 0 | 0 | 2 | 0 | 0 | 2 | 0 | 0 | 2 | 0 | 0 | 2 | 0 | 0 | 2 | 0 | 0 | 2 | 0 | 0 | 2 | 0 | 10 | B | 8 | 10 | B | 8 | 6.6 | B | 8 | 2.4 | E | 9 | 75 | A | 7 | 987 | E | 9 | 350 | B | 8 | 1.3 | B | 8 | 15087 | C | 8 | 2145 | B | 8 | 1.3 | E | 8 | 0.099 | F | 8 | 0.16 | F | 8 | 0 | 1 | D | 9 | 10 | C | 8
Storage | >100 and <=120 | Low | Storage>100 and <=120Low | 1 | .5362-(.0012*gal) | 0.5362 | 0.0012 | [18 empty] | 3585500% | 24:00 | 0 | 0 | 0 | 2 | 0 | 0 | 2 | 0 | 0 | 2 | 0 | 0 | 2 | 0 | 0 | 2 | 0 | 0 | 2 | 0 | 0 | 2 | 0 | 10 | B | 8 | 10 | B | 8 | 6.3 | B | 8 | 2.4 | E | 9 | 76 | A | 7 | 987 | E | 9 | 350 | B | 8 | 1.1 | B | 8 | 14075 | C | 8 | 1890 | B | 8 | 1.3 | E | 8 | 0.099 | F | 8 | 0.16 | F | 8 | 0 | 1 | D | 9 | 10 | C | 8
Storage | >100 and <=120 | Medium | Storage>100 and <=120Medium | 1 | .6002-(.0011*gal) | 0.6002 | 0.0011 | [18 empty] | 3585600% | 1:00 | 0 | 0 | 0 | 2 | 0 | 0 | 2 | 0 | 0 | 2 | 0 | 0 | 2 | 0 | 0 | 2 | 0 | 0 | 2 | 0 | 0 | 2 | 0 | 10 | B | 8 | 10 | B | 8 | 5.6 | B | 8 | 2 | E | 9 | 78 | A | 7 | 987 | E | 9 | 350 | B | 8 | 0.9 | B | 8 | 13062 | C | 8 | 1635 | B | 8 | 1.3 | E | 8 | 0.1 | F | 8 | 0.16 | F | 8 | 0 | 1 | D | 9 | 10 | C | 8
Storage | >100 and <=120 | High | Storage>100 and <=120High | 1 | .6597-(.0009*gal) | 0.6597 | 0.0009 | [18 empty] | 3585600% | 2:00 | 0 | 0 | 0 | 2 | 0 | 0 | 2 | 0 | 0 | 2 | 0 | 0 | 2 | 0 | 0 | 2 | 0 | 0 | 2 | 0 | 0 | 2 | 0 | 10 | B | 8 | 10 | B | 8 | 5.2 | B | 8 | 1.8 | E | 9 | 79 | A | 7 | 987 | E | 9 | 360 | B | 8 | 0.8 | B | 8 | 12050 | C | 8 | 1380 | B | 8 | 1.3 | E | 8 | 0.1 | F | 8 | 0.16 | F | 8 | 0 | 1 | D | 9 | 10 | C | 8
Storage | >120 | Very Small | Storage>120Very Small | 0 | 80% | [20 empty] | 3585600% | 3:00 | 0 | 0 | 0 | 2 | 0 | 0 | 2 | 0 | 0 | 2 | 0 | 0 | 2 | 0 | 0 | 2 | 0 | 0 | 2 | 0 | 0 | 2 | 0 | 10 | B | 8 | 10 | B | 8 | 4.9 | B | 8 | 1.8 | E | 9 | 80 | A | 7 | 987 | E | 9 | 360 | B | 8 | 0.6 | B | 8 | 11037 | C | 8 | 1125 | B | 8 | 1.3 | E | 8 | 0.1 | F | 8 | 0.16 | F | 8 | 0 | 1 | D | 9 | 10 | C | 8
Storage | >120 | Low | Storage>120Low | 0 | 80% | [20 empty] | 3585600% | 4:00 | 0 | 0 | 0 | 2 | 0 | 0 | 2 | 0 | 0 | 2 | 0 | 0 | 2 | 0 | 0 | 2 | 0 | 0 | 2 | 0 | 0 | 2 | 0 | 10 | B | 8 | 10 | B | 8 | 4.6 | B | 8 | 1.8 | E | 9 | 82 | A | 7 | 987 | E | 9 | 360 | B | 8 | 0.4 | B | 8 | 10025 | C | 8 | 870 | B | 8 | 1.3 | E | 8 | 0.1 | F | 8 | 0.16 | F | 8 | 0 | 1 | D | 9 | 10 | C | 8
Storage | >120 | Medium | Storage>120Medium | 0 | 80% | [20 empty] | 3585600% | 5:00 | 0 | 0 | 0 | 2 | 0 | 0 | 2 | 0 | 0 | 2 | 0 | 0 | 2 | 0 | 0 | 2 | 0 | 0 | 2 | 0 | 0 | 2 | 0 | 10 | B | 8 | 10 | B | 8 | 4.3 | B | 8 | 1.3 | E | 9 | 81 | A | 7 | 987 | E | 9 | 360 | B | 8 | 0.2 | B | 8 | 9012 | C | 8 | 615 | B | 8 | 1.3 | E | 8 | 0.1 | F | 8 | 0.16 | F | 8 | 0 | 1 | D | 9 | 10 | C | 8
Storage | >120 | High | Storage>120High | 0 | 80% | [20 empty] | 3585600% | 6:00 | 0 | 0 | 0 | 2 | 0 | 0 | 2 | 0 | 0 | 2 | 0 | 0 | 2 | 0 | 0 | 2 | 0 | 0 | 2 | 0 | 0 | 2 | 0 | 10 | E | 9 | 10 | A | 7 | 4 | A | 7 | 0.6 | E | 9 | 78 | A | 7 | 987 | E | 9 | 0 | A | 7 | 0 | A | 7 | 8000 | B | 7 | 360 | A | 7 | 1.3 | E | 8 | 0.1 | F | 8 | 0.16 | F | 8 | 0 | 1 | D | 9 | 10 | C | 8
Instantaneous | <=2 | Very Small | Instantaneous<=2Very Small | 0 | 80% | [20 empty] | 3585600% | 7:00 | 8 | 360 | 0 | 2 | 8 | 0 | 2 | 15 | 0 | 2 | 8 | 0 | 2 | 8 | 0 | 2 | 15 | 0 | 2 | 8 | 0 | 2 | 19 | 9 | E | 9 | 9 | A | 7 | 3 | A | 7 | 1 | A | 7 | 87 | A | 7 | 987 | E | 9 | 0 | A | 7 | 0 | A | 7 | 4800 | B | 7 | 1800 | A | 7 | 1.2 | E | 8 | 0.1 | F | 8 | 0.16 | F | 8 | 0 | 1 | D | 9 | 10 | C | 8
Instantaneous | <=2 | Low | Instantaneous<=2Low | 0 | 81% | [20 empty] | 3585600% | 8:00 | 197 | 1392 | 117 | 2 | 8 | 172 | 2 | 15 | 93 | 2 | 8 | 123 | 2 | 8 | 111 | 2 | 15 | 107 | 2 | 8 | 197 | 2 | 19 | 9 | E | 9 | 9 | A | 7 | 3 | A | 7 | 1 | A | 7 | 87 | A | 7 | 987 | E | 9 | 360 | B | 8 | 1 | A | 7 | 11300 | B | 7 | 3600 | A | 7 | 1.2 | E | 8 | 0.1 | F | 8 | 0.16 | F | 8 | 0 | 1 | D | 9 | 10 | C | 8
Instantaneous | <=2 | Medium | Instantaneous<=2Medium | 0 | 81% | [20 empty] | 3585600% | 9:00 | 448 | 1392 | 184 | 2 | 8 | 128 | 2 | 15 | 143 | 2 | 8 | 199 | 2 | 8 | 119 | 2 | 15 | 161 | 2 | 8 | 323 | 2 | 19 | 10 | E | 9 | 10 | A | 7 | 4 | A | 7 | 2 | A | 7 | 87 | A | 7 | 987 | E | 9 | 0 | A | 7 | 0 | A | 7 | 9700 | B | 7 | 1800 | A | 7 | 1.2 | E | 8 | 0.1 | F | 8 | 0.16 | F | 8 | 0 | 1 | D | 9 | 10 | C | 8
Instantaneous | <=2 | High | Instantaneous<=2High | 0 | 81% | [20 empty] | 3585600% | 10:00 | 662 | 1392 | 379 | 2 | 8 | 357 | 2 | 15 | 209 | 2 | 8 | 403 | 2 | 8 | 366 | 2 | 15 | 228 | 2 | 8 | 471 | 2 | 19 | 9 | E | 9 | 9 | A | 7 | 8 | A | 7 | 2 | A | 7 | 66 | A | 7 | 987 | E | 9 | 0 | A | 7 | 0 | A | 7 | 9700 | B | 7 | 3300 | A | 7 | 1.2 | E | 8 | 0.1 | F | 8 | 0.16 | F | 8 | 0 | 1 | D | 9 | 10 | C | 8
Instantaneous | >2 and <10 | Very Small | Instantaneous>2 and <10Very Small | 0 | 80% | [20 empty] | 3585600% | 11:00 | 824 | 1392 | 539 | 2 | 8 | 492 | 2 | 15 | 247 | 2 | 8 | 560 | 2 | 8 | 502 | 2 | 15 | 263 | 2 | 8 | 590 | 2 | 19 | 10 | E | 9 | 10 | A | 7 | 9 | A | 7 | 1 | A | 7 | 57 | A | 7 | 987 | E | 9 | 0 | A | 7 | 0 | A | 7 | 9700 | B | 7 | 1800 | A | 7 | 1.2 | E | 8 | 0.1 | F | 8 | 0.16 | F | 8 | 0 | 1 | D | 9 | 10 | C | 8
Instantaneous | >2 and <10 | Low | Instantaneous>2 and <10Low | 0 | 80% | [20 empty] | 3585600% | 12:00 | 922 | 1392 | 394 | 2 | 8 | 109 | 2 | 15 | 322 | 2 | 8 | 434 | 2 | 8 | 112 | 2 | 15 | 360 | 2 | 8 | 1079 | 2 | 19 | 9 | E | 9 | 9 | A | 7 | 11 | A | 7 | 2 | A | 7 | 54 | A | 7 | 987 | E | 9 | 310 | B | 8 | 2.1 | A | 7 | 8000 | B | 7 | 3300 | A | 7 | 1.2 | E | 8 | 0.1 | F | 8 | 0.16 | F | 8 | 0 | 1 | D | 9 | 5 | C | 8
Instantaneous | >2 and <10 | Medium | Instantaneous>2 and <10Medium | 0 | 80% | [20 empty] | 3585600% | 13:00 | 950 | 1392 | 426 | 2 | 8 | 108 | 2 | 15 | 352 | 2 | 8 | 468 | 2 | 8 | 111 | 2 | 15 | 392 | 2 | 8 | 1187 | 2 | 19 | 10 | E | 9 | 10 | A | 7 | 12 | A | 7 | 3 | A | 7 | 54 | A | 7 | 987 | E | 9 | 250 | B | 8 | 2.1 | A | 7 | 8000 | B | 7 | 2400 | A | 7 | 1.2 | E | 8 | 0.1 | F | 8 | 0.16 | F | 8 | 0 | 1 | D | 9 | 5 | C | 8
Instantaneous | >2 and <10 | High | Instantaneous>2 and <10High | 0 | 80% | [20 empty] | 3585600% | 14:00 | 906 | 1392 | 404 | 2 | 8 | 119 | 2 | 15 | 326 | 2 | 8 | 444 | 2 | 8 | 122 | 2 | 15 | 364 | 2 | 8 | 1072 | 2 | 19 | 9 | E | 9 | 9 | A | 7 | 12 | A | 7 | 1 | A | 7 | 47 | A | 7 | 987 | E | 9 | 200 | A | 7 | 2.6 | A | 7 | 11300 | B | 7 | 2400 | A | 7 | 1.2 | E | 8 | 0.1 | F | 8 | 0.16 | F | 8 | 0 | 1 | D | 9 | 5 | C | 8
Instantaneous | >=10 | Very Small | Instantaneous>=10Very Small | 0 | 78% | [20 empty] | 3585600% | 15:00 | 793 | 1392 | 250 | 2 | 8 | 24 | 2 | 15 | 237 | 2 | 8 | 286 | 2 | 8 | 21 | 2 | 15 | 274 | 2 | 8 | 964 | 2 | 19 | 5 | E | 9 | 5 | A | 7 | 11.7 | B | 8 | 1 | B | 8 | 48 | A | 7 | 987 | E | 9 | 320 | A | 7 | 2.6 | A | 7 | 11300 | B | 7 | 77777 | A | 7 | 1.2 | E | 8 | 0.1 | F | 8 | 0.16 | F | 8 | 0 | 1 | D | 9 | 5 | C | 8
Instantaneous | >=10 | Low | Instantaneous>=10Low | 0 | 78% | [20 empty] | 3585600% | 16:00 | 618 | 1392 | 228 | 2 | 8 | 70 | 2 | 15 | 197 | 2 | 8 | 250 | 2 | 8 | 69 | 2 | 15 | 220 | 2 | 8 | 560 | 2 | 19 | 10 | E | 9 | 10 | A | 7 | 11 | A | 7 | 1 | A | 7 | 50 | A | 7 | 987 | E | 9 | 300 | A | 7 | 2.6 | A | 7 | 11300 | B | 7 | 2100 | A | 7 | 1.2 | E | 8 | 0.1 | F | 8 | 0.16 | F | 8 | 0 | 1 | D | 9 | 5 | C | 8
Instantaneous | >=10 | Medium | Instantaneous>=10Medium | 0 | 78% | [20 empty] | 3585600% | 17:00 | 394 | 1392 | 236 | 2 | 8 | 413 | 2 | 15 | 118 | 2 | 8 | 240 | 2 | 8 | 356 | 2 | 15 | 139 | 2 | 8 | 226 | 2 | 19 | 10 | E | 9 | 10 | A | 7 | 11 | A | 7 | 1 | A | 7 | 50 | A | 7 | 987 | E | 9 | 280 | A | 7 | 2.6 | A | 7 | 11300 | B | 7 | 3300 | A | 7 | 1.1 | E | 8 | 0.1 | F | 8 | 0.16 | F | 8 | 0 | 1 | D | 9 | 61 | C | 8
Instantaneous | >=10 | High | Instantaneous>=10High | 0 | 78% | [20 empty] | 3585600% | 18:00 | 139 | 1392 | 54 | 2 | 8 | 257 | 2 | 15 | 28 | 2 | 8 | 55 | 2 | 8 | 143 | 2 | 15 | 40 | 2 | 8 | 49 | 2 | 19 | 9 | E | 9 | 9 | A | 7 | 9 | A | 7 | 2 | A | 7 | 61 | A | 7 | 987 | E | 9 | 280 | A | 7 | 2.1 | A | 7 | 11300 | B | 7 | 1800 | A | 7 | 1.1 | E | 8 | 0.1 | F | 8 | 0.16 | F | 8 | 0 | 1 | D | 9 | 61 | C | 8
[26 empty] | 3585600% | 19:00 | 0 | 58 | 0 | 2 | 8 | 0 | 2 | 15 | 0 | 2 | 8 | 0 | 2 | 8 | 0 | 2 | 15 | 0 | 2 | 8 | 0 | 2 | 19 | 10 | E | 9 | 10 | A | 7 | 9 | A | 7 | 1 | A | 7 | 57 | A | 7 | 987 | E | 9 | 270 | A | 7 | 2.6 | A | 7 | 11300 | B | 7 | 1800 | A | 7 | 1.1 | E | 8 | 0.1 | F | 8 | 0.16 | F | 8 | 0 | 1 | D | 9 | 61 | C | 8
DropDown | Condition | Capacity Condition (Btu/h) | Equipment Type | Tank Size (gal) | Draw Pattern | Concat | Formula flag | Federal Standard - Uniform Energy Factor | Coeff1 | Coeff2 | Coeff | Tank Size lower Limit | Tank Size Upper Limit | [12 empty] | 3585600% | 20:00 | 0 | 0 | 0 | 2 | 0 | 0 | 2 | 0 | 0 | 2 | 0 | 0 | 2 | 0 | 0 | 2 | 0 | 0 | 2 | 0 | 0 | 2 | 0 | 10 | E | 9 | 10 | A | 7 | 6 | A | 7 | 2 | A | 7 | 75 | A | 7 | 987 | E | 9 | 280 | A | 7 | 5.1 | A | 7 | 11300 | B | 7 | 2700 | A | 7 | 1.1 | E | 8 | 0.1 | F | 8 | 0.16 | F | 8 | 0 | 1 | D | 9 | 61 | C | 8
Residential Gas Storage Water Heaters | Residential Gas Storage |  | Storage | >20 and <=55 | Very Small | Storage>20 and <=55Very Small | 1 | 0.3456-(0.002*gal) | 0.3456 | 0.002 |  | 20 | 55 | [12 empty] | 3585600% | 21:00 | 0 | 0 | 0 | 2 | 0 | 0 | 2 | 0 | 0 | 2 | 0 | 0 | 2 | 0 | 0 | 2 | 0 | 0 | 2 | 0 | 0 | 2 | 0 | 10 | E | 9 | 10 | A | 7 | 5 | A | 7 | 1.8 | E | 9 | 80 | A | 7 | 987 | E | 9 | 290 | A | 7 | 2.6 | A | 7 | 16100 | B | 7 | 2400 | A | 7 | 1.1 | E | 8 | 0.1 | F | 8 | 0.16 | F | 8 | 0 | 1 | D | 9 | 61 | C | 8
Residential Gas Storage Water Heaters | Residential Gas Storage |  | Storage | >20 and <=55 | Low | Storage>20 and <=55Low | 1 | .5982-(.0019*gal) | 0.5982 | 0.0019 |  | 20 | 55 | [12 empty] | 3585600% | 22:00 | 0 | 0 | 0 | 2 | 0 | 0 | 2 | 0 | 0 | 2 | 0 | 0 | 2 | 0 | 0 | 2 | 0 | 0 | 2 | 0 | 0 | 2 | 0 | 10 | E | 9 | 10 | A | 7 | 4 | A | 7 | 0.5 | E | 9 | 78 | A | 7 | 987 | E | 9 | 310 | A | 7 | 4.1 | A | 7 | 16100 | B | 7 | 1500 | A | 7 | 1.1 | E | 8 | 0.1 | F | 8 | 0.16 | F | 8 | 0 | 1 | D | 9 | 61 | C | 8
Residential Gas Storage Water Heaters | Residential Gas Storage |  | Storage | >20 and <=55 | Medium | Storage>20 and <=55Medium | 1 | .6483-(.0017*gal) | 0.6483 | 0.0017 |  | 20 | 55 | [12 empty] | 3585600% | 23:00 | 0 | 0 | 0 | 2 | 0 | 0 | 2 | 0 | 0 | 2 | 0 | 0 | 2 | 0 | 0 | 2 | 0 | 0 | 2 | 0 | 0 | 2 | 0 | 10 | B | 8 | 10 | B | 8 | 3.8 | B | 8 | 0.3 | E | 9 | 78 | A | 7 | 987 | E | 9 | 310 | B | 8 | 4.2 | B | 8 | 14687 | C | 8 | 1358 | B | 8 | 1.1 | E | 8 | 0.1 | F | 8 | 0.16 | F | 8 | 0 | 1 | D | 9 | 61 | C | 8
Residential Gas Storage Water Heaters | Residential Gas Storage |  | Storage | >20 and <=55 | High | Storage>20 and <=55High | 1 | .6920-(.0013*gal) | 0.692 | 0.0013 |  | 20 | 55 | [12 empty] | 3585600% | 24:00 | 0 | 0 | 0 | 2 | 0 | 0 | 2 | 0 | 0 | 2 | 0 | 0 | 2 | 0 | 0 | 2 | 0 | 0 | 2 | 0 | 0 | 2 | 0 | 10 | B | 8 | 10 | B | 8 | 3.8 | B | 8 | 0 | E | 9 | 76 | A | 7 | 987 | E | 9 | 320 | B | 8 | 4.4 | B | 8 | 13275 | C | 8 | 1215 | B | 8 | 1.1 | E | 8 | 0.1 | F | 8 | 0.16 | F | 8 | 0 | 1 | D | 9 | 61 | C | 8
Residential Gas Storage Water Heaters | Residential Gas Storage |  | Storage | >55 and <=100 | Very Small | Storage>55 and <=100Very Small | 1 | .6470-(.0006*gal) | 0.647 | 0.0006 |  | 55 | 100 | [12 empty] | 3585700% | 1:00 | 0 | 0 | 0 | 2 | 0 | 0 | 2 | 0 | 0 | 2 | 0 | 0 | 2 | 0 | 0 | 2 | 0 | 0 | 2 | 0 | 0 | 2 | 0 | 10 | B | 8 | 10 | B | 8 | 3.3 | B | 8 | -0.2 | E | 9 | 78 | A | 7 | 987 | E | 9 | 320 | B | 8 | 4.5 | B | 8 | 11862 | C | 8 | 1073 | B | 8 | 1.1 | E | 8 | 0.101 | F | 8 | 0.16 | F | 8 | 0 | 1 | D | 9 | 61 | C | 8
Residential Gas Storage Water Heaters | Residential Gas Storage |  | Storage | >55 and <=100 | Low | Storage>55 and <=100Low | 1 | .7689-(.0005*gal) | 0.7689 | 0.0005 |  | 55 | 100 | [12 empty] | 3585700% | 2:00 | 0 | 0 | 0 | 2 | 0 | 0 | 2 | 0 | 0 | 2 | 0 | 0 | 2 | 0 | 0 | 2 | 0 | 0 | 2 | 0 | 0 | 2 | 0 | 10 | B | 8 | 10 | B | 8 | 3.2 | B | 8 | -2.3 | E | 9 | 66 | A | 7 | 987 | E | 9 | 320 | B | 8 | 4.6 | B | 8 | 10450 | C | 8 | 930 | B | 8 | 1.1 | E | 8 | 0.101 | F | 8 | 0.16 | F | 8 | 0 | 1 | D | 9 | 10 | C | 8
Residential Gas Storage Water Heaters | Residential Gas Storage |  | Storage | >55 and <=100 | Medium | Storage>55 and <=100Medium | 1 | .7897-(.0004*gal) | 0.7897 | 0.0004 |  | 55 | 100 | [12 empty] | 3585700% | 3:00 | 0 | 0 | 0 | 2 | 0 | 0 | 2 | 0 | 0 | 2 | 0 | 0 | 2 | 0 | 0 | 2 | 0 | 0 | 2 | 0 | 0 | 2 | 0 | 10 | B | 8 | 10 | B | 8 | 3.2 | B | 8 | -0.6 | E | 9 | 76 | A | 7 | 987 | E | 9 | 320 | B | 8 | 4.7 | B | 8 | 9037 | C | 8 | 788 | B | 8 | 1 | E | 8 | 0.101 | F | 8 | 0.16 | F | 8 | 0 | 1 | D | 9 | 10 | C | 8
Residential Gas Storage Water Heaters | Residential Gas Storage |  | Storage | >55 and <=100 | High | Storage>55 and <=100High | 1 | .8072-(.0003*gal) | 0.8072 | 0.0003 |  | 55 | 100 | [12 empty] | 3585700% | 4:00 | 0 | 0 | 0 | 2 | 0 | 0 | 2 | 0 | 0 | 2 | 0 | 0 | 2 | 0 | 0 | 2 | 0 | 0 | 2 | 0 | 0 | 2 | 0 | 10 | B | 8 | 10 | B | 8 | 3.1 | B | 8 | -1 | E | 9 | 74 | A | 7 | 987 | E | 9 | 330 | B | 8 | 4.9 | B | 8 | 7625 | C | 8 | 645 | B | 8 | 1 | E | 8 | 0.101 | F | 8 | 0.16 | F | 8 | 0 | 1 | D | 9 | 10 | C | 8
Residential Oil Storage Water Heaters | Residential Oil Storage |  | Storage | >50 | Very Small | Storage>50Very Small | 1 | 0.2509 −(0.0012 *gal) | 0.2509 | 0.0012 |  | 50 | 99999999 | [12 empty] | 3585700% | 5:00 | 0 | 0 | 0 | 2 | 0 | 0 | 2 | 0 | 0 | 2 | 0 | 0 | 2 | 0 | 0 | 2 | 0 | 0 | 2 | 0 | 0 | 2 | 0 | 10 | B | 8 | 10 | B | 8 | 3.1 | B | 8 | -1.3 | E | 9 | 72 | A | 7 | 987 | E | 9 | 330 | B | 8 | 5 | B | 8 | 6212 | C | 8 | 503 | B | 8 | 1 | E | 8 | 0.101 | F | 8 | 0.16 | F | 8 | 0 | 1 | D | 9 | 10 | C | 8
Residential Oil Storage Water Heaters | Residential Oil Storage |  | Storage | >50 | Low | Storage>50Low | 1 | 0.5330 −(0.0016 *gal) | 0.533 | 0.0016 |  | 50 | 99999999 | [12 empty] | 3585700% | 6:00 | 0 | 0 | 0 | 2 | 0 | 0 | 2 | 0 | 0 | 2 | 0 | 0 | 2 | 0 | 0 | 2 | 0 | 0 | 2 | 0 | 0 | 2 | 0 | 10 | E | 9 | 10 | A | 7 | 3 | A | 7 | -1.6 | E | 9 | 71 | A | 7 | 987 | E | 9 | 330 | A | 7 | 5.1 | A | 7 | 4800 | B | 7 | 360 | A | 7 | 1 | E | 8 | 0.101 | F | 8 | 0.16 | F | 8 | 0 | 1 | D | 9 | 10 | C | 8
Residential Oil Storage Water Heaters | Residential Oil Storage |  | Storage | >50 | Medium | Storage>50Medium | 1 | 0.6087 −(0.0016 *gal) | 0.6087 | 0.0016 |  | 50 | 99999999 | [12 empty] | 3585700% | 7:00 | 10 | 406 | 0 | 2 | 8 | 0 | 2 | 15 | 0 | 2 | 8 | 0 | 2 | 8 | 0 | 2 | 15 | 0 | 2 | 8 | 0 | 2 | 19 | 10 | E | 9 | 10 | A | 7 | 1 | A | 7 | -2 | A | 7 | 79 | A | 7 | 987 | E | 9 | 350 | A | 7 | 6.2 | A | 7 | 4000 | B | 7 | 600 | A | 7 | 1 | E | 8 | 0.101 | F | 8 | 0.16 | F | 8 | 0 | 1 | D | 9 | 10 | C | 8
Residential Oil Storage Water Heaters | Residential Oil Storage |  | Storage | >50 | High | Storage>50High | 1 | 0.6087 −(0.0016 *gal) | 0.6815 | 0.0016 |  | 50 | 99999999 | [12 empty] | 3585700% | 8:00 | 204 | 1392 | 80 | 2 | 8 | 62 | 2 | 15 | 71 | 2 | 8 | 87 | 2 | 8 | 46 | 2 | 15 | 81 | 2 | 8 | 159 | 2 | 19 | 10 | E | 9 | 10 | A | 7 | 1 | A | 7 | -4 | A | 7 | 67 | A | 7 | 987 | E | 9 | 340 | A | 7 | 3.6 | A | 7 | 2400 | B | 7 | 600 | A | 7 | 1 | E | 8 | 0.101 | F | 8 | 0.16 | F | 8 | 0 | 1 | D | 9 | 10 | C | 8
Res Duty Commercial High Capacity Gas Storage Water Heaters > 75,000 Btu/h | Res Duty Commercial High Capacity Gas Storage | >75000 | Storage | <=120 | Very Small | Storage<=120Very Small | 1 | .2674-(.0009*gal) | 0.2674 | 0.0009 |  | 0 | 120 | [12 empty] | 3585700% | 9:00 | 455 | 1392 | 103 | 2 | 8 | 0 | 2 | 15 | 103 | 2 | 8 | 117 | 2 | 8 | 0 | 2 | 15 | 117 | 2 | 8 | 397 | 2 | 19 | 10 | E | 9 | 10 | A | 7 | 0 | A | 7 | -2 | A | 7 | 85 | A | 7 | 987 | E | 9 | 350 | A | 7 | 4.1 | A | 7 | 1600 | B | 7 | 450 | A | 7 | 1 | E | 8 | 0.101 | F | 8 | 0.16 | F | 8 | 0 | 1 | D | 9 | 10 | C | 8
Res Duty Commercial High Capacity Gas Storage Water Heaters > 75,000 Btu/h | Res Duty Commercial High Capacity Gas Storage | >75000 | Storage | <=120 | Low | Storage<=120Low | 1 | .5362-(.0012*gal) | 0.5362 | 0.0012 |  | 0 | 120 | [12 empty] | 3585700% | 10:00 | 669 | 1392 | 192 | 2 | 8 | 12 | 2 | 15 | 186 | 2 | 8 | 218 | 2 | 8 | 10 | 2 | 15 | 214 | 2 | 8 | 739 | 2 | 19 | 10 | E | 9 | 10 | A | 7 | 2 | A | 7 | -1 | A | 7 | 80 | A | 7 | 987 | E | 9 | 30 | A | 7 | 3.1 | A | 7 | 4800 | B | 7 | 1800 | A | 7 | 1 | E | 8 | 0.101 | F | 8 | 0.16 | F | 8 | 0 | 1 | D | 9 | 10 | C | 8
Res Duty Commercial High Capacity Gas Storage Water Heaters > 75,000 Btu/h | Res Duty Commercial High Capacity Gas Storage | >75000 | Storage | <=120 | Medium | Storage<=120Medium | 1 | .6002-(.0011*gal) | 0.6002 | 0.0011 |  | 0 | 120 | [12 empty] | 3585700% | 11:00 | 830 | 1392 | 317 | 2 | 8 | 49 | 2 | 15 | 288 | 2 | 8 | 349 | 2 | 8 | 50 | 2 | 15 | 319 | 2 | 8 | 908 | 2 | 19 | 10 | E | 9 | 10 | A | 7 | 3 | A | 7 | -1 | A | 7 | 74 | A | 7 | 987 | E | 9 | 330 | A | 7 | 3.6 | A | 7 | 11300 | B | 7 | 900 | A | 7 | 1 | E | 8 | 0.101 | F | 8 | 0.16 | F | 8 | 0 | 1 | D | 9 | 10 | C | 8
Res Duty Commercial High Capacity Gas Storage Water Heaters > 75,000 Btu/h | Res Duty Commercial High Capacity Gas Storage | >75000 | Storage | <=120 | High | Storage<=120High | 1 | .6597-(.0009*gal) | 0.6597 | 0.0009 |  | 0 | 120 | [12 empty] | 3585700% | 12:00 | 928 | 1392 | 363 | 2 | 8 | 66 | 2 | 15 | 318 | 2 | 8 | 398 | 2 | 8 | 68 | 2 | 15 | 353 | 2 | 8 | 1075 | 2 | 19 | 10 | E | 9 | 10 | A | 7 | 4 | A | 7 | -3 | A | 7 | 59 | A | 7 | 987 | E | 9 | 330 | A | 7 | 6.2 | A | 7 | 9700 | B | 7 | 1020 | A | 7 | 1 | E | 8 | 0.101 | F | 8 | 0.16 | F | 8 | 0 | 1 | D | 9 | 5 | C | 8
Commercial Gas Storage Water Heater >75,000 Btu/h | Commercial Gas Storage | >75000 and ≤155000/>75,000 and ≤155,000 | Storage | >120 | Very Small | Storage>120Very Small | 0 | 80% |  |  |  | 120 | 99999999 | [12 empty] | 3585700% | 13:00 | 956 | 1392 | 294 | 2 | 8 | 18 | 2 | 15 | 282 | 2 | 8 | 340 | 2 | 8 | 16 | 2 | 15 | 329 | 2 | 8 | 1214 | 2 | 19 | 10 | E | 9 | 9 | A | 7 | 6 | A | 7 | -4 | A | 7 | 47 | A | 7 | 987 | E | 9 | 310 | A | 7 | 5.1 | A | 7 | 16100 | B | 7 | 1320 | A | 7 | 1 | E | 8 | 0.101 | F | 8 | 0.16 | F | 8 | 0 | 1 | D | 9 | 5 | C | 8
Commercial Gas Storage Water Heater >75,000 Btu/h | Commercial Gas Storage | >75000 and ≤155000/>75,000 and ≤155,001 | Storage | >120 | Low | Storage>120Low | 0 | 80% |  |  |  | 120 | 99999999 | [12 empty] | 3585700% | 14:00 | 912 | 1392 | 275 | 2 | 8 | 12 | 2 | 15 | 267 | 2 | 8 | 317 | 2 | 8 | 11 | 2 | 15 | 310 | 2 | 8 | 1138 | 2 | 19 | 10 | E | 9 | 9 | A | 7 | 4 | A | 7 | -4 | A | 7 | 54 | A | 7 | 987 | E | 9 | 310 | A | 7 | 5.1 | A | 7 | 16100 | B | 7 | 1500 | A | 7 | 0.9 | E | 8 | 0.101 | F | 8 | 0.16 | F | 8 | 0 | 1 | D | 9 | 5 | C | 8
Commercial Gas Storage Water Heater >75,000 Btu/h | Commercial Gas Storage | >75000 and ≤155000/>75,000 and ≤155,002 | Storage | >120 | Medium | Storage>120Medium | 0 | 80% |  |  |  | 120 | 99999999 | [12 empty] | 3585700% | 15:00 | 799 | 1392 | 205 | 2 | 8 | 12 | 2 | 15 | 198 | 2 | 8 | 237 | 2 | 8 | 10 | 2 | 15 | 232 | 2 | 8 | 854 | 2 | 19 | 10 | E | 9 | 9 | A | 7 | 5 | A | 7 | -4 | A | 7 | 50 | A | 7 | 987 | E | 9 | 300 | A | 7 | 5.1 | A | 7 | 16100 | B | 7 | 1500 | A | 7 | 0.9 | E | 8 | 0.101 | F | 8 | 0.16 | F | 8 | 0 | 1 | D | 9 | 5 | C | 8
Commercial Gas Storage Water Heater >75,000 Btu/h | Commercial Gas Storage | >75000 and ≤155000/>75,000 and ≤155,003 | Storage | >120 | High | Storage>120High | 0 | 80% |  |  |  | 120 | 99999999 | [12 empty] | 3585700% | 16:00 | 624 | 1392 | 261 | 2 | 8 | 111 | 2 | 15 | 211 | 2 | 8 | 286 | 2 | 8 | 110 | 2 | 15 | 237 | 2 | 8 | 592 | 2 | 19 | 10 | E | 9 | 9 | A | 7 | 5 | A | 7 | -4 | A | 7 | 50 | A | 7 | 987 | E | 9 | 300 | A | 7 | 5.1 | A | 7 | 16100 | B | 7 | 3000 | A | 7 | 0.9 | E | 8 | 0.101 | F | 8 | 0.16 | F | 8 | 0 | 1 | D | 9 | 5 | C | 8
Residential Gas Instantaneous Water Heaters | Residential Gas Storage |  | Instantaneous | <2 | Very Small | Instantaneous<2Very Small | 0 | 80% |  |  |  | 0 | 2 | [12 empty] | 3585700% | 17:00 | 400 | 1392 | 162 | 2 | 8 | 113 | 2 | 15 | 130 | 2 | 8 | 175 | 2 | 8 | 101 | 2 | 15 | 146 | 2 | 8 | 289 | 2 | 19 | 10 | B | 8 | 9 | B | 8 | 4.9 | B | 8 | -3.6 | B | 8 | 52 | A | 7 | 987 | E | 9 | 310 | B | 8 | 4.1 | B | 8 | 16100 | C | 8 | 2250 | B | 8 | 0.9 | E | 8 | 0.101 | F | 8 | 0.16 | F | 8 | 0 | 1 | D | 9 | 5 | C | 8
Residential Gas Instantaneous Water Heaters | Residential Gas Storage |  | Instantaneous | <2 | Low | Instantaneous<2Low | 0 | 81% |  |  |  | 0 | 2 | [12 empty] | 3585700% | 18:00 | 144 | 1392 | 45 | 2 | 8 | 132 | 2 | 15 | 32 | 2 | 8 | 48 | 2 | 8 | 69 | 2 | 15 | 41 | 2 | 8 | 57 | 2 | 19 | 10 | E | 9 | 9 | A | 7 | 4 | A | 7 | -3 | A | 7 | 59 | A | 7 | 987 | E | 9 | 310 | A | 7 | 3.1 | A | 7 | 16100 | B | 7 | 1500 | A | 7 | 0.9 | E | 8 | 0.101 | F | 8 | 0.16 | F | 8 | 0 | 1 | D | 9 | 5 | C | 8
Residential Gas Instantaneous Water Heaters | Residential Gas Storage |  | Instantaneous | <2 | Medium | Instantaneous<2Medium | 0 | 81% |  |  |  | 0 | 2 | [12 empty] | 3585700% | 19:00 | 0 | 81 | 0 | 2 | 8 | 0 | 2 | 15 | 0 | 2 | 8 | 0 | 2 | 8 | 0 | 2 | 15 | 0 | 2 | 8 | 0 | 2 | 19 | 10 | E | 9 | 10 | A | 7 | 4 | A | 7 | -3 | A | 7 | 59 | A | 7 | 987 | E | 9 | 300 | A | 7 | 2.6 | A | 7 | 16100 | B | 7 | 1500 | A | 7 | 0.9 | E | 8 | 0.101 | F | 8 | 0.16 | F | 8 | 0 | 1 | D | 9 | 5 | C | 8
Residential Gas Instantaneous Water Heaters | Residential Gas Storage |  | Instantaneous | <2 | High | Instantaneous<2High | 0 | 81% |  |  |  | 0 | 2 | [12 empty] | 3585700% | 20:00 | 0 | 0 | 0 | 2 | 0 | 0 | 2 | 0 | 0 | 2 | 0 | 0 | 2 | 0 | 0 | 2 | 0 | 0 | 2 | 0 | 0 | 2 | 0 | 10 | E | 9 | 10 | A | 7 | 3 | A | 7 | -2 | A | 7 | 68 | A | 7 | 987 | E | 9 | 290 | A | 7 | 4.1 | A | 7 | 16100 | B | 7 | 1140 | A | 7 | 0.9 | E | 8 | 0.101 | F | 8 | 0.16 | F | 8 | 0 | 1 | D | 9 | 5 | C | 8
Commercial Gas Instantaneous Water Heater < 200,000 Btu/h | Commercial Gas Instantaneous | < 200,000 | Instantaneous | >0 | Very Small | Instantaneous>0Very Small | 0 | 80% |  |  |  | 0 | 99999999 | [12 empty] | 3585700% | 21:00 | 0 | 0 | 0 | 2 | 0 | 0 | 2 | 0 | 0 | 2 | 0 | 0 | 2 | 0 | 0 | 2 | 0 | 0 | 2 | 0 | 0 | 2 | 0 | 10 | E | 9 | 10 | A | 7 | 3 | A | 7 | -2.1 | E | 9 | 68 | A | 7 | 987 | E | 9 | 270 | A | 7 | 2.6 | A | 7 | 16100 | B | 7 | 2100 | A | 7 | 0.9 | E | 8 | 0.101 | F | 8 | 0.16 | F | 8 | 0 | 1 | D | 9 | 5 | C | 8
Commercial Gas Instantaneous Water Heater < 200,000 Btu/h | Commercial Gas Instantaneous | < 200,000 | Instantaneous | >0 | Low | Instantaneous>0Low | 0 | 80% |  |  |  | 0 | 99999999 | [12 empty] | 3585700% | 22:00 | 0 | 0 | 0 | 2 | 0 | 0 | 2 | 0 | 0 | 2 | 0 | 0 | 2 | 0 | 0 | 2 | 0 | 0 | 2 | 0 | 0 | 2 | 0 | 10 | E | 9 | 10 | A | 7 | 4 | A | 7 | -2.2 | E | 9 | 63 | A | 7 | 987 | E | 9 | 270 | A | 7 | 4.1 | A | 7 | 16100 | B | 7 | 1800 | A | 7 | 0.9 | E | 8 | 0.101 | F | 8 | 0.16 | F | 8 | 0 | 1 | D | 9 | 5 | C | 8
Commercial Gas Instantaneous Water Heater < 200,000 Btu/h | Commercial Gas Instantaneous | < 200,000 | Instantaneous | >0 | Medium | Instantaneous>0Medium | 0 | 80% |  |  |  | 0 | 99999999 | [12 empty] | 3585700% | 23:00 | 0 | 0 | 0 | 2 | 0 | 0 | 2 | 0 | 0 | 2 | 0 | 0 | 2 | 0 | 0 | 2 | 0 | 0 | 2 | 0 | 0 | 2 | 0 | 10 | B | 8 | 10 | B | 8 | 3.7 | B | 8 | -2.2 | E | 9 | 64 | A | 7 | 987 | E | 9 | 270 | B | 8 | 3.9 | B | 8 | 16100 | C | 8 | 1703 | B | 8 | 0.9 | E | 8 | 0.101 | F | 8 | 0.16 | F | 8 | 0 | 1 | D | 9 | 5 | C | 8
Commercial Gas Instantaneous Water Heater < 200,000 Btu/h | Commercial Gas Instantaneous | < 200,000 | Instantaneous | >0 | High | Instantaneous>0High | 0 | 80% |  |  |  | 0 | 99999999 | [12 empty] | 3585700% | 24:00 | 0 | 0 | 0 | 2 | 0 | 0 | 2 | 0 | 0 | 2 | 0 | 0 | 2 | 0 | 0 | 2 | 0 | 0 | 2 | 0 | 0 | 2 | 0 | 10 | B | 8 | 10 | B | 8 | 3.6 | B | 8 | -3.3 | E | 9 | 59 | A | 7 | 987 | E | 9 | 260 | B | 8 | 3.7 | B | 8 | 16100 | C | 8 | 1605 | B | 8 | 0.8 | E | 8 | 0.101 | F | 8 | 0.16 | F | 8 | 0 | 1 | D | 9 | 5 | C | 8
[26 empty] | 3585800% | 1:00 | 0 | 0 | 0 | 2 | 0 | 0 | 2 | 0 | 0 | 2 | 0 | 0 | 2 | 0 | 0 | 2 | 0 | 0 | 2 | 0 | 0 | 2 | 0 | 10 | B | 8 | 10 | B | 8 | 2.9 | B | 8 | -3.4 | E | 9 | 61 | A | 7 | 987 | E | 9 | 260 | B | 8 | 3.5 | B | 8 | 16100 | C | 8 | 1508 | B | 8 | 0.8 | E | 8 | 0.101 | F | 8 | 0.16 | F | 8 | 0 | 1 | D | 9 | 5 | C | 8
Forklift Batteries | [25 empty] | 3585800% | 2:00 | 0 | 0 | 0 | 2 | 0 | 0 | 2 | 0 | 0 | 2 | 0 | 0 | 2 | 0 | 0 | 2 | 0 | 0 | 2 | 0 | 0 | 2 | 0 | 10 | B | 8 | 10 | B | 8 | 2.7 | B | 8 | -3.6 | E | 9 | 61 | A | 7 | 987 | E | 9 | 250 | B | 8 | 3.4 | B | 8 | 16100 | C | 8 | 1410 | B | 8 | 0.8 | E | 8 | 0.101 | F | 8 | 0.16 | F | 8 | 0 | 1 | D | 9 | 61 | C | 8
[26 empty] | 3585800% | 3:00 | 0 | 0 | 0 | 2 | 0 | 0 | 2 | 0 | 0 | 2 | 0 | 0 | 2 | 0 | 0 | 2 | 0 | 0 | 2 | 0 | 0 | 2 | 0 | 10 | B | 8 | 9 | B | 8 | 2.5 | B | 8 | -4.7 | E | 9 | 56 | A | 7 | 987 | E | 9 | 250 | B | 8 | 3.2 | B | 8 | 16100 | C | 8 | 1313 | B | 8 | 0.8 | E | 8 | 0.101 | F | 8 | 0.16 | F | 8 | 0 | 1 | D | 9 | 61 | C | 8
Baseline Forklift Fuel Source | EE base |  | Facility Operating Hours | Charges / yr | CF | [20 empty] | 3585800% | 4:00 | 0 | 0 | 0 | 2 | 0 | 0 | 2 | 0 | 0 | 2 | 0 | 0 | 2 | 0 | 0 | 2 | 0 | 0 | 2 | 0 | 0 | 2 | 0 | 10 | B | 8 | 9 | B | 8 | 2.4 | B | 8 | -3.8 | E | 9 | 61 | A | 7 | 987 | E | 9 | 240 | B | 8 | 3 | B | 8 | 16100 | C | 8 | 1215 | B | 8 | 0.8 | E | 8 | 0.101 | F | 8 | 0.16 | F | 8 | 0 | 1 | D | 9 | 61 | C | 8
Propane | 0.204 |  | 1-Shift (8 hrs/day - 5 days/week) | 520 | 0 | [20 empty] | 3585800% | 5:00 | 0 | 0 | 0 | 2 | 0 | 0 | 2 | 0 | 0 | 2 | 0 | 0 | 2 | 0 | 0 | 2 | 0 | 0 | 2 | 0 | 0 | 2 | 0 | 10 | B | 8 | 9 | B | 8 | 2.2 | B | 8 | -3.8 | E | 9 | 62 | A | 7 | 987 | E | 9 | 240 | B | 8 | 2.8 | B | 8 | 16100 | C | 8 | 1118 | B | 8 | 0.8 | E | 8 | 0.101 | F | 8 | 0.16 | F | 8 | 0 | 1 | D | 9 | 61 | C | 8
Diesel | 0.205 |  | 2-shift (16 hrs/day - 5 days/week) | 1040 | 0 | [20 empty] | 3585800% | 6:00 | 0 | 0 | 0 | 2 | 0 | 0 | 2 | 0 | 0 | 2 | 0 | 0 | 2 | 0 | 0 | 2 | 0 | 0 | 2 | 0 | 0 | 2 | 0 | 10 | E | 9 | 9 | A | 7 | 2 | A | 7 | -3.9 | E | 9 | 62 | A | 7 | 987 | E | 9 | 230 | A | 7 | 2.6 | A | 7 | 16100 | B | 7 | 1020 | A | 7 | 0.8 | E | 8 | 0.101 | F | 8 | 0.16 | F | 8 | 0 | 1 | D | 9 | 61 | C | 8
|  |  | 3-shift (24 hrs/day - 5 days/week) | 1560 | 1 | [20 empty] | 3585800% | 7:00 | 12 | 429 | 0 | 2 | 8 | 0 | 2 | 15 | 0 | 2 | 8 | 0 | 2 | 8 | 0 | 2 | 15 | 0 | 2 | 8 | 0 | 2 | 19 | 10 | E | 9 | 9 | A | 7 | 1 | A | 7 | -4 | A | 7 | 67 | A | 7 | 987 | E | 9 | 220 | A | 7 | 2.6 | A | 7 | 11300 | B | 7 | 2400 | A | 7 | 0.8 | E | 8 | 0.101 | F | 8 | 0.16 | F | 8 | 0 | 1 | D | 9 | 61 | C | 8
|  |  | 4-shift (24 hrs/day - 7 days/week) | 2184 | 1 | [20 empty] | 3585800% | 8:00 | 211 | 1391 | 122 | 2 | 8 | 228 | 2 | 15 | 87 | 2 | 8 | 124 | 2 | 8 | 144 | 2 | 15 | 102 | 2 | 8 | 184 | 2 | 19 | 10 | E | 9 | 9 | A | 7 | 1 | A | 7 | -4 | A | 7 | 67 | A | 7 | 987 | E | 9 | 250 | A | 7 | 2.6 | A | 7 | 11300 | B | 7 | 2700 | A | 7 | 0.8 | E | 8 | 0.101 | F | 8 | 0.16 | F | 8 | 0 | 1 | D | 9 | 61 | C | 8
[26 empty] | 3585800% | 9:00 | 462 | 1391 | 241 | 2 | 8 | 305 | 2 | 15 | 140 | 2 | 8 | 255 | 2 | 8 | 285 | 2 | 15 | 160 | 2 | 8 | 289 | 2 | 19 | 10 | E | 9 | 9 | A | 7 | 3 | A | 7 | -3 | A | 7 | 63 | A | 7 | 987 | E | 9 | 250 | A | 7 | 4.1 | A | 7 | 11300 | B | 7 | 2400 | A | 7 | 0.8 | E | 8 | 0.101 | F | 8 | 0.16 | F | 8 | 0 | 1 | D | 9 | 61 | C | 8
EUL | [25 empty] | 3585800% | 10:00 | 676 | 1391 | 345 | 2 | 8 | 246 | 2 | 15 | 225 | 2 | 8 | 374 | 2 | 8 | 250 | 2 | 15 | 252 | 2 | 8 | 555 | 2 | 19 | 10 | E | 9 | 9 | A | 7 | 5 | A | 7 | -2 | A | 7 | 59 | A | 7 | 987 | E | 9 | 250 | A | 7 | 4.1 | A | 7 | 11300 | B | 7 | 2400 | A | 7 | 0.8 | E | 8 | 0.101 | F | 8 | 0.16 | F | 8 | 0 | 1 | D | 9 | 61 | C | 8
15 | [25 empty] | 3585800% | 11:00 | 837 | 1391 | 133 | 2 | 8 | 0 | 2 | 15 | 133 | 2 | 8 | 160 | 2 | 8 | 0 | 2 | 15 | 160 | 2 | 8 | 636 | 2 | 19 | 10 | E | 9 | 10 | A | 7 | 5 | A | 7 | -3 | A | 7 | 55 | A | 7 | 987 | E | 9 | 280 | A | 7 | 5.1 | A | 7 | 11300 | B | 7 | 1440 | A | 7 | 0.8 | E | 8 | 0.101 | F | 8 | 0.16 | F | 8 | 0 | 1 | D | 9 | 61 | C | 8
[26 empty] | 3585800% | 12:00 | 935 | 1391 | 172 | 2 | 8 | 0 | 2 | 15 | 172 | 2 | 8 | 206 | 2 | 8 | 0 | 2 | 15 | 206 | 2 | 8 | 825 | 2 | 19 | 10 | E | 9 | 10 | A | 7 | 6 | A | 7 | -3 | A | 7 | 51 | A | 7 | 987 | E | 9 | 290 | A | 7 | 5.1 | A | 7 | 11300 | B | 7 | 1470 | A | 7 | 0.8 | E | 8 | 0.101 | F | 8 | 0.16 | F | 8 | 0 | 1 | D | 9 | 61 | C | 8
Heat Pump Pool Heaters | [25 empty] | 3585800% | 13:00 | 963 | 1391 | 204 | 2 | 8 | 6 | 2 | 15 | 200 | 2 | 8 | 243 | 2 | 8 | 5 | 2 | 15 | 239 | 2 | 8 | 943 | 2 | 19 | 10 | E | 9 | 9 | A | 7 | 7 | A | 7 | -3 | A | 7 | 48 | A | 7 | 987 | E | 9 | 300 | A | 7 | 4.1 | A | 7 | 11300 | B | 7 | 1800 | A | 7 | 0.8 | E | 8 | 0.101 | F | 8 | 0.16 | F | 8 | 0 | 1 | D | 9 | 61 | C | 8
[26 empty] | 3585800% | 14:00 | 918 | 1391 | 193 | 2 | 8 | 6 | 2 | 15 | 189 | 2 | 8 | 229 | 2 | 8 | 5 | 2 | 15 | 226 | 2 | 8 | 883 | 2 | 19 | 10 | E | 9 | 9 | A | 7 | 7 | A | 7 | -3 | A | 7 | 48 | A | 7 | 987 | E | 9 | 310 | A | 7 | 4.1 | A | 7 | 16100 | B | 7 | 1500 | A | 7 | 0.8 | E | 8 | 0.101 | F | 8 | 0.16 | F | 8 | 0 | 1 | D | 9 | 61 | C | 8
Type of Pool | Activity Factor (AF) |  | Pool Location | U |  | Pool Temperature | Pw (in HG) |  | Pool Filled? | [16 empty] | 3585800% | 15:00 | 804 | 1391 | 159 | 2 | 8 | 0 | 2 | 15 | 159 | 2 | 8 | 188 | 2 | 8 | 0 | 2 | 15 | 188 | 2 | 8 | 724 | 2 | 19 | 10 | E | 9 | 10 | A | 7 | 6 | A | 7 | -3 | A | 7 | 51 | A | 7 | 987 | E | 9 | 290 | A | 7 | 5.1 | A | 7 | 16100 | B | 7 | 1500 | A | 7 | 0.8 | E | 8 | 0.101 | F | 8 | 0.16 | F | 8 | 0 | 1 | D | 9 | 61 | C | 8
Condominium | 0.65 |  | Outdoor pool, Sheltered | 5.3 |  | 72 | 0.79 |  | Yes | [16 empty] | 3585800% | 16:00 | 629 | 1391 | 185 | 2 | 8 | 12 | 2 | 15 | 180 | 2 | 8 | 210 | 2 | 8 | 10 | 2 | 15 | 206 | 2 | 8 | 697 | 2 | 19 | 10 | E | 9 | 10 | A | 7 | 3 | A | 7 | 2 | A | 7 | 93 | A | 7 | 987 | E | 9 | 320 | A | 7 | 5.1 | A | 7 | 4800 | B | 7 | 750 | A | 7 | 0.8 | E | 8 | 0.101 | F | 8 | 0.16 | F | 8 | 0 | 1 | D | 9 | 61 | C | 8
Therapy | 0.65 |  | Outdoor pool, Unsheltered | 6.6 |  | 74 | 0.85 |  | No | [16 empty] | 3585800% | 17:00 | 405 | 1391 | 109 | 2 | 8 | 11 | 2 | 15 | 105 | 2 | 8 | 122 | 2 | 8 | 6 | 2 | 15 | 120 | 2 | 8 | 380 | 2 | 19 | 10 | E | 9 | 10 | A | 7 | 3 | A | 7 | -1 | A | 7 | 74 | A | 7 | 987 | E | 9 | 270 | A | 7 | 5.1 | A | 7 | 11300 | B | 7 | 600 | A | 7 | 0.8 | E | 8 | 0.101 | F | 8 | 0.16 | F | 8 | 0 | 1 | D | 9 | 61 | C | 8
Hotel | 0.8 |  |  |  |  | 76 | 0.91 | [18 empty] | 3585800% | 18:00 | 149 | 1391 | 43 | 2 | 8 | 81 | 2 | 15 | 34 | 2 | 8 | 45 | 2 | 8 | 41 | 2 | 15 | 41 | 2 | 8 | 61 | 2 | 19 | 10 | E | 9 | 9 | A | 7 | 3 | A | 7 | 1 | A | 7 | 87 | A | 7 | 987 | E | 9 | 260 | A | 7 | 2.6 | A | 7 | 16100 | B | 7 | 2100 | A | 7 | 0.8 | E | 8 | 0.101 | F | 8 | 0.16 | F | 8 | 0 | 1 | D | 9 | 61 | C | 8
Public, School | 1 |  |  |  |  | 78 | 0.97 | [18 empty] | 3585800% | 19:00 | 1 | 104 | 0 | 2 | 8 | 0 | 2 | 15 | 0 | 2 | 8 | 0 | 2 | 8 | 0 | 2 | 15 | 0 | 2 | 8 | 0 | 2 | 19 | 10 | E | 9 | 9 | A | 7 | 3 | A | 7 | 1 | A | 7 | 87 | A | 7 | 987 | E | 9 | 270 | A | 7 | 3.1 | A | 7 | 16100 | B | 7 | 1500 | A | 7 | 0.8 | E | 8 | 0.101 | F | 8 | 0.16 | F | 8 | 0 | 1 | D | 9 | 61 | C | 8
Whirlpool | 1 |  |  |  |  | 80 | 1.03 | [18 empty] | 3585800% | 20:00 | 0 | 0 | 0 | 2 | 0 | 0 | 2 | 0 | 0 | 2 | 0 | 0 | 2 | 0 | 0 | 2 | 0 | 0 | 2 | 0 | 0 | 2 | 0 | 10 | E | 9 | 10 | A | 7 | 4 | A | 7 | -1 | A | 7 | 69 | A | 7 | 987 | E | 9 | 270 | A | 7 | 2.6 | A | 7 | 16100 | B | 7 | 1500 | A | 7 | 0.8 | E | 8 | 0.101 | F | 8 | 0.16 | F | 8 | 0 | 1 | D | 9 | 61 | C | 8
Wavepool, Water Slide | 1.5 |  |  |  |  | 82 | 1.1 | [18 empty] | 3585800% | 21:00 | 0 | 0 | 0 | 2 | 0 | 0 | 2 | 0 | 0 | 2 | 0 | 0 | 2 | 0 | 0 | 2 | 0 | 0 | 2 | 0 | 0 | 2 | 0 | 10 | B | 8 | 10 | B | 8 | 3.3 | B | 8 | -0.8 | E | 9 | 74 | A | 7 | 987 | E | 9 | 320 | B | 8 | 1.3 | B | 8 | 16100 | C | 8 | 1500 | B | 8 | 0.8 | E | 8 | 0.101 | F | 8 | 0.16 | F | 8 | 0 | 1 | D | 9 | 61 | C | 8
[6 empty] | 84 | 1.18 | [18 empty] | 3585800% | 22:00 | 0 | 0 | 0 | 2 | 0 | 0 | 2 | 0 | 0 | 2 | 0 | 0 | 2 | 0 | 0 | 2 | 0 | 0 | 2 | 0 | 0 | 2 | 0 | 10 | E | 9 | 9 | A | 7 | 3 | A | 7 | 0.7 | E | 9 | 85 | A | 7 | 987 | E | 9 | 0 | A | 7 | 0 | A | 7 | 16100 | B | 7 | 1500 | A | 7 | 0.8 | E | 8 | 0.101 | F | 8 | 0.16 | F | 8 | 0 | 1 | D | 9 | 61 | C | 8
EUL | [25 empty] | 3585800% | 23:00 | 0 | 0 | 0 | 2 | 0 | 0 | 2 | 0 | 0 | 2 | 0 | 0 | 2 | 0 | 0 | 2 | 0 | 0 | 2 | 0 | 0 | 2 | 0 | 10 | B | 8 | 9 | B | 8 | 2.7 | B | 8 | 0.2 | E | 9 | 84 | A | 7 | 987 | E | 9 | 0 | B | 8 | 0 | B | 8 | 16100 | C | 8 | 1481 | B | 8 | 0.8 | E | 8 | 0.101 | F | 8 | 0.16 | F | 8 | 0 | 1 | D | 9 | 61 | C | 8
15 | [5 empty] | 0.031964 | -1.5175 | [18 empty] | 3585800% | 24:00 | 0 | 0 | 0 | 2 | 0 | 0 | 2 | 0 | 0 | 2 | 0 | 0 | 2 | 0 | 0 | 2 | 0 | 0 | 2 | 0 | 0 | 2 | 0 | 10 | B | 8 | 9 | B | 8 | 2.6 | B | 8 | -0.4 | E | 9 | 80 | A | 7 | 987 | E | 9 | 0 | B | 8 | 0 | B | 8 | 16100 | C | 8 | 1463 | B | 8 | 0.8 | E | 8 | 0.101 | F | 8 | 0.16 | F | 8 | 0 | 1 | D | 9 | 61 | C | 8
[26 empty] | 3585900% | 1:00 | 0 | 0 | 0 | 2 | 0 | 0 | 2 | 0 | 0 | 2 | 0 | 0 | 2 | 0 | 0 | 2 | 0 | 0 | 2 | 0 | 0 | 2 | 0 | 10 | B | 8 | 9 | B | 8 | 1.9 | B | 8 | 0.1 | E | 9 | 88 | A | 7 | 987 | E | 9 | 0 | B | 8 | 0 | B | 8 | 16100 | C | 8 | 1444 | B | 8 | 0.8 | E | 8 | 0.102 | F | 8 | 0.16 | F | 8 | 0 | 1 | D | 9 | 61 | C | 8
PTHP | [25 empty] | 3585900% | 2:00 | 0 | 0 | 0 | 2 | 0 | 0 | 2 | 0 | 0 | 2 | 0 | 0 | 2 | 0 | 0 | 2 | 0 | 0 | 2 | 0 | 0 | 2 | 0 | 10 | B | 8 | 10 | B | 8 | 1.7 | B | 8 | -1.3 | E | 9 | 79 | A | 7 | 987 | E | 9 | 0 | B | 8 | 0 | B | 8 | 16100 | C | 8 | 1425 | B | 8 | 0.8 | E | 8 | 0.102 | F | 8 | 0.16 | F | 8 | 0 | 1 | D | 9 | 61 | C | 8
[26 empty] | 3585900% | 3:00 | 0 | 0 | 0 | 2 | 0 | 0 | 2 | 0 | 0 | 2 | 0 | 0 | 2 | 0 | 0 | 2 | 0 | 0 | 2 | 0 | 0 | 2 | 0 | 10 | B | 8 | 10 | B | 8 | 1.5 | B | 8 | -0.9 | E | 9 | 83 | A | 7 | 987 | E | 9 | 0 | B | 8 | 0 | B | 8 | 16100 | C | 8 | 1406 | B | 8 | 0.8 | E | 8 | 0.102 | F | 8 | 0.16 | F | 8 | 0 | 1 | D | 9 | 61 | C | 8
Product Class |  | Baseline Forklift Fuel Source | EE base |  | Proposed |  | Project Type | [18 empty] | 3585900% | 4:00 | 0 | 0 | 0 | 2 | 0 | 0 | 2 | 0 | 0 | 2 | 0 | 0 | 2 | 0 | 0 | 2 | 0 | 0 | 2 | 0 | 0 | 2 | 0 | 10 | B | 8 | 10 | B | 8 | 1.4 | B | 8 | -1.4 | E | 9 | 80 | A | 7 | 987 | E | 9 | 0 | B | 8 | 0 | B | 8 | 16100 | C | 8 | 1388 | B | 8 | 0.8 | E | 8 | 0.102 | F | 8 | 0.16 | F | 8 | 0 | 1 | D | 9 | 61 | C | 8
Gas Furnace + Split AC |  | Propane | 20.4% |  | PTAC |  | Time of Sale | [18 empty] | 3585900% | 5:00 | 0 | 0 | 0 | 2 | 0 | 0 | 2 | 0 | 0 | 2 | 0 | 0 | 2 | 0 | 0 | 2 | 0 | 0 | 2 | 0 | 0 | 2 | 0 | 10 | B | 8 | 10 | B | 8 | 1.2 | B | 8 | -2 | E | 9 | 78 | A | 7 | 987 | E | 9 | 0 | B | 8 | 0 | B | 8 | 16100 | C | 8 | 1369 | B | 8 | 0.8 | E | 8 | 0.102 | F | 8 | 0.16 | F | 8 | 0 | 1 | D | 9 | 61 | C | 8
Gas Furnace + PTAC (AC Only) |  | Diesel | 20.5% |  | PTHP |  | Early Replacement | [18 empty] | 3585900% | 6:00 | 0 | 0 | 0 | 2 | 0 | 0 | 2 | 0 | 0 | 2 | 0 | 0 | 2 | 0 | 0 | 2 | 0 | 0 | 2 | 0 | 0 | 2 | 0 | 10 | E | 9 | 10 | A | 7 | 1 | A | 7 | -2.4 | E | 9 | 76 | A | 7 | 987 | E | 9 | 0 | A | 7 | 0 | A | 7 | 16100 | B | 7 | 1350 | A | 7 | 0.8 | E | 8 | 0.102 | F | 8 | 0.16 | F | 8 | 0 | 1 | D | 9 | 61 | C | 8
Gas Boiler + Terminal Units | [25 empty] | 3585900% | 7:00 | 14 | 475 | 0 | 2 | 8 | 0 | 2 | 15 | 0 | 2 | 8 | 0 | 2 | 8 | 0 | 2 | 15 | 0 | 2 | 8 | 0 | 2 | 19 | 9 | E | 9 | 9 | A | 7 | 1 | A | 7 | -2 | A | 7 | 79 | A | 7 | 987 | E | 9 | 0 | A | 7 | 0 | A | 7 | 16100 | B | 7 | 1500 | A | 7 | 0.8 | E | 8 | 0.102 | F | 8 | 0.16 | F | 8 | 0 | 1 | D | 9 | 61 | C | 8
Gas Wall Heater + Window AC | [25 empty] | 3585900% | 8:00 | 218 | 1390 | 108 | 2 | 8 | 203 | 2 | 15 | 76 | 2 | 8 | 111 | 2 | 8 | 132 | 2 | 15 | 90 | 2 | 8 | 153 | 2 | 19 | 10 | E | 9 | 10 | A | 7 | 2 | A | 7 | -2 | A | 7 | 73 | A | 7 | 987 | E | 9 | 0 | A | 7 | 0 | A | 7 | 16100 | B | 7 | 1800 | A | 7 | 0.8 | E | 8 | 0.102 | F | 8 | 0.16 | F | 8 | 0 | 1 | D | 9 | 61 | C | 8
[26 empty] | 3585900% | 9:00 | 469 | 1390 | 277 | 2 | 8 | 457 | 2 | 15 | 122 | 2 | 8 | 287 | 2 | 8 | 418 | 2 | 15 | 146 | 2 | 8 | 234 | 2 | 19 | 10 | B | 8 | 10 | B | 8 | 3.4 | B | 8 | -2.6 | B | 8 | 63 | A | 7 | 987 | E | 9 | 320 | B | 8 | 2.6 | B | 8 | 16100 | C | 8 | 1800 | B | 8 | 0.8 | E | 8 | 0.102 | F | 8 | 0.16 | F | 8 | 0 | 1 | D | 9 | 61 | C | 8
Type | Cooling EER | Heating COP | [23 empty] | 3585900% | 10:00 | 682 | 1390 | 371 | 2 | 8 | 295 | 2 | 15 | 225 | 2 | 8 | 392 | 2 | 8 | 304 | 2 | 15 | 243 | 2 | 8 | 518 | 2 | 19 | 9 | E | 9 | 9 | A | 7 | 5 | A | 7 | -3 | A | 7 | 55 | A | 7 | 987 | E | 9 | 280 | A | 7 | 5.1 | A | 7 | 16100 | B | 7 | 1800 | A | 7 | 0.8 | E | 8 | 0.102 | F | 8 | 0.16 | F | 8 | 0 | 1 | D | 9 | 61 | C | 8
PTAC (Standard) | 14 | 1 | [23 empty] | 3585900% | 11:00 | 844 | 1390 | 361 | 2 | 8 | 115 | 2 | 15 | 290 | 2 | 8 | 396 | 2 | 8 | 117 | 2 | 15 | 324 | 2 | 8 | 925 | 2 | 19 | 9 | E | 9 | 9 | A | 7 | 6 | A | 7 | -4 | A | 7 | 47 | A | 7 | 987 | E | 9 | 290 | A | 7 | 5.1 | A | 7 | 16100 | B | 7 | 1800 | A | 7 | 0.8 | E | 8 | 0.102 | F | 8 | 0.16 | F | 8 | 0 | 1 | D | 9 | 61 | C | 8
PTAC (Non-Standard) | 8.344 | 1 | [23 empty] | 3585900% | 12:00 | 941 | 1390 | 277 | 2 | 8 | 18 | 2 | 15 | 264 | 2 | 8 | 320 | 2 | 8 | 16 | 2 | 15 | 310 | 2 | 8 | 1150 | 2 | 19 | 10 | E | 9 | 10 | A | 7 | 6 | A | 7 | -3 | A | 7 | 51 | A | 7 | 987 | E | 9 | 300 | A | 7 | 5.1 | A | 7 | 16100 | B | 7 | 1800 | A | 7 | 0.8 | E | 8 | 0.102 | F | 8 | 0.16 | F | 8 | 0 | 1 | D | 9 | 61 | C | 8
PTHP (Standard) | 10.4 | 2.576 | [23 empty] | 3585900% | 13:00 | 969 | 1390 | 288 | 2 | 8 | 18 | 2 | 15 | 275 | 2 | 8 | 334 | 2 | 8 | 16 | 2 | 15 | 323 | 2 | 8 | 1203 | 2 | 19 | 10 | E | 9 | 10 | A | 7 | 6 | A | 7 | -4 | A | 7 | 47 | A | 7 | 987 | E | 9 | 310 | A | 7 | 5.1 | A | 7 | 16100 | B | 7 | 1800 | A | 7 | 0.8 | E | 8 | 0.102 | F | 8 | 0.16 | F | 8 | 0 | 1 | D | 9 | 61 | C | 8
PTHP (Non-Standard) | 8.244 | 2.588 | [23 empty] | 3585900% | 14:00 | 924 | 1390 | 270 | 2 | 8 | 12 | 2 | 15 | 262 | 2 | 8 | 312 | 2 | 8 | 11 | 2 | 15 | 305 | 2 | 8 | 1132 | 2 | 19 | 10 | E | 9 | 10 | A | 7 | 6 | A | 7 | -4 | A | 7 | 47 | A | 7 | 987 | E | 9 | 300 | A | 7 | 6.7 | A | 7 | 16100 | B | 7 | 1500 | A | 7 | 0.8 | E | 8 | 0.102 | F | 8 | 0.16 | F | 8 | 0 | 1 | D | 9 | 61 | C | 8
[26 empty] | 3585900% | 15:00 | 810 | 1390 | 290 | 2 | 8 | 77 | 2 | 15 | 245 | 2 | 8 | 319 | 2 | 8 | 78 | 2 | 15 | 274 | 2 | 8 | 787 | 2 | 19 | 10 | E | 9 | 10 | A | 7 | 7 | A | 7 | -3 | A | 7 | 48 | A | 7 | 987 | E | 9 | 320 | A | 7 | 5.1 | A | 7 | 16100 | B | 7 | 1800 | A | 7 | 0.8 | E | 8 | 0.102 | F | 8 | 0.16 | F | 8 | 0 | 1 | D | 9 | 61 | C | 8
WSHP | [25 empty] | 3585900% | 16:00 | 635 | 1390 | 359 | 2 | 8 | 340 | 2 | 15 | 203 | 2 | 8 | 380 | 2 | 8 | 346 | 2 | 15 | 222 | 2 | 8 | 453 | 2 | 19 | 10 | E | 9 | 10 | A | 7 | 6 | A | 7 | -3 | A | 7 | 51 | A | 7 | 987 | E | 9 | 320 | A | 7 | 5.1 | A | 7 | 16100 | B | 7 | 1350 | A | 7 | 0.8 | E | 8 | 0.102 | F | 8 | 0.16 | F | 8 | 0 | 1 | D | 9 | 61 | C | 8
[26 empty] | 3585900% | 17:00 | 410 | 1390 | 198 | 2 | 8 | 267 | 2 | 15 | 119 | 2 | 8 | 209 | 2 | 8 | 239 | 2 | 15 | 138 | 2 | 8 | 240 | 2 | 19 | 10 | E | 9 | 10 | A | 7 | 5 | A | 7 | -3 | A | 7 | 55 | A | 7 | 987 | E | 9 | 320 | A | 7 | 5.1 | A | 7 | 16100 | B | 7 | 1500 | A | 7 | 0.8 | E | 8 | 0.102 | F | 8 | 0.16 | F | 8 | 0 | 1 | D | 9 | 61 | C | 8
Water Source Types |  | Pump Motor HP | Motor Efficiency (%) | [22 empty] | 3585900% | 18:00 | 154 | 1390 | 60 | 2 | 8 | 187 | 2 | 15 | 40 | 2 | 8 | 62 | 2 | 8 | 102 | 2 | 15 | 51 | 2 | 8 | 73 | 2 | 19 | 9 | E | 9 | 9 | A | 7 | 4 | A | 7 | -4 | A | 7 | 54 | A | 7 | 987 | E | 9 | 320 | A | 7 | 5.1 | A | 7 | 16100 | B | 7 | 1800 | A | 7 | 0.8 | E | 8 | 0.102 | F | 8 | 0.16 | F | 8 | 0 | 1 | D | 9 | 61 | C | 8
Water to Air |  | 1 | 0.77 | [22 empty] | 3585900% | 19:00 | 1 | 127 | 0 | 2 | 8 | 0 | 2 | 15 | 0 | 2 | 8 | 0 | 2 | 8 | 0 | 2 | 15 | 0 | 2 | 8 | 0 | 2 | 19 | 9 | E | 9 | 9 | A | 7 | 4 | A | 7 | -4 | A | 7 | 54 | A | 7 | 987 | E | 9 | 300 | A | 7 | 2.6 | A | 7 | 16100 | B | 7 | 1800 | A | 7 | 0.7 | E | 8 | 0.102 | F | 8 | 0.16 | F | 8 | 0 | 1 | D | 9 | 61 | C | 8
Water to Water |  | 1.5 | 0.84 | [22 empty] | 3585900% | 20:00 | 0 | 0 | 0 | 2 | 0 | 0 | 2 | 0 | 0 | 2 | 0 | 0 | 2 | 0 | 0 | 2 | 0 | 0 | 2 | 0 | 0 | 2 | 0 | 3 | E | 9 | 3 | A | 7 | 2 | A | 7 | -4 | A | 7 | 62 | A | 7 | 987 | E | 9 | 300 | A | 7 | 2.6 | A | 7 | 16100 | B | 7 | 77777 | A | 7 | 0.7 | E | 8 | 0.102 | F | 8 | 0.16 | F | 8 | 0 | 1 | D | 9 | 61 | C | 8
|  | 2 | 0.855 | [22 empty] | 3585900% | 21:00 | 0 | 0 | 0 | 2 | 0 | 0 | 2 | 0 | 0 | 2 | 0 | 0 | 2 | 0 | 0 | 2 | 0 | 0 | 2 | 0 | 0 | 2 | 0 | 0 | E | 9 | 0 | E | 9 | 1 | A | 7 | -4.1 | E | 9 | 66 | A | 7 | 987 | E | 9 | 0 | A | 7 | 0 | A | 7 | 16100 | B | 7 | 77777 | A | 7 | 0.7 | E | 8 | 0.102 | F | 8 | 0.16 | F | 8 | 0 | 1 | D | 9 | 61 | C | 8
EUL |  | 3 | 0.865 | [22 empty] | 3585900% | 22:00 | 0 | 0 | 0 | 2 | 0 | 0 | 2 | 0 | 0 | 2 | 0 | 0 | 2 | 0 | 0 | 2 | 0 | 0 | 2 | 0 | 0 | 2 | 0 | 0 | E | 9 | 0 | E | 9 | 0 | A | 7 | -4.4 | E | 9 | 69 | A | 7 | 987 | E | 9 | 300 | A | 7 | 2.6 | A | 7 | 16100 | B | 7 | 77777 | A | 7 | 0.7 | E | 8 | 0.102 | F | 8 | 0.16 | F | 8 | 0 | 1 | D | 9 | 61 | C | 8
15 |  | 5 | 0.885 | [22 empty] | 3585900% | 23:00 | 0 | 0 | 0 | 2 | 0 | 0 | 2 | 0 | 0 | 2 | 0 | 0 | 2 | 0 | 0 | 2 | 0 | 0 | 2 | 0 | 0 | 2 | 0 | 0 | B | 8 | 0 | B | 8 | -0.4 | B | 8 | -4.5 | E | 9 | 71 | A | 7 | 987 | E | 9 | 310 | B | 8 | 2.3 | B | 8 | 16100 | C | 8 | 77777 | B | 8 | 0.7 | E | 8 | 0.102 | F | 8 | 0.16 | F | 8 | 0 | 1 | D | 9 | 61 | C | 8
|  | 7.5 | 0.895 | [22 empty] | 3585900% | 24:00 | 0 | 0 | 0 | 2 | 0 | 0 | 2 | 0 | 0 | 2 | 0 | 0 | 2 | 0 | 0 | 2 | 0 | 0 | 2 | 0 | 0 | 2 | 0 | 0 | B | 8 | 0 | B | 8 | -0.7 | B | 8 | -5.8 | E | 9 | 65 | A | 7 | 987 | E | 9 | 320 | B | 8 | 2 | B | 8 | 16100 | C | 8 | 77777 | B | 8 | 0.7 | E | 8 | 0.102 | F | 8 | 0.16 | F | 8 | 0 | 1 | D | 9 | 10 | C | 8
|  | 10 | 0.902 | [22 empty] | 3586000% | 1:00 | 0 | 0 | 0 | 2 | 0 | 0 | 2 | 0 | 0 | 2 | 0 | 0 | 2 | 0 | 0 | 2 | 0 | 0 | 2 | 0 | 0 | 2 | 0 | 0 | B | 8 | 0 | B | 8 | -1.4 | B | 8 | -5.9 | E | 9 | 68 | A | 7 | 987 | E | 9 | 320 | B | 8 | 1.6 | B | 8 | 16100 | C | 8 | 77777 | B | 8 | 0.7 | E | 8 | 0.103 | F | 8 | 0.16 | F | 8 | 0 | 1 | D | 9 | 10 | C | 8
|  | 15 | 0.91 | [22 empty] | 3586000% | 2:00 | 0 | 0 | 0 | 2 | 0 | 0 | 2 | 0 | 0 | 2 | 0 | 0 | 2 | 0 | 0 | 2 | 0 | 0 | 2 | 0 | 0 | 2 | 0 | 0 | B | 8 | 0 | B | 8 | -1.8 | B | 8 | -5.1 | E | 9 | 76 | A | 7 | 987 | E | 9 | 330 | B | 8 | 1.3 | B | 8 | 16100 | C | 8 | 77777 | B | 8 | 0.7 | E | 8 | 0.103 | F | 8 | 0.16 | F | 8 | 0 | 1 | D | 9 | 10 | C | 8
|  | 20 | 0.91 | [22 empty] | 3586000% | 3:00 | 0 | 0 | 0 | 2 | 0 | 0 | 2 | 0 | 0 | 2 | 0 | 0 | 2 | 0 | 0 | 2 | 0 | 0 | 2 | 0 | 0 | 2 | 0 | 0 | B | 8 | 0 | B | 8 | -2.1 | B | 8 | -4.2 | E | 9 | 84 | A | 7 | 987 | E | 9 | 340 | B | 8 | 1 | B | 8 | 16100 | C | 8 | 77777 | B | 8 | 0.7 | E | 8 | 0.103 | F | 8 | 0.16 | F | 8 | 0 | 1 | D | 9 | 10 | C | 8
[26 empty] | 3586000% | 4:00 | 0 | 0 | 0 | 2 | 0 | 0 | 2 | 0 | 0 | 2 | 0 | 0 | 2 | 0 | 0 | 2 | 0 | 0 | 2 | 0 | 0 | 2 | 0 | 0 | B | 8 | 0 | B | 8 | -2.4 | B | 8 | -4.4 | E | 9 | 84 | A | 7 | 987 | E | 9 | 350 | B | 8 | 0.7 | B | 8 | 16100 | C | 8 | 77777 | B | 8 | 0.7 | E | 8 | 0.103 | F | 8 | 0.16 | F | 8 | 0 | 1 | D | 9 | 10 | C | 8
GSHP/GWSHP | [25 empty] | 3586000% | 5:00 | 0 | 0 | 0 | 2 | 0 | 0 | 2 | 0 | 0 | 2 | 0 | 0 | 2 | 0 | 0 | 2 | 0 | 0 | 2 | 0 | 0 | 2 | 0 | 0 | B | 8 | 0 | B | 8 | -2.7 | B | 8 | -5.6 | E | 9 | 78 | A | 7 | 987 | E | 9 | 350 | B | 8 | 0.3 | B | 8 | 16100 | C | 8 | 77777 | B | 8 | 0.7 | E | 8 | 0.103 | F | 8 | 0.16 | F | 8 | 0 | 1 | D | 9 | 10 | C | 8
[26 empty] | 3586000% | 6:00 | 0 | 0 | 0 | 2 | 0 | 0 | 2 | 0 | 0 | 2 | 0 | 0 | 2 | 0 | 0 | 2 | 0 | 0 | 2 | 0 | 0 | 2 | 0 | 0 | E | 9 | 0 | E | 9 | -3 | A | 7 | -5.8 | E | 9 | 79 | A | 7 | 987 | E | 9 | 0 | A | 7 | 0 | A | 7 | 16100 | B | 7 | 77777 | A | 7 | 0.7 | E | 8 | 0.103 | F | 8 | 0.16 | F | 8 | 0 | 1 | D | 9 | 10 | C | 8
GSHP WSHP Type |  | Subcategory |  | Furnace? | [21 empty] | 3586000% | 7:00 | 16 | 498 | 0 | 2 | 8 | 0 | 2 | 15 | 0 | 2 | 8 | 0 | 2 | 8 | 0 | 2 | 15 | 0 | 2 | 8 | 0 | 2 | 19 | 0 | E | 9 | 0 | E | 9 | -3 | A | 7 | -5 | A | 7 | 84 | A | 7 | 987 | E | 9 | 0 | A | 7 | 0 | A | 7 | 11300 | B | 7 | 77777 | A | 7 | 0.7 | E | 8 | 0.103 | F | 8 | 0.16 | F | 8 | 0 | 1 | D | 9 | 10 | C | 8
Ground Source |  | Brine to Air |  | Yes | [21 empty] | 3586000% | 8:00 | 225 | 1389 | 127 | 2 | 8 | 313 | 2 | 15 | 76 | 2 | 8 | 127 | 2 | 8 | 209 | 2 | 15 | 93 | 2 | 8 | 144 | 2 | 19 | 0 | E | 9 | 0 | E | 9 | -1 | A | 7 | -4 | A | 7 | 78 | A | 7 | 987 | E | 9 | 0 | A | 7 | 0 | A | 7 | 16100 | B | 7 | 77777 | A | 7 | 0.7 | E | 8 | 0.103 | F | 8 | 0.16 | F | 8 | 0 | 1 | D | 9 | 10 | C | 8
Groundwater Source |  | Brine to Water |  | No | [21 empty] | 3586000% | 9:00 | 475 | 1389 | 319 | 2 | 8 | 641 | 2 | 15 | 99 | 2 | 8 | 327 | 2 | 8 | 580 | 2 | 15 | 127 | 2 | 8 | 182 | 2 | 19 | 0 | E | 9 | 0 | E | 9 | 1 | A | 7 | -2 | A | 7 | 79 | A | 7 | 987 | E | 9 | 0 | A | 7 | 0 | A | 7 | 16100 | B | 7 | 77777 | A | 7 | 0.7 | E | 8 | 0.103 | F | 8 | 0.16 | F | 8 | 0 | 1 | D | 9 | 10 | C | 8
[26 empty] | 3586000% | 10:00 | 689 | 1389 | 489 | 2 | 8 | 743 | 2 | 15 | 119 | 2 | 8 | 511 | 2 | 8 | 731 | 2 | 15 | 148 | 2 | 8 | 251 | 2 | 19 | 4 | E | 9 | 2 | A | 7 | 1 | A | 7 | -3 | A | 7 | 72 | A | 7 | 987 | E | 9 | 0 | A | 7 | 0 | A | 7 | 16100 | B | 7 | 77777 | A | 7 | 0.7 | E | 8 | 0.103 | F | 8 | 0.16 | F | 8 | 0 | 1 | D | 9 | 10 | C | 8
Pump Motor HP | Motor Efficiency (%) |  | Condition | ElecDHW | [21 empty] | 3586000% | 11:00 | 850 | 1389 | 626 | 2 | 8 | 813 | 2 | 15 | 127 | 2 | 8 | 646 | 2 | 8 | 805 | 2 | 15 | 152 | 2 | 8 | 278 | 2 | 19 | 10 | E | 9 | 5 | A | 7 | 6 | A | 7 | -3 | A | 7 | 51 | A | 7 | 987 | E | 9 | 40 | B | 8 | 2.1 | A | 7 | 16100 | B | 7 | 77777 | A | 7 | 0.8 | E | 8 | 0.103 | F | 8 | 0.16 | F | 8 | 0 | 1 | D | 9 | 10 | C | 8
1 | 0.77 |  | Building has electric DHW | 1 | [21 empty] | 3586000% | 12:00 | 948 | 1389 | 713 | 2 | 8 | 778 | 2 | 15 | 181 | 2 | 8 | 749 | 2 | 8 | 785 | 2 | 15 | 212 | 2 | 8 | 484 | 2 | 19 | 10 | E | 9 | 5 | A | 7 | 7 | A | 7 | -3 | A | 7 | 48 | A | 7 | 987 | E | 9 | 90 | B | 8 | 2.1 | A | 7 | 16100 | B | 7 | 77777 | A | 7 | 0.8 | E | 8 | 0.103 | F | 8 | 0.16 | F | 8 | 0 | 1 | D | 9 | 10 | C | 8
1.5 | 0.84 |  | Building has non electric DHW | 0 | [21 empty] | 3586000% | 13:00 | 975 | 1389 | 672 | 2 | 8 | 588 | 2 | 15 | 258 | 2 | 8 | 713 | 2 | 8 | 609 | 2 | 15 | 284 | 2 | 8 | 730 | 2 | 19 | 10 | E | 9 | 9 | A | 7 | 8 | A | 7 | -2 | A | 7 | 48 | A | 7 | 987 | E | 9 | 130 | B | 8 | 2.1 | A | 7 | 16100 | B | 7 | 1200 | A | 7 | 0.8 | E | 8 | 0.103 | F | 8 | 0.16 | F | 8 | 0 | 1 | D | 9 | 10 | C | 8
2 | 0.855 |  | One to one replacement of existing Ground Source Heat Pump | 0 | [21 empty] | 3586000% | 14:00 | 930 | 1389 | 439 | 2 | 8 | 173 | 2 | 15 | 323 | 2 | 8 | 478 | 2 | 8 | 182 | 2 | 15 | 356 | 2 | 8 | 941 | 2 | 19 | 10 | E | 9 | 9 | A | 7 | 8 | A | 7 | -3 | A | 7 | 44 | A | 7 | 987 | E | 9 | 170 | A | 7 | 3.6 | A | 7 | 16100 | B | 7 | 1200 | A | 7 | 0.8 | E | 8 | 0.103 | F | 8 | 0.16 | F | 8 | 0 | 1 | D | 9 | 10 | C | 8
3 | 0.865 | [24 empty] | 3586000% | 15:00 | 815 | 1389 | 592 | 2 | 8 | 540 | 2 | 15 | 274 | 2 | 8 | 608 | 2 | 8 | 549 | 2 | 15 | 285 | 2 | 8 | 660 | 2 | 19 | 10 | E | 9 | 5 | A | 7 | 8 | A | 7 | -3 | A | 7 | 44 | A | 7 | 987 | E | 9 | 180 | A | 7 | 5.1 | A | 7 | 16100 | B | 7 | 77777 | A | 7 | 0.9 | E | 8 | 0.103 | F | 8 | 0.16 | F | 8 | 0 | 1 | D | 9 | 10 | C | 8
5 | 0.885 |  | Cooling Equipment | [22 empty] | 3586000% | 16:00 | 640 | 1389 | 256 | 2 | 8 | 100 | 2 | 15 | 210 | 2 | 8 | 281 | 2 | 8 | 99 | 2 | 15 | 235 | 2 | 8 | 600 | 2 | 19 | 10 | E | 9 | 10 | A | 7 | 8 | A | 7 | -3 | A | 7 | 44 | A | 7 | 987 | E | 9 | 190 | A | 7 | 5.1 | A | 7 | 16100 | B | 7 | 3300 | A | 7 | 0.9 | E | 8 | 0.103 | F | 8 | 0.16 | F | 8 | 0 | 1 | D | 9 | 10 | C | 8
7.5 | 0.895 |  | Central AC | [22 empty] | 3586000% | 17:00 | 415 | 1389 | 149 | 2 | 8 | 62 | 2 | 15 | 130 | 2 | 8 | 163 | 2 | 8 | 57 | 2 | 15 | 146 | 2 | 8 | 333 | 2 | 19 | 10 | E | 9 | 10 | A | 7 | 8 | A | 7 | -3 | A | 7 | 44 | A | 7 | 987 | E | 9 | 190 | A | 7 | 5.1 | A | 7 | 16100 | B | 7 | 3000 | A | 7 | 0.9 | E | 8 | 0.103 | F | 8 | 0.16 | F | 8 | 0 | 1 | D | 9 | 10 | C | 8
10 | 0.902 |  | ASHP | [22 empty] | 3586000% | 18:00 | 159 | 1389 | 51 | 2 | 8 | 135 | 2 | 15 | 36 | 2 | 8 | 55 | 2 | 8 | 72 | 2 | 15 | 47 | 2 | 8 | 65 | 2 | 19 | 10 | E | 9 | 9 | A | 7 | 8 | A | 7 | -2 | A | 7 | 48 | A | 7 | 987 | E | 9 | 180 | A | 7 | 4.1 | A | 7 | 16100 | B | 7 | 3300 | A | 7 | 1 | E | 8 | 0.103 | F | 8 | 0.16 | F | 8 | 0 | 1 | D | 9 | 10 | C | 8
15 | 0.91 | [24 empty] | 3586000% | 19:00 | 2 | 151 | 0 | 2 | 8 | 0 | 2 | 15 | 0 | 2 | 8 | 0 | 2 | 8 | 0 | 2 | 15 | 0 | 2 | 8 | 0 | 2 | 19 | 10 | B | 8 | 9 | B | 8 | 7.3 | B | 8 | -2 | B | 8 | 51 | A | 7 | 987 | E | 9 | 180 | B | 8 | 4.4 | B | 8 | 16100 | C | 8 | 3000 | B | 8 | 1 | E | 8 | 0.103 | F | 8 | 0.16 | F | 8 | 0 | 1 | D | 9 | 10 | C | 8
20 | 0.91 | [24 empty] | 3586000% | 20:00 | 0 | 0 | 0 | 2 | 0 | 0 | 2 | 0 | 0 | 2 | 0 | 0 | 2 | 0 | 0 | 2 | 0 | 0 | 2 | 0 | 0 | 2 | 0 | 10 | B | 8 | 9 | B | 8 | 7.2 | B | 8 | -1.9 | B | 8 | 51 | A | 7 | 987 | E | 9 | 180 | B | 8 | 4.8 | B | 8 | 16100 | C | 8 | 2700 | B | 8 | 1 | E | 8 | 0.103 | F | 8 | 0.16 | F | 8 | 0 | 1 | D | 9 | 10 | C | 8
[26 empty] | 3586000% | 21:00 | 0 | 0 | 0 | 2 | 0 | 0 | 2 | 0 | 0 | 2 | 0 | 0 | 2 | 0 | 0 | 2 | 0 | 0 | 2 | 0 | 0 | 2 | 0 | 10 | E | 9 | 9 | A | 7 | 7 | A | 7 | -2.2 | B | 8 | 51 | A | 7 | 987 | E | 9 | 180 | A | 7 | 5.1 | A | 7 | 16100 | B | 7 | 2400 | A | 7 | 1 | E | 8 | 0.103 | F | 8 | 0.16 | F | 8 | 0 | 1 | D | 9 | 10 | C | 8
EUL | [25 empty] | 3586000% | 22:00 | 0 | 0 | 0 | 2 | 0 | 0 | 2 | 0 | 0 | 2 | 0 | 0 | 2 | 0 | 0 | 2 | 0 | 0 | 2 | 0 | 0 | 2 | 0 | 10 | E | 9 | 9 | E | 9 | 7.2 | E | 9 | -2 | B | 8 | 51 | A | 7 | 987 | E | 9 | 120 | E | 9 | 4.4 | E | 9 | 15460 | C | 8 | 2640 | E | 9 | 1.1 | E | 8 | 0.103 | F | 8 | 0.16 | F | 8 | 0 | 1 | D | 9 | 10 | C | 8
25 | [25 empty] | 3586000% | 23:00 | 0 | 0 | 0 | 2 | 0 | 0 | 2 | 0 | 0 | 2 | 0 | 0 | 2 | 0 | 0 | 2 | 0 | 0 | 2 | 0 | 0 | 2 | 0 | 10 | E | 9 | 9 | E | 9 | 6.7 | E | 9 | -1.6 | B | 8 | 55 | A | 7 | 987 | E | 9 | 70 | E | 9 | 3.8 | E | 9 | 14820 | C | 8 | 2843 | E | 9 | 1.1 | E | 8 | 0.103 | F | 8 | 0.16 | F | 8 | 0 | 1 | D | 9 | 10 | C | 8
[26 empty] | 3586000% | 24:00 | 0 | 0 | 0 | 2 | 0 | 0 | 2 | 0 | 0 | 2 | 0 | 0 | 2 | 0 | 0 | 2 | 0 | 0 | 2 | 0 | 0 | 2 | 0 | 10 | E | 9 | 9 | E | 9 | 6.4 | E | 9 | -1.3 | B | 8 | 57 | A | 7 | 987 | E | 9 | 10 | E | 9 | 3.2 | E | 9 | 14180 | C | 8 | 3045 | E | 9 | 1.1 | E | 8 | 0.103 | F | 8 | 0.16 | F | 8 | 0 | 1 | D | 9 | 10 | C | 8
[26 empty] | 3586100% | 1:00 | 0 | 0 | 0 | 2 | 0 | 0 | 2 | 0 | 0 | 2 | 0 | 0 | 2 | 0 | 0 | 2 | 0 | 0 | 2 | 0 | 0 | 2 | 0 | 10 | E | 9 | 9 | E | 9 | 5.6 | E | 9 | -1.7 | B | 8 | 58 | A | 7 | 987 | E | 9 | 320 | E | 9 | 2.6 | E | 9 | 13540 | C | 8 | 3248 | E | 9 | 1.1 | E | 8 | 0.104 | F | 8 | 0.16 | F | 8 | 0 | 1 | D | 9 | 10 | C | 8
[26 empty] | 3586100% | 2:00 | 0 | 0 | 0 | 2 | 0 | 0 | 2 | 0 | 0 | 2 | 0 | 0 | 2 | 0 | 0 | 2 | 0 | 0 | 2 | 0 | 0 | 2 | 0 | 10 | E | 9 | 10 | E | 9 | 5.2 | E | 9 | -1.3 | B | 8 | 62 | A | 7 | 987 | E | 9 | 270 | E | 9 | 1.9 | E | 9 | 12900 | C | 8 | 3450 | E | 9 | 1.2 | E | 8 | 0.104 | F | 8 | 0.16 | F | 8 | 0 | 1 | D | 9 | 10 | C | 8
[26 empty] | 3586100% | 3:00 | 0 | 0 | 0 | 2 | 0 | 0 | 2 | 0 | 0 | 2 | 0 | 0 | 2 | 0 | 0 | 2 | 0 | 0 | 2 | 0 | 0 | 2 | 0 | 10 | E | 9 | 10 | E | 9 | 4.9 | E | 9 | -1.4 | B | 8 | 63 | A | 7 | 987 | E | 9 | 210 | E | 9 | 1.2 | E | 9 | 12260 | C | 8 | 3653 | E | 9 | 1.2 | E | 8 | 0.104 | F | 8 | 0.16 | F | 8 | 0 | 1 | D | 9 | 10 | C | 8
[26 empty] | 3586100% | 4:00 | 0 | 0 | 0 | 2 | 0 | 0 | 2 | 0 | 0 | 2 | 0 | 0 | 2 | 0 | 0 | 2 | 0 | 0 | 2 | 0 | 0 | 2 | 0 | 10 | E | 9 | 10 | E | 9 | 4.5 | E | 9 | -1.2 | B | 8 | 66 | A | 7 | 987 | E | 9 | 160 | E | 9 | 0.7 | E | 9 | 11620 | C | 8 | 3855 | E | 9 | 1.2 | E | 8 | 0.104 | F | 8 | 0.16 | F | 8 | 0 | 1 | D | 9 | 10 | C | 8
[26 empty] | 3586100% | 5:00 | 0 | 0 | 0 | 2 | 0 | 0 | 2 | 0 | 0 | 2 | 0 | 0 | 2 | 0 | 0 | 2 | 0 | 0 | 2 | 0 | 0 | 2 | 0 | 10 | E | 9 | 10 | E | 9 | 4.2 | E | 9 | -1 | B | 8 | 68 | A | 7 | 987 | E | 9 | 0 | E | 9 | 0 | E | 9 | 10980 | C | 8 | 4058 | E | 9 | 1.2 | E | 8 | 0.104 | F | 8 | 0.16 | F | 8 | 0 | 1 | D | 9 | 10 | C | 8
[26 empty] | 3586100% | 6:00 | 0 | 0 | 0 | 2 | 0 | 0 | 2 | 0 | 0 | 2 | 0 | 0 | 2 | 0 | 0 | 2 | 0 | 0 | 2 | 0 | 0 | 2 | 0 | 10 | E | 9 | 10 | E | 9 | 3.8 | E | 9 | -0.7 | B | 8 | 72 | A | 7 | 987 | E | 9 | 0 | E | 9 | 0 | E | 9 | 10340 | C | 8 | 4260 | E | 9 | 1.3 | E | 8 | 0.104 | F | 8 | 0.16 | F | 8 | 0 | 1 | D | 9 | 10 | C | 8
[26 empty] | 3586100% | 7:00 | 19 | 544 | 0 | 2 | 8 | 0 | 2 | 15 | 0 | 2 | 8 | 0 | 2 | 8 | 0 | 2 | 15 | 0 | 2 | 8 | 0 | 2 | 19 | 10 | E | 9 | 10 | A | 7 | 3 | A | 7 | 0 | A | 7 | 81 | A | 7 | 987 | E | 9 | 0 | A | 7 | 0 | A | 7 | 9700 | B | 7 | 4500 | A | 7 | 1.3 | E | 8 | 0.104 | F | 8 | 0.16 | F | 8 | 0 | 1 | D | 9 | 10 | C | 8
[26 empty] | 3586100% | 8:00 | 232 | 1389 | 83 | 2 | 8 | 44 | 2 | 15 | 75 | 2 | 8 | 90 | 2 | 8 | 34 | 2 | 15 | 84 | 2 | 8 | 174 | 2 | 19 | 10 | E | 9 | 10 | A | 7 | 4 | A | 7 | 0 | A | 7 | 75 | A | 7 | 987 | E | 9 | 0 | A | 7 | 0 | A | 7 | 9700 | B | 7 | 4500 | A | 7 | 1.3 | E | 8 | 0.104 | F | 8 | 0.16 | F | 8 | 0 | 1 | D | 9 | 10 | C | 8
[26 empty] | 3586100% | 9:00 | 482 | 1389 | 304 | 2 | 8 | 437 | 2 | 15 | 151 | 2 | 8 | 309 | 2 | 8 | 402 | 2 | 15 | 169 | 2 | 8 | 298 | 2 | 19 | 9 | E | 9 | 9 | A | 7 | 7 | A | 7 | 1 | A | 7 | 66 | A | 7 | 987 | E | 9 | 240 | A | 7 | 3.1 | A | 7 | 16100 | B | 7 | 4500 | A | 7 | 1.4 | E | 8 | 0.104 | F | 8 | 0.16 | F | 8 | 0 | 1 | D | 9 | 10 | C | 8
[26 empty] | 3586100% | 10:00 | 696 | 1389 | 442 | 2 | 8 | 546 | 2 | 15 | 168 | 2 | 8 | 468 | 2 | 8 | 547 | 2 | 15 | 193 | 2 | 8 | 355 | 2 | 19 | 5 | E | 9 | 5 | A | 7 | 8 | A | 7 | 2 | A | 7 | 66 | A | 7 | 987 | E | 9 | 250 | A | 7 | 2.1 | A | 7 | 16100 | B | 7 | 77777 | A | 7 | 1.4 | E | 8 | 0.104 | F | 8 | 0.16 | F | 8 | 0 | 1 | D | 9 | 10 | C | 8
[26 empty] | 3586100% | 11:00 | 857 | 1389 | 632 | 2 | 8 | 746 | 2 | 15 | 170 | 2 | 8 | 659 | 2 | 8 | 746 | 2 | 15 | 197 | 2 | 8 | 405 | 2 | 19 | 5 | E | 9 | 5 | A | 7 | 10 | A | 7 | 2 | A | 7 | 57 | A | 7 | 987 | E | 9 | 230 | A | 7 | 1.5 | A | 7 | 16100 | B | 7 | 77777 | A | 7 | 1.4 | E | 8 | 0.104 | F | 8 | 0.16 | F | 8 | 0 | 1 | D | 9 | 5 | C | 8
[26 empty] | 3586100% | 12:00 | 954 | 1389 | 719 | 2 | 8 | 850 | 2 | 15 | 133 | 2 | 8 | 750 | 2 | 8 | 850 | 2 | 15 | 164 | 2 | 8 | 336 | 2 | 19 | 5 | B | 8 | 5 | B | 8 | 11.5 | B | 8 | 2.9 | B | 8 | 55 | A | 7 | 987 | E | 9 | 240 | B | 8 | 1.5 | B | 8 | 12900 | C | 8 | 77777 | B | 8 | 1.5 | E | 8 | 0.104 | F | 8 | 0.16 | F | 8 | 0 | 1 | D | 9 | 5 | C | 8
[26 empty] | 3586100% | 13:00 | 981 | 1389 | 744 | 2 | 8 | 864 | 2 | 15 | 132 | 2 | 8 | 780 | 2 | 8 | 867 | 2 | 15 | 166 | 2 | 8 | 351 | 2 | 19 | 5 | E | 9 | 5 | A | 7 | 13 | A | 7 | 4 | A | 7 | 54 | A | 7 | 987 | E | 9 | 240 | A | 7 | 1.5 | A | 7 | 9700 | B | 7 | 77777 | A | 7 | 1.5 | E | 8 | 0.104 | F | 8 | 0.16 | F | 8 | 0 | 1 | D | 9 | 5 | C | 8
[26 empty] | 3586100% | 14:00 | 935 | 1389 | 691 | 2 | 8 | 717 | 2 | 15 | 207 | 2 | 8 | 718 | 2 | 8 | 717 | 2 | 15 | 233 | 2 | 8 | 532 | 2 | 19 | 9 | E | 9 | 9 | A | 7 | 14 | A | 7 | 4 | A | 7 | 51 | A | 7 | 987 | E | 9 | 200 | A | 7 | 1.5 | A | 7 | 11300 | B | 7 | 4500 | A | 7 | 1.5 | E | 8 | 0.104 | F | 8 | 0.16 | F | 8 | 0 | 1 | D | 9 | 5 | C | 8
[26 empty] | 3586100% | 15:00 | 821 | 1389 | 444 | 2 | 8 | 279 | 2 | 15 | 279 | 2 | 8 | 474 | 2 | 8 | 296 | 2 | 15 | 298 | 2 | 8 | 706 | 2 | 19 | 9 | E | 9 | 9 | A | 7 | 15 | A | 7 | 4 | A | 7 | 48 | A | 7 | 987 | E | 9 | 230 | B | 8 | 1.5 | A | 7 | 9700 | B | 7 | 4500 | A | 7 | 1.6 | E | 8 | 0.104 | F | 8 | 0.16 | F | 8 | 0 | 1 | D | 9 | 5 | C | 8
[26 empty] | 3586100% | 16:00 | 645 | 1389 | 332 | 2 | 8 | 282 | 2 | 15 | 201 | 2 | 8 | 353 | 2 | 8 | 288 | 2 | 15 | 219 | 2 | 8 | 448 | 2 | 19 | 10 | E | 9 | 10 | A | 7 | 15 | A | 7 | 4 | A | 7 | 48 | A | 7 | 987 | E | 9 | 260 | B | 8 | 1.5 | A | 7 | 9700 | B | 7 | 4500 | A | 7 | 1.6 | E | 8 | 0.104 | F | 8 | 0.16 | F | 8 | 0 | 1 | D | 9 | 5 | C | 8
[26 empty] | 3586100% | 17:00 | 420 | 1389 | 209 | 2 | 8 | 273 | 2 | 15 | 126 | 2 | 8 | 220 | 2 | 8 | 247 | 2 | 15 | 145 | 2 | 8 | 256 | 2 | 19 | 9 | E | 9 | 9 | A | 7 | 14 | A | 7 | 5 | A | 7 | 55 | A | 7 | 987 | E | 9 | 300 | B | 8 | 1.5 | A | 7 | 9700 | B | 7 | 4500 | A | 7 | 1.6 | E | 8 | 0.104 | F | 8 | 0.16 | F | 8 | 0 | 1 | D | 9 | 5 | C | 8
[26 empty] | 3586100% | 18:00 | 163 | 1389 | 69 | 2 | 8 | 229 | 2 | 15 | 42 | 2 | 8 | 71 | 2 | 8 | 129 | 2 | 15 | 56 | 2 | 8 | 76 | 2 | 19 | 9 | E | 9 | 9 | A | 7 | 12 | A | 7 | 4 | A | 7 | 58 | A | 7 | 987 | E | 9 | 330 | B | 8 | 1.5 | A | 7 | 9700 | B | 7 | 2100 | A | 7 | 1.7 | E | 8 | 0.104 | F | 8 | 0.16 | F | 8 | 0 | 1 | D | 9 | 5 | C | 8
[26 empty] | 3586100% | 19:00 | 2 | 174 | 0 | 2 | 8 | 0 | 2 | 15 | 0 | 2 | 8 | 0 | 2 | 8 | 0 | 2 | 15 | 0 | 2 | 8 | 0 | 2 | 19 | 10 | E | 9 | 10 | A | 7 | 11 | A | 7 | 4 | A | 7 | 62 | A | 7 | 987 | E | 9 | 0 | A | 7 | 0 | A | 7 | 9700 | B | 7 | 2700 | A | 7 | 1.7 | E | 8 | 0.104 | F | 8 | 0.16 | F | 8 | 0 | 1 | D | 9 | 5 | C | 8
[26 empty] | 3586100% | 20:00 | 0 | 0 | 0 | 2 | 0 | 0 | 2 | 0 | 0 | 2 | 0 | 0 | 2 | 0 | 0 | 2 | 0 | 0 | 2 | 0 | 0 | 2 | 0 | 9 | E | 9 | 9 | A | 7 | 11 | A | 7 | 4 | A | 7 | 62 | A | 7 | 987 | E | 9 | 0 | A | 7 | 0 | A | 7 | 11300 | B | 7 | 3300 | A | 7 | 1.7 | E | 8 | 0.104 | F | 8 | 0.16 | F | 8 | 0 | 1 | D | 9 | 5 | C | 8
[26 empty] | 3586100% | 21:00 | 0 | 0 | 0 | 2 | 0 | 0 | 2 | 0 | 0 | 2 | 0 | 0 | 2 | 0 | 0 | 2 | 0 | 0 | 2 | 0 | 0 | 2 | 0 | 9 | E | 9 | 9 | E | 9 | 11.1 | E | 9 | 5.2 | E | 9 | 67 | A | 7 | 987 | E | 9 | 10 | E | 9 | 0.9 | E | 9 | 10709 | C | 8 | 3041 | E | 9 | 1.8 | E | 8 | 0.104 | F | 8 | 0.16 | F | 8 | 0 | 1 | D | 9 | 5 | C | 8
[26 empty] | 3586100% | 22:00 | 0 | 0 | 0 | 2 | 0 | 0 | 2 | 0 | 0 | 2 | 0 | 0 | 2 | 0 | 0 | 2 | 0 | 0 | 2 | 0 | 0 | 2 | 0 | 9 | E | 9 | 9 | E | 9 | 11 | E | 9 | 4.6 | E | 9 | 65 | A | 7 | 987 | E | 9 | 20 | E | 9 | 2.5 | E | 9 | 10118 | C | 8 | 2782 | E | 9 | 1.8 | E | 8 | 0.104 | F | 8 | 0.16 | F | 8 | 0 | 1 | D | 9 | 5 | C | 8
[26 empty] | 3586100% | 23:00 | 0 | 0 | 0 | 2 | 0 | 0 | 2 | 0 | 0 | 2 | 0 | 0 | 2 | 0 | 0 | 2 | 0 | 0 | 2 | 0 | 0 | 2 | 0 | 9 | E | 9 | 9 | E | 9 | 10.7 | E | 9 | 4.8 | E | 9 | 67 | A | 7 | 987 | E | 9 | 30 | E | 9 | 3.4 | E | 9 | 9527 | C | 8 | 2523 | E | 9 | 1.8 | E | 8 | 0.104 | F | 8 | 0.16 | F | 8 | 0 | 1 | D | 9 | 5 | C | 8
[26 empty] | 3586100% | 24:00 | 0 | 0 | 0 | 2 | 0 | 0 | 2 | 0 | 0 | 2 | 0 | 0 | 2 | 0 | 0 | 2 | 0 | 0 | 2 | 0 | 0 | 2 | 0 | 9 | E | 9 | 9 | E | 9 | 10.5 | E | 9 | 4.1 | E | 9 | 65 | A | 7 | 987 | E | 9 | 40 | E | 9 | 4.4 | E | 9 | 8936 | C | 8 | 2264 | E | 9 | 1.9 | E | 8 | 0.104 | F | 8 | 0.16 | F | 8 | 0 | 1 | D | 9 | 5 | C | 8
[26 empty] | 3586200% | 1:00 | 0 | 0 | 0 | 2 | 0 | 0 | 2 | 0 | 0 | 2 | 0 | 0 | 2 | 0 | 0 | 2 | 0 | 0 | 2 | 0 | 0 | 2 | 0 | 10 | E | 9 | 10 | E | 9 | 9.8 | E | 9 | 4.3 | E | 9 | 69 | A | 7 | 987 | E | 9 | 40 | E | 9 | 5.2 | E | 9 | 8345 | C | 8 | 2005 | E | 9 | 1.9 | E | 8 | 0.105 | F | 8 | 0.16 | F | 8 | 0 | 1 | D | 9 | 10 | C | 8
[26 empty] | 3586200% | 2:00 | 0 | 0 | 0 | 2 | 0 | 0 | 2 | 0 | 0 | 2 | 0 | 0 | 2 | 0 | 0 | 2 | 0 | 0 | 2 | 0 | 0 | 2 | 0 | 10 | E | 9 | 10 | E | 9 | 9.6 | E | 9 | 4.7 | E | 9 | 71 | A | 7 | 987 | E | 9 | 60 | E | 9 | 6.1 | E | 9 | 7754 | C | 8 | 1745 | E | 9 | 1.9 | E | 8 | 0.105 | F | 8 | 0.16 | F | 8 | 0 | 1 | D | 9 | 10 | C | 8
[26 empty] | 3586200% | 3:00 | 0 | 0 | 0 | 2 | 0 | 0 | 2 | 0 | 0 | 2 | 0 | 0 | 2 | 0 | 0 | 2 | 0 | 0 | 2 | 0 | 0 | 2 | 0 | 10 | E | 9 | 10 | E | 9 | 9.3 | E | 9 | 4.9 | E | 9 | 74 | A | 7 | 987 | E | 9 | 50 | E | 9 | 6.9 | E | 9 | 7163 | C | 8 | 1486 | E | 9 | 2 | E | 8 | 0.105 | F | 8 | 0.16 | F | 8 | 0 | 1 | D | 9 | 10 | C | 8
[26 empty] | 3586200% | 4:00 | 0 | 0 | 0 | 2 | 0 | 0 | 2 | 0 | 0 | 2 | 0 | 0 | 2 | 0 | 0 | 2 | 0 | 0 | 2 | 0 | 0 | 2 | 0 | 10 | E | 9 | 10 | E | 9 | 9 | E | 9 | 5.2 | E | 9 | 77 | A | 7 | 987 | E | 9 | 60 | E | 9 | 7.8 | E | 9 | 6572 | C | 8 | 1227 | E | 9 | 2 | E | 8 | 0.105 | F | 8 | 0.16 | F | 8 | 0 | 1 | D | 9 | 10 | C | 8
[26 empty] | 3586200% | 5:00 | 0 | 0 | 0 | 2 | 0 | 0 | 2 | 0 | 0 | 2 | 0 | 0 | 2 | 0 | 0 | 2 | 0 | 0 | 2 | 0 | 0 | 2 | 0 | 10 | E | 9 | 10 | E | 9 | 8.8 | E | 9 | 5.4 | E | 9 | 79 | A | 7 | 987 | E | 9 | 70 | E | 9 | 8.8 | E | 9 | 5981 | C | 8 | 968 | E | 9 | 2 | E | 8 | 0.105 | F | 8 | 0.16 | F | 8 | 0 | 1 | D | 9 | 10 | C | 8
[26 empty] | 3586200% | 6:00 | 0 | 0 | 0 | 2 | 0 | 0 | 2 | 0 | 0 | 2 | 0 | 0 | 2 | 0 | 0 | 2 | 0 | 0 | 2 | 0 | 0 | 2 | 0 | 10 | E | 9 | 10 | E | 9 | 8.6 | E | 9 | 5.8 | E | 9 | 83 | A | 7 | 987 | E | 9 | 80 | E | 9 | 9.5 | E | 9 | 5390 | C | 8 | 709 | E | 9 | 2.1 | E | 8 | 0.105 | F | 8 | 0.16 | F | 8 | 0 | 1 | D | 9 | 10 | C | 8
[26 empty] | 3586200% | 7:00 | 22 | 567 | 0 | 2 | 8 | 0 | 2 | 15 | 0 | 2 | 8 | 0 | 2 | 8 | 0 | 2 | 15 | 0 | 2 | 8 | 0 | 2 | 19 | 10 | E | 9 | 10 | A | 7 | 8 | A | 7 | 6 | A | 7 | 87 | A | 7 | 987 | E | 9 | 90 | A | 7 | 6.2 | A | 7 | 4800 | B | 7 | 450 | A | 7 | 2.1 | E | 8 | 0.105 | F | 8 | 0.16 | F | 8 | 0 | 1 | D | 9 | 10 | C | 8
[26 empty] | 3586200% | 8:00 | 239 | 1388 | 40 | 2 | 8 | 0 | 2 | 15 | 40 | 2 | 8 | 46 | 2 | 8 | 0 | 2 | 15 | 46 | 2 | 8 | 150 | 2 | 19 | 10 | E | 9 | 10 | A | 7 | 7 | A | 7 | 6 | A | 7 | 93 | A | 7 | 987 | E | 9 | 90 | A | 7 | 6.2 | A | 7 | 4800 | B | 7 | 450 | A | 7 | 2.1 | E | 8 | 0.105 | F | 8 | 0.16 | F | 8 | 0 | 1 | D | 9 | 10 | C | 8
[26 empty] | 3586200% | 9:00 | 490 | 1388 | 58 | 2 | 8 | 0 | 2 | 15 | 58 | 2 | 8 | 70 | 2 | 8 | 0 | 2 | 15 | 70 | 2 | 8 | 256 | 2 | 19 | 10 | E | 9 | 10 | A | 7 | 7 | A | 7 | 6 | A | 7 | 93 | A | 7 | 987 | E | 9 | 50 | A | 7 | 2.6 | A | 7 | 4800 | B | 7 | 450 | A | 7 | 2.1 | E | 8 | 0.105 | F | 8 | 0.16 | F | 8 | 0 | 1 | D | 9 | 10 | C | 8
[26 empty] | 3586200% | 10:00 | 703 | 1388 | 79 | 2 | 8 | 0 | 2 | 15 | 79 | 2 | 8 | 97 | 2 | 8 | 0 | 2 | 15 | 97 | 2 | 8 | 379 | 2 | 19 | 10 | E | 9 | 10 | A | 7 | 7 | A | 7 | 6 | A | 7 | 93 | A | 7 | 987 | E | 9 | 90 | A | 7 | 4.1 | A | 7 | 4000 | B | 7 | 450 | A | 7 | 2.1 | E | 8 | 0.105 | F | 8 | 0.16 | F | 8 | 0 | 1 | D | 9 | 10 | C | 8
[26 empty] | 3586200% | 11:00 | 864 | 1388 | 101 | 2 | 8 | 0 | 2 | 15 | 101 | 2 | 8 | 125 | 2 | 8 | 0 | 2 | 15 | 125 | 2 | 8 | 507 | 2 | 19 | 10 | B | 8 | 10 | B | 8 | 7.1 | B | 8 | 5.6 | B | 8 | 90 | A | 7 | 987 | E | 9 | 100 | B | 8 | 3.4 | B | 8 | 4000 | C | 8 | 480 | B | 8 | 2.1 | E | 8 | 0.105 | F | 8 | 0.16 | F | 8 | 0 | 1 | D | 9 | 10 | C | 8
[26 empty] | 3586200% | 12:00 | 961 | 1388 | 117 | 2 | 8 | 0 | 2 | 15 | 117 | 2 | 8 | 145 | 2 | 8 | 0 | 2 | 15 | 145 | 2 | 8 | 599 | 2 | 19 | 10 | E | 9 | 10 | A | 7 | 7 | A | 7 | 5 | A | 7 | 87 | A | 7 | 987 | E | 9 | 100 | A | 7 | 2.6 | A | 7 | 4000 | B | 7 | 510 | A | 7 | 2.1 | E | 8 | 0.105 | F | 8 | 0.16 | F | 8 | 0 | 1 | D | 9 | 10 | C | 8
[26 empty] | 3586200% | 13:00 | 987 | 1388 | 120 | 2 | 8 | 0 | 2 | 15 | 120 | 2 | 8 | 149 | 2 | 8 | 0 | 2 | 15 | 149 | 2 | 8 | 618 | 2 | 19 | 10 | B | 8 | 10 | B | 8 | 7.2 | B | 8 | 4.6 | B | 8 | 84 | A | 7 | 987 | E | 9 | 100 | B | 8 | 2.6 | B | 8 | 3600 | C | 8 | 510 | B | 8 | 2.2 | E | 8 | 0.105 | F | 8 | 0.16 | F | 8 | 0 | 1 | D | 9 | 10 | C | 8
[26 empty] | 3586200% | 14:00 | 941 | 1388 | 111 | 2 | 8 | 0 | 2 | 15 | 111 | 2 | 8 | 138 | 2 | 8 | 0 | 2 | 15 | 138 | 2 | 8 | 567 | 2 | 19 | 10 | E | 9 | 10 | A | 7 | 7 | A | 7 | 4 | A | 7 | 81 | A | 7 | 987 | E | 9 | 100 | A | 7 | 2.6 | A | 7 | 3200 | B | 7 | 510 | A | 7 | 2.2 | E | 8 | 0.105 | F | 8 | 0.16 | F | 8 | 0 | 1 | D | 9 | 10 | C | 8
[26 empty] | 3586200% | 15:00 | 826 | 1388 | 97 | 2 | 8 | 0 | 2 | 15 | 97 | 2 | 8 | 119 | 2 | 8 | 0 | 2 | 15 | 119 | 2 | 8 | 481 | 2 | 19 | 10 | E | 9 | 10 | A | 7 | 6 | A | 7 | 4 | A | 7 | 87 | A | 7 | 987 | E | 9 | 90 | B | 8 | 1.5 | A | 7 | 3200 | B | 7 | 390 | A | 7 | 2.2 | E | 8 | 0.105 | F | 8 | 0.16 | F | 8 | 0 | 1 | D | 9 | 10 | C | 8
[26 empty] | 3586200% | 16:00 | 650 | 1388 | 71 | 2 | 8 | 0 | 2 | 15 | 71 | 2 | 8 | 87 | 2 | 8 | 0 | 2 | 15 | 87 | 2 | 8 | 336 | 2 | 19 | 10 | E | 9 | 10 | A | 7 | 6 | A | 7 | 4 | A | 7 | 87 | A | 7 | 987 | E | 9 | 80 | A | 7 | 3.1 | A | 7 | 4800 | B | 7 | 600 | A | 7 | 2.2 | E | 8 | 0.105 | F | 8 | 0.16 | F | 8 | 0 | 1 | D | 9 | 10 | C | 8
[26 empty] | 3586200% | 17:00 | 425 | 1388 | 50 | 2 | 8 | 0 | 2 | 15 | 50 | 2 | 8 | 60 | 2 | 8 | 0 | 2 | 15 | 60 | 2 | 8 | 215 | 2 | 19 | 10 | E | 9 | 10 | A | 7 | 6 | A | 7 | 4 | A | 7 | 87 | A | 7 | 987 | E | 9 | 90 | A | 7 | 4.1 | A | 7 | 4800 | B | 7 | 420 | A | 7 | 2.2 | E | 8 | 0.105 | F | 8 | 0.16 | F | 8 | 0 | 1 | D | 9 | 10 | C | 8
[26 empty] | 3586200% | 18:00 | 168 | 1388 | 25 | 2 | 8 | 0 | 2 | 15 | 25 | 2 | 8 | 29 | 2 | 8 | 0 | 2 | 15 | 29 | 2 | 8 | 93 | 2 | 19 | 10 | E | 9 | 10 | A | 7 | 6 | A | 7 | 4 | A | 7 | 87 | A | 7 | 987 | E | 9 | 90 | A | 7 | 3.6 | A | 7 | 3200 | B | 7 | 420 | A | 7 | 2.2 | E | 8 | 0.105 | F | 8 | 0.16 | F | 8 | 0 | 1 | D | 9 | 10 | C | 8
[26 empty] | 3586200% | 19:00 | 3 | 220 | 0 | 2 | 8 | 0 | 2 | 15 | 0 | 2 | 8 | 0 | 2 | 8 | 0 | 2 | 15 | 0 | 2 | 8 | 0 | 2 | 19 | 10 | E | 9 | 10 | A | 7 | 6 | A | 7 | 4 | A | 7 | 87 | A | 7 | 987 | E | 9 | 90 | A | 7 | 3.1 | A | 7 | 9700 | B | 7 | 420 | A | 7 | 2.2 | E | 8 | 0.105 | F | 8 | 0.16 | F | 8 | 0 | 1 | D | 9 | 10 | C | 8
[26 empty] | 3586200% | 20:00 | 0 | 0 | 0 | 2 | 0 | 0 | 2 | 0 | 0 | 2 | 0 | 0 | 2 | 0 | 0 | 2 | 0 | 0 | 2 | 0 | 0 | 2 | 0 | 10 | E | 9 | 10 | A | 7 | 6 | A | 7 | 4 | A | 7 | 87 | A | 7 | 987 | E | 9 | 90 | A | 7 | 3.6 | A | 7 | 9700 | B | 7 | 360 | A | 7 | 2.2 | E | 8 | 0.105 | F | 8 | 0.16 | F | 8 | 0 | 1 | D | 9 | 10 | C | 8
[26 empty] | 3586200% | 21:00 | 0 | 0 | 0 | 2 | 0 | 0 | 2 | 0 | 0 | 2 | 0 | 0 | 2 | 0 | 0 | 2 | 0 | 0 | 2 | 0 | 0 | 2 | 0 | 10 | E | 9 | 10 | A | 7 | 6 | A | 7 | 4.5 | E | 9 | 90 | A | 7 | 987 | E | 9 | 50 | A | 7 | 4.6 | A | 7 | 16100 | B | 7 | 600 | A | 7 | 2.2 | E | 8 | 0.105 | F | 8 | 0.16 | F | 8 | 0 | 1 | D | 9 | 10 | C | 8
[26 empty] | 3586200% | 22:00 | 0 | 0 | 0 | 2 | 0 | 0 | 2 | 0 | 0 | 2 | 0 | 0 | 2 | 0 | 0 | 2 | 0 | 0 | 2 | 0 | 0 | 2 | 0 | 10 | E | 9 | 10 | A | 7 | 6 | A | 7 | 4.9 | E | 9 | 93 | A | 7 | 987 | E | 9 | 60 | A | 7 | 4.6 | A | 7 | 11300 | B | 7 | 300 | A | 7 | 2.2 | E | 8 | 0.105 | F | 8 | 0.16 | F | 8 | 0 | 1 | D | 9 | 10 | C | 8
[26 empty] | 3586200% | 23:00 | 0 | 0 | 0 | 2 | 0 | 0 | 2 | 0 | 0 | 2 | 0 | 0 | 2 | 0 | 0 | 2 | 0 | 0 | 2 | 0 | 0 | 2 | 0 | 10 | B | 8 | 10 | B | 8 | 6 | B | 8 | 6 | E | 9 | 100 | A | 7 | 987 | E | 9 | 60 | B | 8 | 4.7 | B | 8 | 10887 | C | 8 | 413 | B | 8 | 2.2 | E | 8 | 0.105 | F | 8 | 0.16 | F | 8 | 0 | 1 | D | 9 | 10 | C | 8
[26 empty] | 3586200% | 24:00 | 0 | 0 | 0 | 2 | 0 | 0 | 2 | 0 | 0 | 2 | 0 | 0 | 2 | 0 | 0 | 2 | 0 | 0 | 2 | 0 | 0 | 2 | 0 | 10 | B | 8 | 10 | B | 8 | 6.1 | B | 8 | 6.1 | E | 9 | 100 | A | 7 | 987 | E | 9 | 70 | B | 8 | 4.7 | B | 8 | 10475 | C | 8 | 525 | B | 8 | 2.3 | E | 8 | 0.105 | F | 8 | 0.16 | F | 8 | 0 | 1 | D | 9 | 10 | C | 8
[26 empty] | 3586300% | 1:00 | 0 | 0 | 0 | 2 | 0 | 0 | 2 | 0 | 0 | 2 | 0 | 0 | 2 | 0 | 0 | 2 | 0 | 0 | 2 | 0 | 0 | 2 | 0 | 10 | B | 8 | 10 | B | 8 | 5.7 | B | 8 | 5.7 | E | 9 | 100 | A | 7 | 987 | E | 9 | 70 | B | 8 | 4.8 | B | 8 | 10062 | C | 8 | 638 | B | 8 | 2.3 | E | 8 | 0.106 | F | 8 | 0.16 | F | 8 | 0 | 1 | D | 9 | 10 | C | 8
[26 empty] | 3586300% | 2:00 | 0 | 0 | 0 | 2 | 0 | 0 | 2 | 0 | 0 | 2 | 0 | 0 | 2 | 0 | 0 | 2 | 0 | 0 | 2 | 0 | 0 | 2 | 0 | 10 | B | 8 | 10 | B | 8 | 5.7 | B | 8 | 5.7 | E | 9 | 100 | A | 7 | 987 | E | 9 | 70 | B | 8 | 4.9 | B | 8 | 9650 | C | 8 | 750 | B | 8 | 2.3 | E | 8 | 0.106 | F | 8 | 0.16 | F | 8 | 0 | 1 | D | 9 | 10 | C | 8
[26 empty] | 3586300% | 3:00 | 0 | 0 | 0 | 2 | 0 | 0 | 2 | 0 | 0 | 2 | 0 | 0 | 2 | 0 | 0 | 2 | 0 | 0 | 2 | 0 | 0 | 2 | 0 | 10 | B | 8 | 10 | B | 8 | 5.8 | B | 8 | 5.8 | E | 9 | 100 | A | 7 | 987 | E | 9 | 70 | B | 8 | 4.9 | B | 8 | 9237 | C | 8 | 863 | B | 8 | 2.3 | E | 8 | 0.106 | F | 8 | 0.16 | F | 8 | 0 | 1 | D | 9 | 63 | C | 8
[26 empty] | 3586300% | 4:00 | 0 | 0 | 0 | 2 | 0 | 0 | 2 | 0 | 0 | 2 | 0 | 0 | 2 | 0 | 0 | 2 | 0 | 0 | 2 | 0 | 0 | 2 | 0 | 10 | B | 8 | 10 | B | 8 | 5.9 | B | 8 | 5.9 | E | 9 | 100 | A | 7 | 987 | E | 9 | 80 | B | 8 | 5 | B | 8 | 8825 | C | 8 | 975 | B | 8 | 2.3 | E | 8 | 0.106 | F | 8 | 0.16 | F | 8 | 0 | 1 | D | 9 | 63 | C | 8
[26 empty] | 3586300% | 5:00 | 0 | 0 | 0 | 2 | 0 | 0 | 2 | 0 | 0 | 2 | 0 | 0 | 2 | 0 | 0 | 2 | 0 | 0 | 2 | 0 | 0 | 2 | 0 | 10 | B | 8 | 10 | B | 8 | 6 | B | 8 | 6 | E | 9 | 100 | A | 7 | 987 | E | 9 | 80 | B | 8 | 5 | B | 8 | 8412 | C | 8 | 1088 | B | 8 | 2.3 | E | 8 | 0.106 | F | 8 | 0.16 | F | 8 | 0 | 1 | D | 9 | 63 | C | 8
[26 empty] | 3586300% | 6:00 | 0 | 0 | 0 | 2 | 0 | 0 | 2 | 0 | 0 | 2 | 0 | 0 | 2 | 0 | 0 | 2 | 0 | 0 | 2 | 0 | 0 | 2 | 0 | 10 | E | 9 | 10 | A | 7 | 6 | A | 7 | 6 | E | 9 | 100 | A | 7 | 987 | E | 9 | 80 | A | 7 | 5.1 | A | 7 | 8000 | B | 7 | 1200 | A | 7 | 2.3 | E | 8 | 0.106 | F | 8 | 0.16 | F | 8 | 0 | 1 | D | 9 | 63 | C | 8
[26 empty] | 3586300% | 7:00 | 24 | 613 | 0 | 2 | 8 | 0 | 2 | 15 | 0 | 2 | 8 | 0 | 2 | 8 | 0 | 2 | 15 | 0 | 2 | 8 | 0 | 2 | 19 | 10 | E | 9 | 10 | A | 7 | 7 | A | 7 | 6 | A | 7 | 93 | A | 7 | 987 | E | 9 | 10 | B | 8 | 4.6 | B | 8 | 4800 | B | 7 | 570 | A | 7 | 2.3 | E | 8 | 0.106 | F | 8 | 0.16 | F | 8 | 0 | 1 | D | 9 | 10 | C | 8
[26 empty] | 3586300% | 8:00 | 246 | 1387 | 30 | 2 | 8 | 0 | 2 | 15 | 30 | 2 | 8 | 35 | 2 | 8 | 0 | 2 | 15 | 35 | 2 | 8 | 119 | 2 | 19 | 10 | E | 9 | 10 | A | 7 | 6 | A | 7 | 4 | A | 7 | 87 | A | 7 | 987 | E | 9 | 300 | A | 7 | 4.1 | A | 7 | 3200 | B | 7 | 30 | A | 7 | 2.3 | E | 8 | 0.106 | F | 8 | 0.16 | F | 8 | 0 | 1 | D | 9 | 10 | C | 8
[26 empty] | 3586300% | 9:00 | 497 | 1387 | 65 | 2 | 8 | 0 | 2 | 15 | 65 | 2 | 8 | 78 | 2 | 8 | 0 | 2 | 15 | 78 | 2 | 8 | 284 | 2 | 19 | 10 | E | 9 | 10 | A | 7 | 7 | A | 7 | 5 | A | 7 | 87 | A | 7 | 987 | E | 9 | 0 | A | 7 | 0 | A | 7 | 1600 | B | 7 | 90 | A | 7 | 2.2 | E | 8 | 0.106 | F | 8 | 0.16 | F | 8 | 0 | 1 | D | 9 | 10 | C | 8
[26 empty] | 3586300% | 10:00 | 710 | 1387 | 79 | 2 | 8 | 0 | 2 | 15 | 79 | 2 | 8 | 97 | 2 | 8 | 0 | 2 | 15 | 97 | 2 | 8 | 380 | 2 | 19 | 10 | E | 9 | 10 | A | 7 | 7 | A | 7 | 6 | A | 7 | 93 | A | 7 | 987 | E | 9 | 300 | A | 7 | 3.6 | A | 7 | 400 | B | 7 | 90 | A | 7 | 2.2 | E | 8 | 0.106 | F | 8 | 0.16 | F | 8 | 0 | 1 | D | 9 | 61 | C | 8
[26 empty] | 3586300% | 11:00 | 870 | 1387 | 101 | 2 | 8 | 0 | 2 | 15 | 101 | 2 | 8 | 125 | 2 | 8 | 0 | 2 | 15 | 125 | 2 | 8 | 508 | 2 | 19 | 10 | E | 9 | 10 | A | 7 | 7 | A | 7 | 5 | A | 7 | 87 | A | 7 | 987 | E | 9 | 330 | A | 7 | 4.1 | A | 7 | 800 | B | 7 | 60 | A | 7 | 2.1 | E | 8 | 0.106 | F | 8 | 0.16 | F | 8 | 0 | 1 | D | 9 | 61 | C | 8
[26 empty] | 3586300% | 12:00 | 967 | 1387 | 117 | 2 | 8 | 0 | 2 | 15 | 117 | 2 | 8 | 145 | 2 | 8 | 0 | 2 | 15 | 145 | 2 | 8 | 600 | 2 | 19 | 10 | E | 9 | 10 | A | 7 | 9 | A | 7 | 8 | A | 7 | 93 | A | 7 | 987 | E | 9 | 60 | B | 8 | 1.5 | A | 7 | 24100 | B | 7 | 960 | A | 7 | 2.1 | E | 8 | 0.106 | F | 8 | 0.16 | F | 8 | 0 | 1 | D | 9 | 10 | C | 8
[26 empty] | 3586300% | 13:00 | 993 | 1387 | 228 | 2 | 8 | 6 | 2 | 15 | 224 | 2 | 8 | 270 | 2 | 8 | 5 | 2 | 15 | 267 | 2 | 8 | 1047 | 2 | 19 | 9 | E | 9 | 9 | A | 7 | 11 | A | 7 | 9 | A | 7 | 87 | A | 7 | 987 | E | 9 | 140 | A | 7 | 3.6 | A | 7 | 24100 | B | 7 | 1200 | A | 7 | 2 | E | 8 | 0.106 | F | 8 | 0.16 | F | 8 | 0 | 1 | D | 9 | 10 | C | 8
[26 empty] | 3586300% | 14:00 | 947 | 1387 | 111 | 2 | 8 | 0 | 2 | 15 | 111 | 2 | 8 | 138 | 2 | 8 | 0 | 2 | 15 | 138 | 2 | 8 | 569 | 2 | 19 | 10 | E | 9 | 10 | A | 7 | 13 | A | 7 | 10 | A | 7 | 82 | A | 7 | 987 | E | 9 | 130 | A | 7 | 2.1 | A | 7 | 24100 | B | 7 | 1200 | A | 7 | 2 | E | 8 | 0.106 | F | 8 | 0.16 | F | 8 | 0 | 1 | D | 9 | 10 | C | 8
[26 empty] | 3586300% | 15:00 | 832 | 1387 | 131 | 2 | 8 | 0 | 2 | 15 | 131 | 2 | 8 | 158 | 2 | 8 | 0 | 2 | 15 | 158 | 2 | 8 | 627 | 2 | 19 | 9 | E | 9 | 9 | A | 7 | 14 | A | 7 | 9 | A | 7 | 72 | A | 7 | 987 | E | 9 | 100 | B | 8 | 2.1 | A | 7 | 24100 | B | 7 | 1080 | A | 7 | 1.9 | E | 8 | 0.106 | F | 8 | 0.16 | F | 8 | 0 | 1 | D | 9 | 10 | C | 8
[26 empty] | 3586300% | 16:00 | 656 | 1387 | 289 | 2 | 8 | 147 | 2 | 15 | 220 | 2 | 8 | 314 | 2 | 8 | 149 | 2 | 15 | 243 | 2 | 8 | 538 | 2 | 19 | 9 | E | 9 | 9 | A | 7 | 16 | A | 7 | 8 | A | 7 | 59 | A | 7 | 987 | E | 9 | 60 | A | 7 | 1.5 | A | 7 | 24100 | B | 7 | 2400 | A | 7 | 1.9 | E | 8 | 0.106 | F | 8 | 0.16 | F | 8 | 0 | 1 | D | 9 | 10 | C | 8
[26 empty] | 3586300% | 17:00 | 430 | 1387 | 190 | 2 | 8 | 176 | 2 | 15 | 135 | 2 | 8 | 205 | 2 | 8 | 162 | 2 | 15 | 155 | 2 | 8 | 303 | 2 | 19 | 9 | E | 9 | 9 | A | 7 | 14 | A | 7 | 9 | A | 7 | 72 | A | 7 | 987 | E | 9 | 0 | A | 7 | 0 | A | 7 | 24100 | B | 7 | 2400 | A | 7 | 1.8 | E | 8 | 0.106 | F | 8 | 0.16 | F | 8 | 0 | 1 | D | 9 | 10 | C | 8
[26 empty] | 3586300% | 18:00 | 173 | 1387 | 18 | 2 | 8 | 0 | 2 | 15 | 18 | 2 | 8 | 21 | 2 | 8 | 0 | 2 | 15 | 21 | 2 | 8 | 71 | 2 | 19 | 9 | E | 9 | 9 | A | 7 | 13 | A | 7 | 8 | A | 7 | 72 | A | 7 | 987 | E | 9 | 0 | A | 7 | 0 | A | 7 | 11300 | B | 7 | 1800 | A | 7 | 1.8 | E | 8 | 0.106 | F | 8 | 0.16 | F | 8 | 0 | 1 | D | 9 | 10 | C | 8
[26 empty] | 3586300% | 19:00 | 3 | 243 | 0 | 2 | 8 | 0 | 2 | 15 | 0 | 2 | 8 | 0 | 2 | 8 | 0 | 2 | 15 | 0 | 2 | 8 | 0 | 2 | 19 | 10 | E | 9 | 10 | A | 7 | 12 | A | 7 | 8 | A | 7 | 76 | A | 7 | 987 | E | 9 | 300 | A | 7 | 6.2 | A | 7 | 16100 | B | 7 | 1500 | A | 7 | 1.7 | E | 8 | 0.106 | F | 8 | 0.16 | F | 8 | 0 | 1 | D | 9 | 10 | C | 8
[26 empty] | 3586300% | 20:00 | 0 | 0 | 0 | 2 | 0 | 0 | 2 | 0 | 0 | 2 | 0 | 0 | 2 | 0 | 0 | 2 | 0 | 0 | 2 | 0 | 0 | 2 | 0 | 10 | E | 9 | 10 | A | 7 | 11 | A | 7 | 8 | A | 7 | 82 | A | 7 | 987 | E | 9 | 270 | A | 7 | 2.1 | A | 7 | 16100 | B | 7 | 1500 | A | 7 | 1.7 | E | 8 | 0.106 | F | 8 | 0.16 | F | 8 | 0 | 1 | D | 9 | 10 | C | 8
[26 empty] | 3586300% | 21:00 | 0 | 0 | 0 | 2 | 0 | 0 | 2 | 0 | 0 | 2 | 0 | 0 | 2 | 0 | 0 | 2 | 0 | 0 | 2 | 0 | 0 | 2 | 0 | 10 | E | 9 | 10 | A | 7 | 10 | A | 7 | 6.4 | E | 9 | 78 | A | 7 | 987 | E | 9 | 280 | A | 7 | 5.1 | A | 7 | 9700 | B | 7 | 1200 | A | 7 | 1.6 | E | 8 | 0.106 | F | 8 | 0.16 | F | 8 | 0 | 1 | D | 9 | 10 | C | 8
[26 empty] | 3586300% | 22:00 | 0 | 0 | 0 | 2 | 0 | 0 | 2 | 0 | 0 | 2 | 0 | 0 | 2 | 0 | 0 | 2 | 0 | 0 | 2 | 0 | 0 | 2 | 0 | 10 | E | 9 | 10 | A | 7 | 9 | A | 7 | 5.2 | E | 9 | 77 | A | 7 | 987 | E | 9 | 270 | A | 7 | 5.1 | A | 7 | 16100 | B | 7 | 1200 | A | 7 | 1.6 | E | 8 | 0.106 | F | 8 | 0.16 | F | 8 | 0 | 1 | D | 9 | 10 | C | 8
[26 empty] | 3586300% | 23:00 | 0 | 0 | 0 | 2 | 0 | 0 | 2 | 0 | 0 | 2 | 0 | 0 | 2 | 0 | 0 | 2 | 0 | 0 | 2 | 0 | 0 | 2 | 0 | 10 | B | 8 | 9 | B | 8 | 8.1 | B | 8 | 4.3 | E | 9 | 77 | A | 7 | 987 | E | 9 | 270 | B | 8 | 5.1 | B | 8 | 16100 | C | 8 | 3800 | B | 8 | 1.5 | E | 8 | 0.106 | F | 8 | 0.16 | F | 8 | 0 | 1 | D | 9 | 10 | C | 8
[26 empty] | 3586300% | 24:00 | 0 | 0 | 0 | 2 | 0 | 0 | 2 | 0 | 0 | 2 | 0 | 0 | 2 | 0 | 0 | 2 | 0 | 0 | 2 | 0 | 0 | 2 | 0 | 10 | B | 8 | 9 | B | 8 | 7.3 | B | 8 | 3.2 | E | 9 | 75 | A | 7 | 987 | E | 9 | 280 | B | 8 | 5.1 | B | 8 | 16100 | C | 8 | 6400 | B | 8 | 1.5 | E | 8 | 0.106 | F | 8 | 0.16 | F | 8 | 0 | 1 | D | 9 | 10 | C | 8
[26 empty] | 3586400% | 1:00 | 0 | 0 | 0 | 2 | 0 | 0 | 2 | 0 | 0 | 2 | 0 | 0 | 2 | 0 | 0 | 2 | 0 | 0 | 2 | 0 | 0 | 2 | 0 | 10 | B | 8 | 8 | B | 8 | 6.1 | B | 8 | 1.5 | E | 9 | 72 | A | 7 | 987 | E | 9 | 280 | B | 8 | 5.1 | B | 8 | 16100 | C | 8 | 9000 | B | 8 | 1.4 | E | 8 | 0.107 | F | 8 | 0.16 | F | 8 | 0 | 1 | D | 9 | 10 | C | 8
[26 empty] | 3586400% | 2:00 | 0 | 0 | 0 | 2 | 0 | 0 | 2 | 0 | 0 | 2 | 0 | 0 | 2 | 0 | 0 | 2 | 0 | 0 | 2 | 0 | 0 | 2 | 0 | 10 | B | 8 | 8 | B | 8 | 5.2 | B | 8 | 0.6 | E | 9 | 72 | A | 7 | 987 | E | 9 | 280 | B | 8 | 5.1 | B | 8 | 16100 | C | 8 | 11600 | B | 8 | 1.4 | E | 8 | 0.107 | F | 8 | 0.16 | F | 8 | 0 | 1 | D | 9 | 10 | C | 8
[26 empty] | 3586400% | 3:00 | 0 | 0 | 0 | 2 | 0 | 0 | 2 | 0 | 0 | 2 | 0 | 0 | 2 | 0 | 0 | 2 | 0 | 0 | 2 | 0 | 0 | 2 | 0 | 10 | B | 8 | 7 | B | 8 | 4.4 | B | 8 | -0.8 | E | 9 | 68 | A | 7 | 987 | E | 9 | 280 | B | 8 | 5.1 | B | 8 | 16100 | C | 8 | 14200 | B | 8 | 1.3 | E | 8 | 0.107 | F | 8 | 0.16 | F | 8 | 0 | 1 | D | 9 | 10 | C | 8
[26 empty] | 3586400% | 4:00 | 0 | 0 | 0 | 2 | 0 | 0 | 2 | 0 | 0 | 2 | 0 | 0 | 2 | 0 | 0 | 2 | 0 | 0 | 2 | 0 | 0 | 2 | 0 | 10 | B | 8 | 6 | B | 8 | 3.6 | B | 8 | -1.9 | E | 9 | 66 | A | 7 | 987 | E | 9 | 290 | B | 8 | 5.1 | B | 8 | 16100 | C | 8 | 16800 | B | 8 | 1.3 | E | 8 | 0.107 | F | 8 | 0.16 | F | 8 | 0 | 1 | D | 9 | 10 | C | 8
[26 empty] | 3586400% | 5:00 | 0 | 0 | 0 | 2 | 0 | 0 | 2 | 0 | 0 | 2 | 0 | 0 | 2 | 0 | 0 | 2 | 0 | 0 | 2 | 0 | 0 | 2 | 0 | 10 | B | 8 | 6 | B | 8 | 2.8 | B | 8 | -3 | E | 9 | 64 | A | 7 | 987 | E | 9 | 290 | B | 8 | 5.1 | B | 8 | 16100 | C | 8 | 19400 | B | 8 | 1.2 | E | 8 | 0.107 | F | 8 | 0.16 | F | 8 | 0 | 1 | D | 9 | 10 | C | 8
[26 empty] | 3586400% | 6:00 | 0 | 0 | 0 | 2 | 0 | 0 | 2 | 0 | 0 | 2 | 0 | 0 | 2 | 0 | 0 | 2 | 0 | 0 | 2 | 0 | 0 | 2 | 0 | 10 | E | 9 | 5 | A | 7 | 2 | A | 7 | -4.1 | E | 9 | 61 | A | 7 | 987 | E | 9 | 290 | A | 7 | 5.1 | A | 7 | 16100 | B | 7 | 77777 | A | 7 | 1.2 | E | 8 | 0.107 | F | 8 | 0.16 | F | 8 | 0 | 1 | D | 9 | 10 | C | 8
[26 empty] | 3586400% | 7:00 | 27 | 659 | 0 | 2 | 8 | 0 | 2 | 15 | 0 | 2 | 8 | 0 | 2 | 8 | 0 | 2 | 15 | 0 | 2 | 8 | 0 | 2 | 19 | 10 | E | 9 | 9 | A | 7 | 5 | A | 7 | -5 | A | 7 | 46 | A | 7 | 987 | E | 9 | 310 | A | 7 | 7.2 | A | 7 | 32200 | B | 7 | 1200 | A | 7 | 1.1 | E | 8 | 0.107 | F | 8 | 0.16 | F | 8 | 0 | 1 | D | 9 | 10 | C | 8
[26 empty] | 3586400% | 8:00 | 253 | 1386 | 146 | 2 | 8 | 359 | 2 | 15 | 80 | 2 | 8 | 147 | 2 | 8 | 256 | 2 | 15 | 100 | 2 | 8 | 151 | 2 | 19 | 10 | E | 9 | 9 | A | 7 | 1 | A | 7 | -8 | A | 7 | 47 | A | 7 | 987 | E | 9 | 330 | A | 7 | 9.3 | A | 7 | 32200 | B | 7 | 1200 | A | 7 | 1.1 | E | 8 | 0.107 | F | 8 | 0.16 | F | 8 | 0 | 1 | D | 9 | 10 | C | 8
[26 empty] | 3586400% | 9:00 | 504 | 1386 | 336 | 2 | 8 | 637 | 2 | 15 | 104 | 2 | 8 | 345 | 2 | 8 | 586 | 2 | 15 | 131 | 2 | 8 | 194 | 2 | 19 | 10 | E | 9 | 9 | A | 7 | 2 | A | 7 | -9 | A | 7 | 40 | A | 7 | 987 | E | 9 | 320 | A | 7 | 7.7 | A | 7 | 32200 | B | 7 | 1800 | A | 7 | 1 | E | 8 | 0.107 | F | 8 | 0.16 | F | 8 | 0 | 1 | D | 9 | 10 | C | 8
[26 empty] | 3586400% | 10:00 | 717 | 1386 | 487 | 2 | 8 | 613 | 2 | 15 | 169 | 2 | 8 | 517 | 2 | 8 | 617 | 2 | 15 | 197 | 2 | 8 | 361 | 2 | 19 | 10 | E | 9 | 9 | A | 7 | 2 | A | 7 | -9 | A | 7 | 40 | A | 7 | 987 | E | 9 | 320 | A | 7 | 4.1 | A | 7 | 32200 | B | 7 | 1500 | A | 7 | 1 | E | 8 | 0.107 | F | 8 | 0.16 | F | 8 | 0 | 1 | D | 9 | 10 | C | 8
[26 empty] | 3586400% | 11:00 | 877 | 1386 | 511 | 2 | 8 | 346 | 2 | 15 | 292 | 2 | 8 | 548 | 2 | 8 | 369 | 2 | 15 | 314 | 2 | 8 | 772 | 2 | 19 | 10 | E | 9 | 9 | A | 7 | 1 | A | 7 | -9 | A | 7 | 43 | A | 7 | 987 | E | 9 | 310 | A | 7 | 5.1 | A | 7 | 32200 | B | 7 | 1500 | A | 7 | 1 | E | 8 | 0.107 | F | 8 | 0.16 | F | 8 | 0 | 1 | D | 9 | 10 | C | 8
[26 empty] | 3586400% | 12:00 | 973 | 1386 | 724 | 2 | 8 | 723 | 2 | 15 | 215 | 2 | 8 | 753 | 2 | 8 | 725 | 2 | 15 | 243 | 2 | 8 | 585 | 2 | 19 | 10 | E | 9 | 9 | A | 7 | 2 | A | 7 | -9 | A | 7 | 40 | A | 7 | 987 | E | 9 | 310 | A | 7 | 7.7 | A | 7 | 32200 | B | 7 | 1440 | A | 7 | 1 | E | 8 | 0.107 | F | 8 | 0.16 | F | 8 | 0 | 1 | D | 9 | 10 | C | 8
[26 empty] | 3586400% | 13:00 | 999 | 1386 | 684 | 2 | 8 | 594 | 2 | 15 | 254 | 2 | 8 | 729 | 2 | 8 | 617 | 2 | 15 | 283 | 2 | 8 | 746 | 2 | 19 | 10 | E | 9 | 9 | A | 7 | 3 | A | 7 | -8 | A | 7 | 41 | A | 7 | 987 | E | 9 | 290 | A | 7 | 5.1 | A | 7 | 32200 | B | 7 | 1500 | A | 7 | 0.9 | E | 8 | 0.107 | F | 8 | 0.16 | F | 8 | 0 | 1 | D | 9 | 10 | C | 8
[26 empty] | 3586400% | 14:00 | 953 | 1386 | 715 | 2 | 8 | 735 | 2 | 15 | 209 | 2 | 8 | 744 | 2 | 8 | 737 | 2 | 15 | 236 | 2 | 8 | 553 | 2 | 19 | 10 | E | 9 | 9 | A | 7 | 2 | A | 7 | -8 | A | 7 | 44 | A | 7 | 987 | E | 9 | 320 | A | 7 | 10.3 | A | 7 | 32200 | B | 7 | 3000 | A | 7 | 0.9 | E | 8 | 0.107 | F | 8 | 0.16 | F | 8 | 0 | 1 | D | 9 | 10 | C | 8
[26 empty] | 3586400% | 15:00 | 837 | 1386 | 479 | 2 | 8 | 338 | 2 | 15 | 274 | 2 | 8 | 512 | 2 | 8 | 359 | 2 | 15 | 295 | 2 | 8 | 698 | 2 | 19 | 10 | E | 9 | 10 | A | 7 | 2 | A | 7 | -8 | A | 7 | 44 | A | 7 | 987 | E | 9 | 320 | A | 7 | 10.3 | A | 7 | 32200 | B | 7 | 1500 | A | 7 | 0.9 | E | 8 | 0.107 | F | 8 | 0.16 | F | 8 | 0 | 1 | D | 9 | 10 | C | 8
[26 empty] | 3586400% | 16:00 | 661 | 1386 | 317 | 2 | 8 | 182 | 2 | 15 | 230 | 2 | 8 | 343 | 2 | 8 | 185 | 2 | 15 | 255 | 2 | 8 | 564 | 2 | 19 | 10 | E | 9 | 10 | A | 7 | 1 | A | 7 | -10 | A | 7 | 40 | A | 7 | 987 | E | 9 | 320 | A | 7 | 7.7 | A | 7 | 32200 | B | 7 | 1380 | A | 7 | 0.8 | E | 8 | 0.107 | F | 8 | 0.16 | F | 8 | 0 | 1 | D | 9 | 10 | C | 8
[26 empty] | 3586400% | 17:00 | 435 | 1386 | 130 | 2 | 8 | 23 | 2 | 15 | 123 | 2 | 8 | 146 | 2 | 8 | 15 | 2 | 15 | 141 | 2 | 8 | 439 | 2 | 19 | 10 | E | 9 | 10 | A | 7 | -1 | A | 7 | -11 | A | 7 | 42 | A | 7 | 987 | E | 9 | 320 | A | 7 | 7.7 | A | 7 | 32200 | B | 7 | 1800 | A | 7 | 0.8 | E | 8 | 0.107 | F | 8 | 0.16 | F | 8 | 0 | 1 | D | 9 | 10 | C | 8
[26 empty] | 3586400% | 18:00 | 178 | 1386 | 51 | 2 | 8 | 55 | 2 | 15 | 44 | 2 | 8 | 56 | 2 | 8 | 35 | 2 | 15 | 51 | 2 | 8 | 93 | 2 | 19 | 10 | E | 9 | 9 | A | 7 | -2 | A | 7 | -10 | A | 7 | 50 | A | 7 | 987 | E | 9 | 330 | A | 7 | 7.7 | A | 7 | 32200 | B | 7 | 1350 | A | 7 | 0.8 | E | 8 | 0.107 | F | 8 | 0.16 | F | 8 | 0 | 1 | D | 9 | 10 | C | 8
[26 empty] | 3586400% | 19:00 | 4 | 266 | 0 | 2 | 8 | 0 | 2 | 15 | 0 | 2 | 8 | 0 | 2 | 8 | 0 | 2 | 15 | 0 | 2 | 8 | 0 | 2 | 19 | 10 | E | 9 | 9 | A | 7 | -2 | A | 7 | -12 | A | 7 | 42 | A | 7 | 987 | E | 9 | 320 | A | 7 | 8.2 | A | 7 | 32200 | B | 7 | 1800 | A | 7 | 0.7 | E | 8 | 0.107 | F | 8 | 0.16 | F | 8 | 0 | 1 | D | 9 | 10 | C | 8
[26 empty] | 3586400% | 20:00 | 0 | 0 | 0 | 2 | 0 | 0 | 2 | 0 | 0 | 2 | 0 | 0 | 2 | 0 | 0 | 2 | 0 | 0 | 2 | 0 | 0 | 2 | 0 | 10 | E | 9 | 9 | A | 7 | -3 | A | 7 | -13 | A | 7 | 42 | A | 7 | 987 | E | 9 | 350 | A | 7 | 7.7 | A | 7 | 32200 | B | 7 | 1800 | A | 7 | 0.7 | E | 8 | 0.107 | F | 8 | 0.16 | F | 8 | 0 | 1 | D | 9 | 10 | C | 8
[26 empty] | 3586400% | 21:00 | 0 | 0 | 0 | 2 | 0 | 0 | 2 | 0 | 0 | 2 | 0 | 0 | 2 | 0 | 0 | 2 | 0 | 0 | 2 | 0 | 0 | 2 | 0 | 10 | E | 9 | 9 | A | 7 | -3 | A | 7 | -13 | E | 9 | 42 | A | 7 | 987 | E | 9 | 320 | A | 7 | 8.7 | A | 7 | 16100 | B | 7 | 1800 | A | 7 | 0.7 | E | 8 | 0.107 | F | 8 | 0.16 | F | 8 | 0 | 1 | D | 9 | 10 | C | 8
[26 empty] | 3586400% | 22:00 | 0 | 0 | 0 | 2 | 0 | 0 | 2 | 0 | 0 | 2 | 0 | 0 | 2 | 0 | 0 | 2 | 0 | 0 | 2 | 0 | 0 | 2 | 0 | 10 | E | 9 | 9 | A | 7 | -3.2 | B | 8 | -13 | E | 9 | 42 | A | 7 | 987 | E | 9 | 330 | A | 7 | 7.7 | A | 7 | 16100 | B | 7 | 1200 | A | 7 | 0.6 | E | 8 | 0.107 | F | 8 | 0.16 | F | 8 | 0 | 1 | D | 9 | 10 | C | 8
[26 empty] | 3586400% | 23:00 | 0 | 0 | 0 | 2 | 0 | 0 | 2 | 0 | 0 | 2 | 0 | 0 | 2 | 0 | 0 | 2 | 0 | 0 | 2 | 0 | 0 | 2 | 0 | 9 | B | 8 | 8 | B | 8 | -3.6 | B | 8 | -13 | E | 9 | 44 | A | 7 | 987 | E | 9 | 330 | B | 8 | 7.4 | B | 8 | 16100 | C | 8 | 3800 | B | 8 | 0.6 | E | 8 | 0.107 | F | 8 | 0.16 | F | 8 | 0 | 1 | D | 9 | 10 | C | 8
[26 empty] | 3586400% | 24:00 | 0 | 0 | 0 | 2 | 0 | 0 | 2 | 0 | 0 | 2 | 0 | 0 | 2 | 0 | 0 | 2 | 0 | 0 | 2 | 0 | 0 | 2 | 0 | 8 | B | 8 | 8 | B | 8 | -3.8 | B | 8 | -14 | E | 9 | 41 | A | 7 | 987 | E | 9 | 330 | B | 8 | 7.1 | B | 8 | 16100 | C | 8 | 6400 | B | 8 | 0.6 | E | 8 | 0.107 | F | 8 | 0.16 | F | 8 | 0 | 1 | D | 9 | 10 | C | 8
[26 empty] | 3586500% | 1:00 | 0 | 0 | 0 | 2 | 0 | 0 | 2 | 0 | 0 | 2 | 0 | 0 | 2 | 0 | 0 | 2 | 0 | 0 | 2 | 0 | 0 | 2 | 0 | 7 | B | 8 | 7 | B | 8 | -4.6 | B | 8 | -14 | E | 9 | 44 | A | 7 | 987 | E | 9 | 330 | B | 8 | 6.7 | B | 8 | 16100 | C | 8 | 9000 | B | 8 | 0.6 | E | 8 | 0.108 | F | 8 | 0.16 | F | 8 | 0 | 1 | D | 9 | 10 | C | 8
[26 empty] | 3586500% | 2:00 | 0 | 0 | 0 | 2 | 0 | 0 | 2 | 0 | 0 | 2 | 0 | 0 | 2 | 0 | 0 | 2 | 0 | 0 | 2 | 0 | 0 | 2 | 0 | 7 | B | 8 | 6 | B | 8 | -4.9 | B | 8 | -14 | E | 9 | 45 | A | 7 | 987 | E | 9 | 330 | B | 8 | 6.4 | B | 8 | 16100 | C | 8 | 11600 | B | 8 | 0.5 | E | 8 | 0.108 | F | 8 | 0.16 | F | 8 | 0 | 1 | D | 9 | 10 | C | 8
[26 empty] | 3586500% | 3:00 | 0 | 0 | 0 | 2 | 0 | 0 | 2 | 0 | 0 | 2 | 0 | 0 | 2 | 0 | 0 | 2 | 0 | 0 | 2 | 0 | 0 | 2 | 0 | 6 | B | 8 | 5 | B | 8 | -5.2 | B | 8 | -14 | E | 9 | 46 | A | 7 | 987 | E | 9 | 330 | B | 8 | 6.1 | B | 8 | 16100 | C | 8 | 14200 | B | 8 | 0.5 | E | 8 | 0.108 | F | 8 | 0.16 | F | 8 | 0 | 1 | D | 9 | 10 | C | 8
[26 empty] | 3586500% | 4:00 | 0 | 0 | 0 | 2 | 0 | 0 | 2 | 0 | 0 | 2 | 0 | 0 | 2 | 0 | 0 | 2 | 0 | 0 | 2 | 0 | 0 | 2 | 0 | 5 | B | 8 | 5 | B | 8 | -5.4 | B | 8 | -15 | E | 9 | 43 | A | 7 | 987 | E | 9 | 330 | B | 8 | 5.8 | B | 8 | 16100 | C | 8 | 16800 | B | 8 | 0.5 | E | 8 | 0.108 | F | 8 | 0.16 | F | 8 | 0 | 1 | D | 9 | 10 | C | 8
[26 empty] | 3586500% | 5:00 | 0 | 0 | 0 | 2 | 0 | 0 | 2 | 0 | 0 | 2 | 0 | 0 | 2 | 0 | 0 | 2 | 0 | 0 | 2 | 0 | 0 | 2 | 0 | 4 | B | 8 | 4 | B | 8 | -5.7 | B | 8 | -15 | E | 9 | 44 | A | 7 | 987 | E | 9 | 330 | B | 8 | 5.4 | B | 8 | 16100 | C | 8 | 19400 | B | 8 | 0.4 | E | 8 | 0.108 | F | 8 | 0.16 | F | 8 | 0 | 1 | D | 9 | 10 | C | 8
[26 empty] | 3586500% | 6:00 | 0 | 0 | 0 | 2 | 0 | 0 | 2 | 0 | 0 | 2 | 0 | 0 | 2 | 0 | 0 | 2 | 0 | 0 | 2 | 0 | 0 | 2 | 0 | 3 | E | 9 | 3 | A | 7 | -6 | A | 7 | -15 | E | 9 | 45 | A | 7 | 987 | E | 9 | 330 | A | 7 | 5.1 | A | 7 | 16100 | B | 7 | 77777 | A | 7 | 0.4 | E | 8 | 0.108 | F | 8 | 0.16 | F | 8 | 0 | 1 | D | 9 | 10 | C | 8
[26 empty] | 3586500% | 7:00 | 31 | 681 | 0 | 2 | 8 | 0 | 2 | 15 | 0 | 2 | 8 | 0 | 2 | 8 | 0 | 2 | 15 | 0 | 2 | 8 | 0 | 2 | 19 | 5 | E | 9 | 5 | A | 7 | -7 | A | 7 | -14 | A | 7 | 54 | A | 7 | 987 | E | 9 | 320 | A | 7 | 5.1 | A | 7 | 32200 | B | 7 | 77777 | A | 7 | 0.4 | E | 8 | 0.108 | F | 8 | 0.16 | F | 8 | 0 | 1 | D | 9 | 10 | C | 8
[26 empty] | 3586500% | 8:00 | 260 | 1386 | 153 | 2 | 8 | 385 | 2 | 15 | 81 | 2 | 8 | 155 | 2 | 8 | 278 | 2 | 15 | 103 | 2 | 8 | 153 | 2 | 19 | 5 | E | 9 | 5 | A | 7 | -5 | A | 7 | -13 | A | 7 | 49 | A | 7 | 987 | E | 9 | 320 | A | 7 | 5.1 | A | 7 | 32200 | B | 7 | 77777 | A | 7 | 0.4 | E | 8 | 0.108 | F | 8 | 0.16 | F | 8 | 0 | 1 | D | 9 | 10 | C | 8
[26 empty] | 3586500% | 9:00 | 511 | 1386 | 342 | 2 | 8 | 649 | 2 | 15 | 103 | 2 | 8 | 352 | 2 | 8 | 600 | 2 | 15 | 131 | 2 | 8 | 193 | 2 | 19 | 5 | E | 9 | 5 | A | 7 | -4 | A | 7 | -13 | A | 7 | 45 | A | 7 | 987 | E | 9 | 320 | A | 7 | 8.2 | A | 7 | 40200 | B | 7 | 77777 | A | 7 | 0.4 | E | 8 | 0.108 | F | 8 | 0.16 | F | 8 | 0 | 1 | D | 9 | 10 | C | 8
[26 empty] | 3586500% | 10:00 | 723 | 1386 | 466 | 2 | 8 | 545 | 2 | 15 | 181 | 2 | 8 | 492 | 2 | 8 | 549 | 2 | 15 | 205 | 2 | 8 | 391 | 2 | 19 | 9 | E | 9 | 9 | A | 7 | -3 | A | 7 | -14 | A | 7 | 38 | A | 7 | 987 | E | 9 | 320 | A | 7 | 6.2 | A | 7 | 32200 | B | 7 | 1350 | A | 7 | 0.4 | E | 8 | 0.108 | F | 8 | 0.16 | F | 8 | 0 | 1 | D | 9 | 10 | C | 8
[26 empty] | 3586500% | 11:00 | 883 | 1386 | 561 | 2 | 8 | 527 | 2 | 15 | 224 | 2 | 8 | 596 | 2 | 8 | 543 | 2 | 15 | 249 | 2 | 8 | 562 | 2 | 19 | 9 | E | 9 | 9 | A | 7 | -3 | A | 7 | -15 | A | 7 | 35 | A | 7 | 987 | E | 9 | 300 | A | 7 | 6.2 | A | 7 | 32200 | B | 7 | 1350 | A | 7 | 0.4 | E | 8 | 0.108 | F | 8 | 0.16 | F | 8 | 0 | 1 | D | 9 | 10 | C | 8
[26 empty] | 3586500% | 12:00 | 979 | 1386 | 595 | 2 | 8 | 416 | 2 | 15 | 300 | 2 | 8 | 645 | 2 | 8 | 448 | 2 | 15 | 327 | 2 | 8 | 870 | 2 | 19 | 9 | E | 9 | 9 | A | 7 | -2 | A | 7 | -13 | A | 7 | 38 | A | 7 | 987 | E | 9 | 310 | A | 7 | 5.1 | A | 7 | 32200 | B | 7 | 1500 | A | 7 | 0.4 | E | 8 | 0.108 | F | 8 | 0.16 | F | 8 | 0 | 1 | D | 9 | 10 | C | 8
[26 empty] | 3586500% | 13:00 | 1005 | 1386 | 612 | 2 | 8 | 408 | 2 | 15 | 315 | 2 | 8 | 663 | 2 | 8 | 440 | 2 | 15 | 343 | 2 | 8 | 948 | 2 | 19 | 9 | E | 9 | 9 | A | 7 | -2 | A | 7 | -15 | A | 7 | 32 | A | 7 | 987 | E | 9 | 300 | A | 7 | 5.1 | A | 7 | 32200 | B | 7 | 1500 | A | 7 | 0.3 | E | 8 | 0.108 | F | 8 | 0.16 | F | 8 | 0 | 1 | D | 9 | 10 | C | 8
[26 empty] | 3586500% | 14:00 | 958 | 1386 | 510 | 2 | 8 | 251 | 2 | 15 | 336 | 2 | 8 | 556 | 2 | 8 | 265 | 2 | 15 | 372 | 2 | 8 | 1007 | 2 | 19 | 5 | E | 9 | 5 | A | 7 | -2 | A | 7 | -15 | A | 7 | 32 | A | 7 | 987 | E | 9 | 330 | A | 7 | 5.1 | A | 7 | 32200 | B | 7 | 77777 | A | 7 | 0.3 | E | 8 | 0.108 | F | 8 | 0.16 | F | 8 | 0 | 1 | D | 9 | 10 | C | 8
[26 empty] | 3586500% | 15:00 | 843 | 1386 | 525 | 2 | 8 | 469 | 2 | 15 | 238 | 2 | 8 | 549 | 2 | 8 | 480 | 2 | 15 | 256 | 2 | 8 | 577 | 2 | 19 | 7 | B | 8 | 7 | B | 8 | -1.3 | B | 8 | -15.5 | B | 8 | 29 | A | 7 | 987 | E | 9 | 320 | B | 8 | 5.1 | B | 8 | 32200 | C | 8 | 14000 | B | 8 | 0.3 | E | 8 | 0.108 | F | 8 | 0.16 | F | 8 | 0 | 1 | D | 9 | 10 | C | 8
[26 empty] | 3586500% | 16:00 | 666 | 1386 | 426 | 2 | 8 | 581 | 2 | 15 | 146 | 2 | 8 | 455 | 2 | 8 | 579 | 2 | 15 | 175 | 2 | 8 | 300 | 2 | 19 | 9 | E | 9 | 9 | A | 7 | -1 | A | 7 | -16 | A | 7 | 27 | A | 7 | 987 | E | 9 | 310 | A | 7 | 5.1 | A | 7 | 32200 | C | 8 | 6000 | A | 7 | 0.3 | E | 8 | 0.108 | F | 8 | 0.16 | F | 8 | 0 | 1 | D | 9 | 10 | C | 8
[26 empty] | 3586500% | 17:00 | 440 | 1386 | 256 | 2 | 8 | 496 | 2 | 15 | 98 | 2 | 8 | 270 | 2 | 8 | 447 | 2 | 15 | 127 | 2 | 8 | 183 | 2 | 19 | 9 | E | 9 | 9 | A | 7 | -2 | A | 7 | -17 | A | 7 | 27 | A | 7 | 987 | E | 9 | 310 | A | 7 | 5.1 | A | 7 | 32200 | B | 7 | 1500 | A | 7 | 0.3 | E | 8 | 0.108 | F | 8 | 0.16 | F | 8 | 0 | 1 | D | 9 | 10 | C | 8
[26 empty] | 3586500% | 18:00 | 183 | 1386 | 80 | 2 | 8 | 309 | 2 | 15 | 40 | 2 | 8 | 82 | 2 | 8 | 195 | 2 | 15 | 56 | 2 | 8 | 69 | 2 | 19 | 9 | E | 9 | 9 | A | 7 | -3 | A | 7 | -17 | A | 7 | 29 | A | 7 | 987 | E | 9 | 320 | A | 7 | 5.1 | A | 7 | 32200 | B | 7 | 3300 | A | 7 | 0.3 | E | 8 | 0.108 | F | 8 | 0.16 | F | 8 | 0 | 1 | D | 9 | 10 | C | 8
[26 empty] | 3586500% | 19:00 | 5 | 289 | 0 | 2 | 8 | 0 | 2 | 15 | 0 | 2 | 8 | 0 | 2 | 8 | 0 | 2 | 15 | 0 | 2 | 8 | 0 | 2 | 19 | 9 | E | 9 | 9 | A | 7 | -4 | A | 7 | -14 | A | 7 | 41 | A | 7 | 987 | E | 9 | 291 | A | 7 | 0.5 | A | 7 | 32200 | B | 7 | 3600 | A | 7 | 0.3 | E | 8 | 0.108 | F | 8 | 0.16 | F | 8 | 0 | 1 | D | 9 | 10 | C | 8
[26 empty] | 3586500% | 20:00 | 0 | 0 | 0 | 2 | 0 | 0 | 2 | 0 | 0 | 2 | 0 | 0 | 2 | 0 | 0 | 2 | 0 | 0 | 2 | 0 | 0 | 2 | 0 | 5 | E | 9 | 5 | A | 7 | -4 | A | 7 | -13 | A | 7 | 45 | A | 7 | 987 | E | 9 | 300 | A | 7 | 5.1 | A | 7 | 32200 | B | 7 | 77777 | A | 7 | 0.3 | E | 8 | 0.108 | F | 8 | 0.16 | F | 8 | 0 | 1 | D | 9 | 10 | C | 8
[26 empty] | 3586500% | 21:00 | 0 | 0 | 0 | 2 | 0 | 0 | 2 | 0 | 0 | 2 | 0 | 0 | 2 | 0 | 0 | 2 | 0 | 0 | 2 | 0 | 0 | 2 | 0 | 5 | E | 9 | 5 | A | 7 | -5 | A | 7 | -13.1 | E | 9 | 49 | A | 7 | 987 | E | 9 | 320 | A | 7 | 7.7 | A | 7 | 16100 | B | 7 | 77777 | A | 7 | 0.3 | E | 8 | 0.108 | F | 8 | 0.16 | F | 8 | 0 | 1 | D | 9 | 10 | C | 8
[26 empty] | 3586500% | 22:00 | 0 | 0 | 0 | 2 | 0 | 0 | 2 | 0 | 0 | 2 | 0 | 0 | 2 | 0 | 0 | 2 | 0 | 0 | 2 | 0 | 0 | 2 | 0 | 5 | B | 8 | 5 | B | 8 | -5.2 | B | 8 | -12.2 | E | 9 | 54 | A | 7 | 987 | E | 9 | 320 | B | 8 | 7.3 | B | 8 | 16988 | C | 8 | 77777 | B | 8 | 0.3 | E | 8 | 0.108 | F | 8 | 0.16 | F | 8 | 0 | 1 | D | 9 | 10 | C | 8
[26 empty] | 3586500% | 23:00 | 0 | 0 | 0 | 2 | 0 | 0 | 2 | 0 | 0 | 2 | 0 | 0 | 2 | 0 | 0 | 2 | 0 | 0 | 2 | 0 | 0 | 2 | 0 | 5 | B | 8 | 4 | B | 8 | -5.6 | B | 8 | -12.3 | E | 9 | 55 | A | 7 | 987 | E | 9 | 320 | B | 8 | 6.9 | B | 8 | 17877 | C | 8 | 77777 | B | 8 | 0.3 | E | 8 | 0.108 | F | 8 | 0.16 | F | 8 | 0 | 1 | D | 9 | 10 | C | 8
[26 empty] | 3586500% | 24:00 | 0 | 0 | 0 | 2 | 0 | 0 | 2 | 0 | 0 | 2 | 0 | 0 | 2 | 0 | 0 | 2 | 0 | 0 | 2 | 0 | 0 | 2 | 0 | 5 | B | 8 | 4 | B | 8 | -5.8 | B | 8 | -13.3 | E | 9 | 51 | A | 7 | 987 | E | 9 | 320 | B | 8 | 6.5 | B | 8 | 18766 | C | 8 | 77777 | B | 8 | 0.3 | E | 8 | 0.108 | F | 8 | 0.16 | F | 8 | 0 | 1 | D | 9 | 10 | C | 8
[26 empty] | 3586600% | 1:00 | 0 | 0 | 0 | 2 | 0 | 0 | 2 | 0 | 0 | 2 | 0 | 0 | 2 | 0 | 0 | 2 | 0 | 0 | 2 | 0 | 0 | 2 | 0 | 5 | B | 8 | 4 | B | 8 | -6.6 | B | 8 | -12.5 | E | 9 | 59 | A | 7 | 987 | E | 9 | 320 | B | 8 | 6.1 | B | 8 | 19655 | C | 8 | 77777 | B | 8 | 0.3 | E | 8 | 0.109 | F | 8 | 0.16 | F | 8 | 0 | 1 | D | 9 | 10 | C | 8
[26 empty] | 3586600% | 2:00 | 0 | 0 | 0 | 2 | 0 | 0 | 2 | 0 | 0 | 2 | 0 | 0 | 2 | 0 | 0 | 2 | 0 | 0 | 2 | 0 | 0 | 2 | 0 | 4 | B | 8 | 3 | B | 8 | -6.9 | B | 8 | -13.5 | E | 9 | 56 | A | 7 | 987 | E | 9 | 330 | B | 8 | 5.7 | B | 8 | 20544 | C | 8 | 77777 | B | 8 | 0.3 | E | 8 | 0.109 | F | 8 | 0.16 | F | 8 | 0 | 1 | D | 9 | 10 | C | 8
[26 empty] | 3586600% | 3:00 | 0 | 0 | 0 | 2 | 0 | 0 | 2 | 0 | 0 | 2 | 0 | 0 | 2 | 0 | 0 | 2 | 0 | 0 | 2 | 0 | 0 | 2 | 0 | 4 | B | 8 | 3 | B | 8 | -7.2 | B | 8 | -14.7 | E | 9 | 51 | A | 7 | 987 | E | 9 | 330 | B | 8 | 5.3 | B | 8 | 21433 | C | 8 | 77777 | B | 8 | 0.3 | E | 8 | 0.109 | F | 8 | 0.16 | F | 8 | 0 | 1 | D | 9 | 10 | C | 8
[26 empty] | 3586600% | 4:00 | 0 | 0 | 0 | 2 | 0 | 0 | 2 | 0 | 0 | 2 | 0 | 0 | 2 | 0 | 0 | 2 | 0 | 0 | 2 | 0 | 0 | 2 | 0 | 4 | B | 8 | 3 | B | 8 | -7.4 | B | 8 | -13.7 | E | 9 | 57 | A | 7 | 987 | E | 9 | 330 | B | 8 | 4.9 | B | 8 | 22322 | C | 8 | 77777 | B | 8 | 0.3 | E | 8 | 0.109 | F | 8 | 0.16 | F | 8 | 0 | 1 | D | 9 | 10 | C | 8
[26 empty] | 3586600% | 5:00 | 0 | 0 | 0 | 2 | 0 | 0 | 2 | 0 | 0 | 2 | 0 | 0 | 2 | 0 | 0 | 2 | 0 | 0 | 2 | 0 | 0 | 2 | 0 | 4 | B | 8 | 2 | B | 8 | -7.7 | B | 8 | -13.8 | E | 9 | 58 | A | 7 | 987 | E | 9 | 330 | B | 8 | 4.5 | B | 8 | 23211 | C | 8 | 77777 | B | 8 | 0.3 | E | 8 | 0.109 | F | 8 | 0.16 | F | 8 | 0 | 1 | D | 9 | 10 | C | 8
[26 empty] | 3586600% | 6:00 | 0 | 0 | 0 | 2 | 0 | 0 | 2 | 0 | 0 | 2 | 0 | 0 | 2 | 0 | 0 | 2 | 0 | 0 | 2 | 0 | 0 | 2 | 0 | 4 | E | 9 | 2 | A | 7 | -8 | A | 7 | -13.9 | E | 9 | 59 | A | 7 | 987 | E | 9 | 330 | A | 7 | 4.1 | A | 7 | 24100 | B | 7 | 77777 | A | 7 | 0.3 | E | 8 | 0.109 | F | 8 | 0.16 | F | 8 | 0 | 1 | D | 9 | 10 | C | 8
[26 empty] | 3586600% | 7:00 | 34 | 727 | 0 | 2 | 8 | 66 | 2 | 15 | 0 | 2 | 8 | 0 | 2 | 8 | 0 | 2 | 15 | 0 | 2 | 8 | 0 | 2 | 19 | 9 | E | 9 | 5 | A | 7 | -8 | A | 7 | -14 | A | 7 | 58 | A | 7 | 987 | E | 9 | 270 | A | 7 | 5.1 | A | 7 | 32200 | B | 7 | 77777 | A | 7 | 0.3 | E | 8 | 0.109 | F | 8 | 0.16 | F | 8 | 0 | 1 | D | 9 | 10 | C | 8
[26 empty] | 3586600% | 8:00 | 267 | 1385 | 160 | 2 | 8 | 403 | 2 | 15 | 82 | 2 | 8 | 162 | 2 | 8 | 295 | 2 | 15 | 105 | 2 | 8 | 154 | 2 | 19 | 9 | E | 9 | 5 | A | 7 | -7 | A | 7 | -14 | A | 7 | 54 | A | 7 | 987 | E | 9 | 270 | A | 7 | 6.7 | A | 7 | 32200 | B | 7 | 77777 | A | 7 | 0.3 | E | 8 | 0.109 | F | 8 | 0.16 | F | 8 | 0 | 1 | D | 9 | 10 | C | 8
[26 empty] | 3586600% | 9:00 | 518 | 1385 | 349 | 2 | 8 | 648 | 2 | 15 | 106 | 2 | 8 | 358 | 2 | 8 | 600 | 2 | 15 | 133 | 2 | 8 | 199 | 2 | 19 | 10 | B | 8 | 7 | B | 8 | -5.1 | B | 8 | -14.1 | B | 8 | 45 | A | 7 | 987 | E | 9 | 280 | B | 8 | 5.9 | B | 8 | 32200 | C | 8 | 11720 | B | 8 | 0.3 | E | 8 | 0.109 | F | 8 | 0.16 | F | 8 | 0 | 1 | D | 9 | 10 | C | 8
[26 empty] | 3586600% | 10:00 | 730 | 1385 | 525 | 2 | 8 | 649 | 2 | 15 | 182 | 2 | 8 | 555 | 2 | 8 | 655 | 2 | 15 | 208 | 2 | 8 | 395 | 2 | 19 | 10 | E | 9 | 9 | A | 7 | -3 | A | 7 | -14 | A | 7 | 38 | A | 7 | 987 | E | 9 | 290 | A | 7 | 5.1 | A | 7 | 32200 | C | 8 | 1440 | A | 7 | 0.3 | E | 8 | 0.109 | F | 8 | 0.16 | F | 8 | 0 | 1 | D | 9 | 10 | C | 8
[26 empty] | 3586600% | 11:00 | 890 | 1385 | 466 | 2 | 8 | 242 | 2 | 15 | 310 | 2 | 8 | 507 | 2 | 8 | 254 | 2 | 15 | 343 | 2 | 8 | 876 | 2 | 19 | 10 | E | 9 | 9 | A | 7 | -3 | A | 7 | -14 | A | 7 | 38 | A | 7 | 987 | E | 9 | 290 | A | 7 | 5.1 | A | 7 | 32200 | B | 7 | 1440 | A | 7 | 0.3 | E | 8 | 0.109 | F | 8 | 0.16 | F | 8 | 0 | 1 | D | 9 | 10 | C | 8
[26 empty] | 3586600% | 12:00 | 986 | 1385 | 601 | 2 | 8 | 392 | 2 | 15 | 322 | 2 | 8 | 649 | 2 | 8 | 422 | 2 | 15 | 348 | 2 | 8 | 952 | 2 | 19 | 10 | E | 9 | 9 | A | 7 | -2 | A | 7 | -14 | A | 7 | 35 | A | 7 | 987 | E | 9 | 310 | A | 7 | 6.7 | A | 7 | 32200 | B | 7 | 1500 | A | 7 | 0.4 | E | 8 | 0.109 | F | 8 | 0.16 | F | 8 | 0 | 1 | D | 9 | 10 | C | 8
[26 empty] | 3586600% | 13:00 | 1011 | 1385 | 480 | 2 | 8 | 162 | 2 | 15 | 361 | 2 | 8 | 523 | 2 | 8 | 171 | 2 | 15 | 397 | 2 | 8 | 1144 | 2 | 19 | 10 | E | 9 | 9 | A | 7 | -1 | A | 7 | -14 | A | 7 | 32 | A | 7 | 987 | E | 9 | 290 | A | 7 | 6.7 | A | 7 | 32200 | B | 7 | 1500 | A | 7 | 0.4 | E | 8 | 0.109 | F | 8 | 0.16 | F | 8 | 0 | 1 | D | 9 | 10 | C | 8
[26 empty] | 3586600% | 14:00 | 964 | 1385 | 604 | 2 | 8 | 424 | 2 | 15 | 308 | 2 | 8 | 652 | 2 | 8 | 456 | 2 | 15 | 334 | 2 | 8 | 884 | 2 | 19 | 10 | E | 9 | 9 | A | 7 | -1 | A | 7 | -13 | A | 7 | 35 | A | 7 | 987 | E | 9 | 310 | A | 7 | 7.2 | A | 7 | 32200 | B | 7 | 1800 | A | 7 | 0.4 | E | 8 | 0.109 | F | 8 | 0.16 | F | 8 | 0 | 1 | D | 9 | 10 | C | 8
[26 empty] | 3586600% | 15:00 | 848 | 1385 | 405 | 2 | 8 | 190 | 2 | 15 | 288 | 2 | 8 | 441 | 2 | 8 | 199 | 2 | 15 | 318 | 2 | 8 | 788 | 2 | 19 | 10 | B | 8 | 9 | B | 8 | -0.8 | B | 8 | -13.5 | B | 8 | 33 | A | 7 | 987 | E | 9 | 320 | B | 8 | 8.8 | B | 8 | 32200 | C | 8 | 1800 | B | 8 | 0.4 | E | 8 | 0.109 | F | 8 | 0.16 | F | 8 | 0 | 1 | D | 9 | 10 | C | 8
[26 empty] | 3586600% | 16:00 | 671 | 1385 | 443 | 2 | 8 | 558 | 2 | 15 | 172 | 2 | 8 | 465 | 2 | 8 | 556 | 2 | 15 | 195 | 2 | 8 | 360 | 2 | 19 | 10 | E | 9 | 9 | A | 7 | -1 | A | 7 | -14 | A | 7 | 32 | A | 7 | 987 | E | 9 | 320 | A | 7 | 10.3 | A | 7 | 32200 | B | 7 | 1800 | A | 7 | 0.4 | E | 8 | 0.109 | F | 8 | 0.16 | F | 8 | 0 | 1 | D | 9 | 10 | C | 8
[26 empty] | 3586600% | 17:00 | 445 | 1385 | 266 | 2 | 8 | 542 | 2 | 15 | 92 | 2 | 8 | 273 | 2 | 8 | 483 | 2 | 15 | 117 | 2 | 8 | 168 | 2 | 19 | 10 | E | 9 | 9 | A | 7 | -2 | A | 7 | -13 | A | 7 | 38 | A | 7 | 987 | E | 9 | 320 | A | 7 | 7.7 | A | 7 | 32200 | B | 7 | 1800 | A | 7 | 0.4 | E | 8 | 0.109 | F | 8 | 0.16 | F | 8 | 0 | 1 | D | 9 | 10 | C | 8
[26 empty] | 3586600% | 18:00 | 187 | 1385 | 85 | 2 | 8 | 326 | 2 | 15 | 41 | 2 | 8 | 86 | 2 | 8 | 208 | 2 | 15 | 58 | 2 | 8 | 71 | 2 | 19 | 10 | E | 9 | 9 | A | 7 | -2 | A | 7 | -13 | A | 7 | 38 | A | 7 | 987 | E | 9 | 310 | A | 7 | 8.7 | A | 7 | 32200 | B | 7 | 1800 | A | 7 | 0.5 | E | 8 | 0.109 | F | 8 | 0.16 | F | 8 | 0 | 1 | D | 9 | 10 | C | 8
[26 empty] | 3586600% | 19:00 | 6 | 312 | 0 | 2 | 8 | 0 | 2 | 15 | 0 | 2 | 8 | 0 | 2 | 8 | 0 | 2 | 15 | 0 | 2 | 8 | 0 | 2 | 19 | 10 | E | 9 | 9 | A | 7 | -3 | A | 7 | -13 | A | 7 | 42 | A | 7 | 987 | E | 9 | 320 | A | 7 | 5.1 | A | 7 | 32200 | B | 7 | 1500 | A | 7 | 0.5 | E | 8 | 0.109 | F | 8 | 0.16 | F | 8 | 0 | 1 | D | 9 | 10 | C | 8
[26 empty] | 3586600% | 20:00 | 0 | 0 | 0 | 2 | 0 | 0 | 2 | 0 | 0 | 2 | 0 | 0 | 2 | 0 | 0 | 2 | 0 | 0 | 2 | 0 | 0 | 2 | 0 | 10 | E | 9 | 9 | A | 7 | -3 | A | 7 | -13 | A | 7 | 42 | A | 7 | 987 | E | 9 | 300 | A | 7 | 2.6 | A | 7 | 32200 | B | 7 | 1800 | A | 7 | 0.5 | E | 8 | 0.109 | F | 8 | 0.16 | F | 8 | 0 | 1 | D | 9 | 10 | C | 8
[26 empty] | 3586600% | 21:00 | 0 | 0 | 0 | 2 | 0 | 0 | 2 | 0 | 0 | 2 | 0 | 0 | 2 | 0 | 0 | 2 | 0 | 0 | 2 | 0 | 0 | 2 | 0 | 9 | E | 9 | 5 | A | 7 | -3 | A | 7 | -13.3 | E | 9 | 41 | A | 7 | 987 | E | 9 | 300 | A | 7 | 5.1 | A | 7 | 16100 | B | 7 | 77777 | A | 7 | 0.5 | E | 8 | 0.109 | F | 8 | 0.16 | F | 8 | 0 | 1 | D | 9 | 10 | C | 8
[26 empty] | 3586600% | 22:00 | 0 | 0 | 0 | 2 | 0 | 0 | 2 | 0 | 0 | 2 | 0 | 0 | 2 | 0 | 0 | 2 | 0 | 0 | 2 | 0 | 0 | 2 | 0 | 4 | E | 9 | 2 | A | 7 | -4 | A | 7 | -13.2 | E | 9 | 45 | A | 7 | 987 | E | 9 | 280 | A | 7 | 2.6 | A | 7 | 16100 | B | 7 | 77777 | A | 7 | 0.5 | E | 8 | 0.109 | F | 8 | 0.16 | F | 8 | 0 | 1 | D | 9 | 10 | C | 8
[26 empty] | 3586600% | 23:00 | 0 | 0 | 0 | 2 | 0 | 0 | 2 | 0 | 0 | 2 | 0 | 0 | 2 | 0 | 0 | 2 | 0 | 0 | 2 | 0 | 0 | 2 | 0 | 4 | B | 8 | 2 | B | 8 | -4.3 | B | 8 | -12.9 | E | 9 | 47 | A | 7 | 987 | E | 9 | 280 | B | 8 | 2.6 | B | 8 | 16100 | C | 8 | 77777 | B | 8 | 0.5 | E | 8 | 0.109 | F | 8 | 0.16 | F | 8 | 0 | 1 | D | 9 | 10 | C | 8
[26 empty] | 3586600% | 24:00 | 0 | 0 | 0 | 2 | 0 | 0 | 2 | 0 | 0 | 2 | 0 | 0 | 2 | 0 | 0 | 2 | 0 | 0 | 2 | 0 | 0 | 2 | 0 | 4 | B | 8 | 3 | B | 8 | -4.4 | B | 8 | -12.7 | E | 9 | 48 | A | 7 | 987 | E | 9 | 270 | B | 8 | 2.6 | B | 8 | 16100 | C | 8 | 77777 | B | 8 | 0.6 | E | 8 | 0.109 | F | 8 | 0.16 | F | 8 | 0 | 1 | D | 9 | 10 | C | 8
[26 empty] | 3586700% | 1:00 | 0 | 0 | 0 | 2 | 0 | 0 | 2 | 0 | 0 | 2 | 0 | 0 | 2 | 0 | 0 | 2 | 0 | 0 | 2 | 0 | 0 | 2 | 0 | 4 | B | 8 | 3 | B | 8 | -5.1 | B | 8 | -13.2 | E | 9 | 49 | A | 7 | 987 | E | 9 | 270 | B | 8 | 2.6 | B | 8 | 16100 | C | 8 | 77777 | B | 8 | 0.6 | E | 8 | 0.11 | F | 8 | 0.16 | F | 8 | 0 | 1 | D | 9 | 10 | C | 8
[26 empty] | 3586700% | 2:00 | 0 | 0 | 0 | 2 | 0 | 0 | 2 | 0 | 0 | 2 | 0 | 0 | 2 | 0 | 0 | 2 | 0 | 0 | 2 | 0 | 0 | 2 | 0 | 5 | B | 8 | 4 | B | 8 | -5.3 | B | 8 | -12.9 | E | 9 | 51 | A | 7 | 987 | E | 9 | 260 | B | 8 | 2.6 | B | 8 | 16100 | C | 8 | 77777 | B | 8 | 0.6 | E | 8 | 0.11 | F | 8 | 0.16 | F | 8 | 0 | 1 | D | 9 | 10 | C | 8
[26 empty] | 3586700% | 3:00 | 0 | 0 | 0 | 2 | 0 | 0 | 2 | 0 | 0 | 2 | 0 | 0 | 2 | 0 | 0 | 2 | 0 | 0 | 2 | 0 | 0 | 2 | 0 | 5 | B | 8 | 4 | B | 8 | -5.5 | B | 8 | -13.1 | E | 9 | 51 | A | 7 | 987 | E | 9 | 260 | B | 8 | 2.6 | B | 8 | 16100 | C | 8 | 77777 | B | 8 | 0.6 | E | 8 | 0.11 | F | 8 | 0.16 | F | 8 | 0 | 1 | D | 9 | 10 | C | 8
[26 empty] | 3586700% | 4:00 | 0 | 0 | 0 | 2 | 0 | 0 | 2 | 0 | 0 | 2 | 0 | 0 | 2 | 0 | 0 | 2 | 0 | 0 | 2 | 0 | 0 | 2 | 0 | 5 | B | 8 | 4 | B | 8 | -5.6 | B | 8 | -12.9 | E | 9 | 52 | A | 7 | 987 | E | 9 | 250 | B | 8 | 2.6 | B | 8 | 16100 | C | 8 | 77777 | B | 8 | 0.6 | E | 8 | 0.11 | F | 8 | 0.16 | F | 8 | 0 | 1 | D | 9 | 10 | C | 8
[26 empty] | 3586700% | 5:00 | 0 | 0 | 0 | 2 | 0 | 0 | 2 | 0 | 0 | 2 | 0 | 0 | 2 | 0 | 0 | 2 | 0 | 0 | 2 | 0 | 0 | 2 | 0 | 5 | B | 8 | 5 | B | 8 | -5.8 | B | 8 | -12.8 | E | 9 | 54 | A | 7 | 987 | E | 9 | 250 | B | 8 | 2.6 | B | 8 | 16100 | C | 8 | 77777 | B | 8 | 0.6 | E | 8 | 0.11 | F | 8 | 0.16 | F | 8 | 0 | 1 | D | 9 | 10 | C | 8
[26 empty] | 3586700% | 6:00 | 0 | 0 | 0 | 2 | 0 | 0 | 2 | 0 | 0 | 2 | 0 | 0 | 2 | 0 | 0 | 2 | 0 | 0 | 2 | 0 | 0 | 2 | 0 | 5 | E | 9 | 5 | A | 7 | -6 | A | 7 | -12.6 | E | 9 | 56 | A | 7 | 987 | E | 9 | 240 | A | 7 | 2.6 | A | 7 | 16100 | B | 7 | 77777 | A | 7 | 0.7 | E | 8 | 0.11 | F | 8 | 0.16 | F | 8 | 0 | 1 | D | 9 | 10 | C | 8
[26 empty] | 3586700% | 7:00 | 38 | 750 | 1 | 2 | 8 | 78 | 2 | 15 | 1 | 2 | 8 | 6 | 2 | 8 | 45 | 2 | 15 | 3 | 2 | 8 | 4 | 2 | 19 | 2 | E | 9 | 2 | A | 7 | -6 | A | 7 | -12 | A | 7 | 59 | A | 7 | 987 | E | 9 | 190 | A | 7 | 2.6 | A | 7 | 48300 | B | 7 | 77777 | A | 7 | 0.7 | E | 8 | 0.11 | F | 8 | 0.16 | F | 8 | 0 | 1 | D | 9 | 10 | C | 8
[26 empty] | 3586700% | 8:00 | 274 | 1384 | 167 | 2 | 8 | 421 | 2 | 15 | 83 | 2 | 8 | 169 | 2 | 8 | 313 | 2 | 15 | 107 | 2 | 8 | 156 | 2 | 19 | 3 | E | 9 | 3 | A | 7 | -4 | A | 7 | -12 | A | 7 | 50 | A | 7 | 987 | E | 9 | 200 | A | 7 | 3.1 | A | 7 | 48300 | B | 7 | 77777 | A | 7 | 0.7 | E | 8 | 0.11 | F | 8 | 0.16 | F | 8 | 0 | 1 | D | 9 | 10 | C | 8
[26 empty] | 3586700% | 9:00 | 525 | 1384 | 355 | 2 | 8 | 654 | 2 | 15 | 106 | 2 | 8 | 365 | 2 | 8 | 608 | 2 | 15 | 133 | 2 | 8 | 200 | 2 | 19 | 5 | E | 9 | 5 | A | 7 | -3 | A | 7 | -12 | A | 7 | 46 | A | 7 | 987 | E | 9 | 210 | A | 7 | 3.1 | A | 7 | 48300 | B | 7 | 77777 | A | 7 | 0.7 | E | 8 | 0.11 | F | 8 | 0.16 | F | 8 | 0 | 1 | D | 9 | 10 | C | 8
[26 empty] | 3586700% | 10:00 | 737 | 1384 | 531 | 2 | 8 | 747 | 2 | 15 | 132 | 2 | 8 | 555 | 2 | 8 | 740 | 2 | 15 | 160 | 2 | 8 | 287 | 2 | 19 | 5 | E | 9 | 5 | A | 7 | -1 | A | 7 | -12 | A | 7 | 39 | A | 7 | 987 | E | 9 | 270 | A | 7 | 3.1 | A | 7 | 40200 | B | 7 | 77777 | A | 7 | 0.7 | E | 8 | 0.11 | F | 8 | 0.16 | F | 8 | 0 | 1 | D | 9 | 10 | C | 8
[26 empty] | 3586700% | 11:00 | 896 | 1384 | 611 | 2 | 8 | 606 | 2 | 15 | 217 | 2 | 8 | 652 | 2 | 8 | 625 | 2 | 15 | 246 | 2 | 8 | 551 | 2 | 19 | 9 | E | 9 | 9 | A | 7 | -1 | A | 7 | -13 | A | 7 | 35 | A | 7 | 987 | E | 9 | 270 | A | 7 | 4.1 | A | 7 | 40200 | B | 7 | 4500 | A | 7 | 0.7 | E | 8 | 0.11 | F | 8 | 0.16 | F | 8 | 0 | 1 | D | 9 | 10 | C | 8
[26 empty] | 3586700% | 12:00 | 992 | 1384 | 736 | 2 | 8 | 753 | 2 | 15 | 195 | 2 | 8 | 773 | 2 | 8 | 761 | 2 | 15 | 226 | 2 | 8 | 557 | 2 | 19 | 9 | E | 9 | 9 | A | 7 | 1 | A | 7 | -12 | A | 7 | 33 | A | 7 | 987 | E | 9 | 240 | A | 7 | 5.1 | A | 7 | 40200 | B | 7 | 4500 | A | 7 | 0.7 | E | 8 | 0.11 | F | 8 | 0.16 | F | 8 | 0 | 1 | D | 9 | 10 | C | 8
[26 empty] | 3586700% | 13:00 | 1017 | 1384 | 773 | 2 | 8 | 870 | 2 | 15 | 133 | 2 | 8 | 815 | 2 | 8 | 875 | 2 | 15 | 170 | 2 | 8 | 379 | 2 | 19 | 9 | E | 9 | 9 | A | 7 | 1 | A | 7 | -13 | A | 7 | 30 | A | 7 | 987 | E | 9 | 230 | A | 7 | 5.1 | A | 7 | 40200 | B | 7 | 4500 | A | 7 | 0.7 | E | 8 | 0.11 | F | 8 | 0.16 | F | 8 | 0 | 1 | D | 9 | 10 | C | 8
[26 empty] | 3586700% | 14:00 | 969 | 1384 | 733 | 2 | 8 | 860 | 2 | 15 | 128 | 2 | 8 | 769 | 2 | 8 | 863 | 2 | 15 | 162 | 2 | 8 | 339 | 2 | 19 | 9 | E | 9 | 9 | A | 7 | 1 | A | 7 | -14 | A | 7 | 28 | A | 7 | 987 | E | 9 | 230 | A | 7 | 6.7 | A | 7 | 32200 | B | 7 | 4500 | A | 7 | 0.7 | E | 8 | 0.11 | F | 8 | 0.16 | F | 8 | 0 | 1 | D | 9 | 10 | C | 8
[26 empty] | 3586700% | 15:00 | 853 | 1384 | 616 | 2 | 8 | 790 | 2 | 15 | 128 | 2 | 8 | 656 | 2 | 8 | 801 | 2 | 15 | 161 | 2 | 8 | 316 | 2 | 19 | 9 | E | 9 | 9 | A | 7 | 3 | A | 7 | -12 | A | 7 | 29 | A | 7 | 987 | E | 9 | 230 | A | 7 | 4.1 | A | 7 | 32200 | B | 7 | 4500 | A | 7 | 0.7 | E | 8 | 0.11 | F | 8 | 0.16 | F | 8 | 0 | 1 | D | 9 | 10 | C | 8
[26 empty] | 3586700% | 16:00 | 676 | 1384 | 471 | 2 | 8 | 588 | 2 | 15 | 183 | 2 | 8 | 492 | 2 | 8 | 586 | 2 | 15 | 205 | 2 | 8 | 387 | 2 | 19 | 9 | E | 9 | 9 | A | 7 | 3 | A | 7 | -13 | A | 7 | 26 | A | 7 | 987 | E | 9 | 210 | A | 7 | 4.1 | A | 7 | 40200 | B | 7 | 3300 | A | 7 | 0.7 | E | 8 | 0.11 | F | 8 | 0.16 | F | 8 | 0 | 1 | D | 9 | 5 | C | 8
[26 empty] | 3586700% | 17:00 | 450 | 1384 | 151 | 2 | 8 | 57 | 2 | 15 | 133 | 2 | 8 | 166 | 2 | 8 | 53 | 2 | 15 | 149 | 2 | 8 | 353 | 2 | 19 | 10 | E | 9 | 10 | A | 7 | 2 | A | 7 | -13 | A | 7 | 28 | A | 7 | 987 | E | 9 | 210 | A | 7 | 5.1 | A | 7 | 24100 | B | 7 | 3300 | A | 7 | 0.7 | E | 8 | 0.11 | F | 8 | 0.16 | F | 8 | 0 | 1 | D | 9 | 5 | C | 8
[26 empty] | 3586700% | 18:00 | 192 | 1384 | 41 | 2 | 8 | 0 | 2 | 15 | 41 | 2 | 8 | 46 | 2 | 8 | 0 | 2 | 15 | 46 | 2 | 8 | 143 | 2 | 19 | 9 | E | 9 | 9 | A | 7 | 3 | A | 7 | -13 | A | 7 | 26 | A | 7 | 987 | E | 9 | 190 | A | 7 | 5.1 | A | 7 | 24100 | B | 7 | 3300 | A | 7 | 0.7 | E | 8 | 0.11 | F | 8 | 0.16 | F | 8 | 0 | 1 | D | 9 | 5 | C | 8
[26 empty] | 3586700% | 19:00 | 7 | 334 | 0 | 2 | 8 | 0 | 2 | 15 | 0 | 2 | 8 | 0 | 2 | 8 | 0 | 2 | 15 | 0 | 2 | 8 | 0 | 2 | 19 | 9 | B | 8 | 9 | B | 8 | 1.2 | B | 8 | -13.1 | B | 8 | 30 | A | 7 | 987 | E | 9 | 180 | B | 8 | 4.4 | B | 8 | 24100 | C | 8 | 3300 | B | 8 | 0.7 | E | 8 | 0.11 | F | 8 | 0.16 | F | 8 | 0 | 1 | D | 9 | 5 | C | 8
[26 empty] | 3586700% | 20:00 | 0 | 0 | 0 | 2 | 0 | 0 | 2 | 0 | 0 | 2 | 0 | 0 | 2 | 0 | 0 | 2 | 0 | 0 | 2 | 0 | 0 | 2 | 0 | 9 | E | 9 | 9 | A | 7 | 0 | A | 7 | -13 | A | 7 | 32 | A | 7 | 987 | E | 9 | 170 | A | 7 | 3.6 | A | 7 | 24100 | B | 7 | 3300 | A | 7 | 0.7 | E | 8 | 0.11 | F | 8 | 0.16 | F | 8 | 0 | 1 | D | 9 | 5 | C | 8
[26 empty] | 3586700% | 21:00 | 0 | 0 | 0 | 2 | 0 | 0 | 2 | 0 | 0 | 2 | 0 | 0 | 2 | 0 | 0 | 2 | 0 | 0 | 2 | 0 | 0 | 2 | 0 | 9 | E | 9 | 9 | A | 7 | 0 | A | 7 | -12.7 | E | 9 | 33 | A | 7 | 987 | E | 9 | 190 | A | 7 | 5.1 | A | 7 | 16100 | B | 7 | 2100 | A | 7 | 0.7 | E | 8 | 0.11 | F | 8 | 0.16 | F | 8 | 0 | 1 | D | 9 | 5 | C | 8
[26 empty] | 3586700% | 22:00 | 0 | 0 | 0 | 2 | 0 | 0 | 2 | 0 | 0 | 2 | 0 | 0 | 2 | 0 | 0 | 2 | 0 | 0 | 2 | 0 | 0 | 2 | 0 | 10 | E | 9 | 10 | A | 7 | 1 | A | 7 | -12.5 | E | 9 | 32 | A | 7 | 987 | E | 9 | 190 | A | 7 | 4.1 | A | 7 | 16100 | B | 7 | 2400 | A | 7 | 0.7 | E | 8 | 0.11 | F | 8 | 0.16 | F | 8 | 0 | 1 | D | 9 | 5 | C | 8
[26 empty] | 3586700% | 23:00 | 0 | 0 | 0 | 2 | 0 | 0 | 2 | 0 | 0 | 2 | 0 | 0 | 2 | 0 | 0 | 2 | 0 | 0 | 2 | 0 | 0 | 2 | 0 | 10 | B | 8 | 10 | B | 8 | 1 | B | 8 | -12.2 | E | 9 | 32 | A | 7 | 987 | E | 9 | 190 | B | 8 | 4.2 | B | 8 | 16100 | C | 8 | 2400 | B | 8 | 0.7 | E | 8 | 0.11 | F | 8 | 0.16 | F | 8 | 0 | 1 | D | 9 | 5 | C | 8
[26 empty] | 3586700% | 24:00 | 0 | 0 | 0 | 2 | 0 | 0 | 2 | 0 | 0 | 2 | 0 | 0 | 2 | 0 | 0 | 2 | 0 | 0 | 2 | 0 | 0 | 2 | 0 | 10 | B | 8 | 10 | B | 8 | 1.1 | B | 8 | -10.9 | E | 9 | 36 | A | 7 | 987 | E | 9 | 190 | B | 8 | 4.4 | B | 8 | 16100 | C | 8 | 2400 | B | 8 | 0.7 | E | 8 | 0.11 | F | 8 | 0.16 | F | 8 | 0 | 1 | D | 9 | 5 | C | 8
[26 empty] | 3586800% | 1:00 | 0 | 0 | 0 | 2 | 0 | 0 | 2 | 0 | 0 | 2 | 0 | 0 | 2 | 0 | 0 | 2 | 0 | 0 | 2 | 0 | 0 | 2 | 0 | 10 | B | 8 | 10 | B | 8 | 0.7 | B | 8 | -11.6 | E | 9 | 35 | A | 7 | 987 | E | 9 | 190 | B | 8 | 4.5 | B | 8 | 16100 | C | 8 | 2400 | B | 8 | 0.7 | E | 8 | 0.111 | F | 8 | 0.16 | F | 8 | 0 | 1 | D | 9 | 5 | C | 8
[26 empty] | 3586800% | 2:00 | 0 | 0 | 0 | 2 | 0 | 0 | 2 | 0 | 0 | 2 | 0 | 0 | 2 | 0 | 0 | 2 | 0 | 0 | 2 | 0 | 0 | 2 | 0 | 10 | B | 8 | 10 | B | 8 | 0.7 | B | 8 | -10.4 | E | 9 | 39 | A | 7 | 987 | E | 9 | 190 | B | 8 | 4.6 | B | 8 | 16100 | C | 8 | 2400 | B | 8 | 0.7 | E | 8 | 0.111 | F | 8 | 0.16 | F | 8 | 0 | 1 | D | 9 | 5 | C | 8
[26 empty] | 3586800% | 3:00 | 0 | 0 | 0 | 2 | 0 | 0 | 2 | 0 | 0 | 2 | 0 | 0 | 2 | 0 | 0 | 2 | 0 | 0 | 2 | 0 | 0 | 2 | 0 | 10 | B | 8 | 9 | B | 8 | 0.8 | B | 8 | -11.1 | E | 9 | 36 | A | 7 | 987 | E | 9 | 190 | B | 8 | 4.7 | B | 8 | 16100 | C | 8 | 2400 | B | 8 | 0.7 | E | 8 | 0.111 | F | 8 | 0.16 | F | 8 | 0 | 1 | D | 9 | 5 | C | 8
[26 empty] | 3586800% | 4:00 | 0 | 0 | 0 | 2 | 0 | 0 | 2 | 0 | 0 | 2 | 0 | 0 | 2 | 0 | 0 | 2 | 0 | 0 | 2 | 0 | 0 | 2 | 0 | 10 | B | 8 | 9 | B | 8 | 0.9 | B | 8 | -10.8 | E | 9 | 37 | A | 7 | 987 | E | 9 | 190 | B | 8 | 4.9 | B | 8 | 16100 | C | 8 | 2400 | B | 8 | 0.7 | E | 8 | 0.111 | F | 8 | 0.16 | F | 8 | 0 | 1 | D | 9 | 5 | C | 8
[26 empty] | 3586800% | 5:00 | 0 | 0 | 0 | 2 | 0 | 0 | 2 | 0 | 0 | 2 | 0 | 0 | 2 | 0 | 0 | 2 | 0 | 0 | 2 | 0 | 0 | 2 | 0 | 10 | B | 8 | 9 | B | 8 | 1 | B | 8 | -9.5 | E | 9 | 41 | A | 7 | 987 | E | 9 | 190 | B | 8 | 5 | B | 8 | 16100 | C | 8 | 2400 | B | 8 | 0.7 | E | 8 | 0.111 | F | 8 | 0.16 | F | 8 | 0 | 1 | D | 9 | 5 | C | 8
[26 empty] | 3586800% | 6:00 | 0 | 0 | 0 | 2 | 0 | 0 | 2 | 0 | 0 | 2 | 0 | 0 | 2 | 0 | 0 | 2 | 0 | 0 | 2 | 0 | 0 | 2 | 0 | 10 | E | 9 | 9 | A | 7 | 1 | A | 7 | -9.3 | E | 9 | 42 | A | 7 | 987 | E | 9 | 190 | A | 7 | 5.1 | A | 7 | 16100 | B | 7 | 2400 | A | 7 | 0.7 | E | 8 | 0.111 | F | 8 | 0.16 | F | 8 | 0 | 1 | D | 9 | 5 | C | 8
[26 empty] | 3586800% | 7:00 | 42 | 795 | 1 | 2 | 8 | 0 | 2 | 15 | 1 | 2 | 8 | 1 | 2 | 8 | 0 | 2 | 15 | 1 | 2 | 8 | 4 | 2 | 19 | 10 | E | 9 | 10 | A | 7 | 1 | A | 7 | -9 | A | 7 | 43 | A | 7 | 987 | E | 9 | 180 | A | 7 | 3.6 | A | 7 | 16100 | B | 7 | 1500 | A | 7 | 0.7 | E | 8 | 0.111 | F | 8 | 0.16 | F | 8 | 0 | 1 | D | 9 | 5 | C | 8
[26 empty] | 3586800% | 8:00 | 281 | 1383 | 64 | 2 | 8 | 0 | 2 | 15 | 64 | 2 | 8 | 72 | 2 | 8 | 0 | 2 | 15 | 72 | 2 | 8 | 228 | 2 | 19 | 10 | E | 9 | 10 | A | 7 | 2 | A | 7 | -9 | A | 7 | 40 | A | 7 | 987 | E | 9 | 200 | A | 7 | 4.1 | A | 7 | 16100 | B | 7 | 1500 | A | 7 | 0.7 | E | 8 | 0.111 | F | 8 | 0.16 | F | 8 | 0 | 1 | D | 9 | 5 | C | 8
[26 empty] | 3586800% | 9:00 | 532 | 1383 | 134 | 2 | 8 | 0 | 2 | 15 | 134 | 2 | 8 | 152 | 2 | 8 | 0 | 2 | 15 | 152 | 2 | 8 | 519 | 2 | 19 | 10 | E | 9 | 9 | A | 7 | 3 | A | 7 | -8 | A | 7 | 41 | A | 7 | 987 | E | 9 | 200 | A | 7 | 4.1 | A | 7 | 16100 | B | 7 | 1800 | A | 7 | 0.7 | E | 8 | 0.111 | F | 8 | 0.16 | F | 8 | 0 | 1 | D | 9 | 5 | C | 8
[26 empty] | 3586800% | 10:00 | 744 | 1383 | 537 | 2 | 8 | 532 | 2 | 15 | 250 | 2 | 8 | 550 | 2 | 8 | 535 | 2 | 15 | 261 | 2 | 8 | 569 | 2 | 19 | 10 | E | 9 | 9 | A | 7 | 6 | A | 7 | -7 | A | 7 | 36 | A | 7 | 987 | E | 9 | 270 | A | 7 | 5.1 | A | 7 | 16100 | B | 7 | 1800 | A | 7 | 0.7 | E | 8 | 0.111 | F | 8 | 0.16 | F | 8 | 0 | 1 | D | 9 | 5 | C | 8
[26 empty] | 3586800% | 11:00 | 903 | 1383 | 107 | 2 | 8 | 0 | 2 | 15 | 107 | 2 | 8 | 132 | 2 | 8 | 0 | 2 | 15 | 132 | 2 | 8 | 542 | 2 | 19 | 10 | E | 9 | 10 | A | 7 | 6 | A | 7 | 0 | A | 7 | 65 | A | 7 | 987 | E | 9 | 310 | A | 7 | 5.1 | A | 7 | 11300 | B | 7 | 1230 | A | 7 | 0.7 | E | 8 | 0.111 | F | 8 | 0.16 | F | 8 | 0 | 1 | D | 9 | 5 | C | 8
[26 empty] | 3586800% | 12:00 | 998 | 1383 | 693 | 2 | 8 | 464 | 2 | 15 | 357 | 2 | 8 | 743 | 2 | 8 | 499 | 2 | 15 | 382 | 2 | 8 | 1091 | 2 | 19 | 10 | E | 9 | 9 | A | 7 | 6 | A | 7 | -6 | A | 7 | 39 | A | 7 | 987 | E | 9 | 330 | A | 7 | 10.3 | A | 7 | 16100 | B | 7 | 1800 | A | 7 | 0.7 | E | 8 | 0.111 | F | 8 | 0.16 | F | 8 | 0 | 1 | D | 9 | 5 | C | 8
[26 empty] | 3586800% | 13:00 | 1022 | 1383 | 755 | 2 | 8 | 750 | 2 | 15 | 200 | 2 | 8 | 795 | 2 | 8 | 759 | 2 | 15 | 232 | 2 | 8 | 602 | 2 | 19 | 10 | E | 9 | 9 | A | 7 | 7 | A | 7 | -6 | A | 7 | 37 | A | 7 | 987 | E | 9 | 300 | A | 7 | 12.9 | A | 7 | 16100 | B | 7 | 1800 | A | 7 | 0.7 | E | 8 | 0.111 | F | 8 | 0.16 | F | 8 | 0 | 1 | D | 9 | 5 | C | 8
[26 empty] | 3586800% | 14:00 | 975 | 1383 | 739 | 2 | 8 | 830 | 2 | 15 | 152 | 2 | 8 | 762 | 2 | 8 | 827 | 2 | 15 | 178 | 2 | 8 | 380 | 2 | 19 | 7 | E | 9 | 5 | A | 7 | 7 | A | 7 | -8 | A | 7 | 31 | A | 7 | 987 | E | 9 | 290 | A | 7 | 10.3 | A | 7 | 16100 | B | 7 | 77777 | A | 7 | 0.7 | E | 8 | 0.111 | F | 8 | 0.16 | F | 8 | 0 | 1 | D | 9 | 5 | C | 8
[26 empty] | 3586800% | 15:00 | 858 | 1383 | 622 | 2 | 8 | 796 | 2 | 15 | 127 | 2 | 8 | 643 | 2 | 8 | 789 | 2 | 15 | 152 | 2 | 8 | 283 | 2 | 19 | 8 | E | 9 | 5 | A | 7 | 8 | A | 7 | -9 | A | 7 | 26 | A | 7 | 987 | E | 9 | 290 | A | 7 | 10.3 | A | 7 | 16100 | B | 7 | 77777 | A | 7 | 0.7 | E | 8 | 0.111 | F | 8 | 0.16 | F | 8 | 0 | 1 | D | 9 | 5 | C | 8
[26 empty] | 3586800% | 16:00 | 681 | 1383 | 477 | 2 | 8 | 752 | 2 | 15 | 105 | 2 | 8 | 503 | 2 | 8 | 743 | 2 | 15 | 136 | 2 | 8 | 225 | 2 | 19 | 7 | E | 9 | 5 | A | 7 | 7 | A | 7 | -10 | A | 7 | 26 | A | 7 | 987 | E | 9 | 330 | A | 7 | 6.2 | A | 7 | 16100 | B | 7 | 77777 | A | 7 | 0.7 | E | 8 | 0.111 | F | 8 | 0.16 | F | 8 | 0 | 1 | D | 9 | 5 | C | 8
[26 empty] | 3586800% | 17:00 | 455 | 1383 | 288 | 2 | 8 | 629 | 2 | 15 | 80 | 2 | 8 | 298 | 2 | 8 | 569 | 2 | 15 | 110 | 2 | 8 | 151 | 2 | 19 | 8 | E | 9 | 5 | A | 7 | 6 | A | 7 | -10 | A | 7 | 28 | A | 7 | 987 | E | 9 | 320 | A | 7 | 5.1 | A | 7 | 16100 | C | 8 | 77777 | A | 7 | 0.7 | E | 8 | 0.111 | F | 8 | 0.16 | F | 8 | 0 | 1 | D | 9 | 5 | C | 8
[26 empty] | 3586800% | 18:00 | 197 | 1383 | 95 | 2 | 8 | 355 | 2 | 15 | 44 | 2 | 8 | 95 | 2 | 8 | 231 | 2 | 15 | 62 | 2 | 8 | 76 | 2 | 19 | 4 | E | 9 | 2 | A | 7 | 4 | A | 7 | -10 | A | 7 | 32 | A | 7 | 987 | E | 9 | 310 | A | 7 | 6.2 | A | 7 | 16100 | B | 7 | 77777 | A | 7 | 0.7 | E | 8 | 0.111 | F | 8 | 0.16 | F | 8 | 0 | 1 | D | 9 | 5 | C | 8
[26 empty] | 3586800% | 19:00 | 8 | 357 | 0 | 2 | 8 | 0 | 2 | 15 | 0 | 2 | 8 | 0 | 2 | 8 | 0 | 2 | 15 | 0 | 2 | 8 | 0 | 2 | 19 | 4 | E | 9 | 3 | A | 7 | 3 | A | 7 | -10 | A | 7 | 34 | A | 7 | 987 | E | 9 | 340 | A | 7 | 2.6 | A | 7 | 16100 | B | 7 | 77777 | A | 7 | 0.7 | E | 8 | 0.111 | F | 8 | 0.16 | F | 8 | 0 | 1 | D | 9 | 5 | C | 8
[26 empty] | 3586800% | 20:00 | 0 | 0 | 0 | 2 | 0 | 0 | 2 | 0 | 0 | 2 | 0 | 0 | 2 | 0 | 0 | 2 | 0 | 0 | 2 | 0 | 0 | 2 | 0 | 4 | E | 9 | 2 | A | 7 | 2 | A | 7 | -10 | A | 7 | 37 | A | 7 | 987 | E | 9 | 310 | A | 7 | 5.1 | A | 7 | 16100 | B | 7 | 77777 | A | 7 | 0.7 | E | 8 | 0.111 | F | 8 | 0.16 | F | 8 | 0 | 1 | D | 9 | 5 | C | 8
[26 empty] | 3586800% | 21:00 | 0 | 0 | 0 | 2 | 0 | 0 | 2 | 0 | 0 | 2 | 0 | 0 | 2 | 0 | 0 | 2 | 0 | 0 | 2 | 0 | 0 | 2 | 0 | 4 | B | 8 | 2 | B | 8 | 0.6 | B | 8 | -9.9 | E | 9 | 41 | A | 7 | 987 | E | 9 | 340 | B | 8 | 5.5 | B | 8 | 16100 | C | 8 | 77777 | B | 8 | 0.7 | E | 8 | 0.111 | F | 8 | 0.16 | F | 8 | 0 | 1 | D | 9 | 5 | C | 8
[26 empty] | 3586800% | 22:00 | 0 | 0 | 0 | 2 | 0 | 0 | 2 | 0 | 0 | 2 | 0 | 0 | 2 | 0 | 0 | 2 | 0 | 0 | 2 | 0 | 0 | 2 | 0 | 5 | B | 8 | 2 | B | 8 | 0.8 | B | 8 | -9.8 | E | 9 | 41 | A | 7 | 987 | E | 9 | 360 | B | 8 | 4.9 | B | 8 | 16100 | C | 8 | 77777 | B | 8 | 0.7 | E | 8 | 0.111 | F | 8 | 0.16 | F | 8 | 0 | 1 | D | 9 | 5 | C | 8
[26 empty] | 3586800% | 23:00 | 0 | 0 | 0 | 2 | 0 | 0 | 2 | 0 | 0 | 2 | 0 | 0 | 2 | 0 | 0 | 2 | 0 | 0 | 2 | 0 | 0 | 2 | 0 | 5 | B | 8 | 2 | B | 8 | 0.4 | B | 8 | -9.7 | E | 9 | 42 | A | 7 | 987 | E | 9 | 200 | B | 8 | 4.8 | B | 8 | 16100 | C | 8 | 77777 | B | 8 | 0.7 | E | 8 | 0.111 | F | 8 | 0.16 | F | 8 | 0 | 1 | D | 9 | 5 | C | 8
[26 empty] | 3586800% | 24:00 | 0 | 0 | 0 | 2 | 0 | 0 | 2 | 0 | 0 | 2 | 0 | 0 | 2 | 0 | 0 | 2 | 0 | 0 | 2 | 0 | 0 | 2 | 0 | 5 | B | 8 | 2 | B | 8 | 0 | B | 8 | -9.6 | E | 9 | 44 | A | 7 | 987 | E | 9 | 220 | B | 8 | 4.8 | B | 8 | 16100 | C | 8 | 77777 | B | 8 | 0.6 | E | 8 | 0.111 | F | 8 | 0.16 | F | 8 | 0 | 1 | D | 9 | 5 | C | 8
[26 empty] | 3586900% | 1:00 | 0 | 0 | 0 | 2 | 0 | 0 | 2 | 0 | 0 | 2 | 0 | 0 | 2 | 0 | 0 | 2 | 0 | 0 | 2 | 0 | 0 | 2 | 0 | 5 | B | 8 | 2 | B | 8 | -0.8 | B | 8 | -9.5 | E | 9 | 47 | A | 7 | 987 | E | 9 | 240 | B | 8 | 4.8 | B | 8 | 16100 | C | 8 | 77777 | B | 8 | 0.6 | E | 8 | 0.112 | F | 8 | 0.16 | F | 8 | 0 | 1 | D | 9 | 5 | C | 8
[26 empty] | 3586900% | 2:00 | 0 | 0 | 0 | 2 | 0 | 0 | 2 | 0 | 0 | 2 | 0 | 0 | 2 | 0 | 0 | 2 | 0 | 0 | 2 | 0 | 0 | 2 | 0 | 5 | B | 8 | 2 | B | 8 | -1.2 | B | 8 | -8.5 | E | 9 | 54 | A | 7 | 987 | E | 9 | 260 | B | 8 | 4.7 | B | 8 | 16100 | C | 8 | 77777 | B | 8 | 0.6 | E | 8 | 0.112 | F | 8 | 0.16 | F | 8 | 0 | 1 | D | 9 | 5 | C | 8
[26 empty] | 3586900% | 3:00 | 0 | 0 | 0 | 2 | 0 | 0 | 2 | 0 | 0 | 2 | 0 | 0 | 2 | 0 | 0 | 2 | 0 | 0 | 2 | 0 | 0 | 2 | 0 | 6 | B | 8 | 2 | B | 8 | -1.5 | B | 8 | -9.4 | E | 9 | 51 | A | 7 | 987 | E | 9 | 280 | B | 8 | 4.6 | B | 8 | 16100 | C | 8 | 21926 | B | 8 | 0.6 | E | 8 | 0.112 | F | 8 | 0.16 | F | 8 | 0 | 1 | D | 9 | 5 | C | 8
[26 empty] | 3586900% | 4:00 | 0 | 0 | 0 | 2 | 0 | 0 | 2 | 0 | 0 | 2 | 0 | 0 | 2 | 0 | 0 | 2 | 0 | 0 | 2 | 0 | 0 | 2 | 0 | 6 | B | 8 | 2 | B | 8 | -1.9 | B | 8 | -9.3 | E | 9 | 53 | A | 7 | 987 | E | 9 | 300 | B | 8 | 4.6 | B | 8 | 16100 | C | 8 | 21826 | B | 8 | 0.6 | E | 8 | 0.112 | F | 8 | 0.16 | F | 8 | 0 | 1 | D | 9 | 5 | C | 8
[26 empty] | 3586900% | 5:00 | 0 | 0 | 0 | 2 | 0 | 0 | 2 | 0 | 0 | 2 | 0 | 0 | 2 | 0 | 0 | 2 | 0 | 0 | 2 | 0 | 0 | 2 | 0 | 6 | B | 8 | 2 | B | 8 | -2.2 | B | 8 | -9.2 | E | 9 | 55 | A | 7 | 987 | E | 9 | 320 | B | 8 | 4.6 | B | 8 | 16100 | C | 8 | 21727 | B | 8 | 0.6 | E | 8 | 0.112 | F | 8 | 0.16 | F | 8 | 0 | 1 | D | 9 | 5 | C | 8
[26 empty] | 3586900% | 6:00 | 0 | 0 | 0 | 2 | 0 | 0 | 2 | 0 | 0 | 2 | 0 | 0 | 2 | 0 | 0 | 2 | 0 | 0 | 2 | 0 | 0 | 2 | 0 | 6 | B | 8 | 2 | B | 8 | -2.6 | B | 8 | -9.1 | E | 9 | 57 | A | 7 | 987 | E | 9 | 340 | B | 8 | 4.5 | B | 8 | 16100 | C | 8 | 21627 | B | 8 | 0.6 | E | 8 | 0.112 | F | 8 | 0.16 | F | 8 | 0 | 1 | D | 9 | 5 | C | 8
[26 empty] | 3586900% | 7:00 | 46 | 818 | 3 | 2 | 8 | 93 | 2 | 15 | 2 | 2 | 8 | 8 | 2 | 8 | 54 | 2 | 15 | 5 | 2 | 8 | 8 | 2 | 19 | 6 | E | 9 | 2 | A | 7 | -3 | A | 7 | -9 | A | 7 | 60 | A | 7 | 987 | E | 9 | 340 | A | 7 | 2.6 | A | 7 | 16100 | B | 7 | 77777 | A | 7 | 0.6 | E | 8 | 0.112 | F | 8 | 0.16 | F | 8 | 0 | 1 | D | 9 | 5 | C | 8
[26 empty] | 3586900% | 8:00 | 289 | 1383 | 171 | 2 | 8 | 409 | 2 | 15 | 85 | 2 | 8 | 174 | 2 | 8 | 312 | 2 | 15 | 108 | 2 | 8 | 159 | 2 | 19 | 6 | E | 9 | 3 | A | 7 | -0.5 | B | 8 | -8.2 | B | 8 | 52 | A | 7 | 987 | E | 9 | 330 | A | 7 | 4.1 | A | 7 | 16100 | B | 7 | 77777 | A | 7 | 0.6 | E | 8 | 0.112 | F | 8 | 0.16 | F | 8 | 0 | 1 | D | 9 | 5 | C | 8
[26 empty] | 3586900% | 9:00 | 539 | 1383 | 367 | 2 | 8 | 677 | 2 | 15 | 102 | 2 | 8 | 379 | 2 | 8 | 636 | 2 | 15 | 130 | 2 | 8 | 196 | 2 | 19 | 10 | E | 9 | 9 | A | 7 | 2 | A | 7 | -8 | A | 7 | 44 | A | 7 | 987 | E | 9 | 290 | A | 7 | 6.2 | A | 7 | 16100 | B | 7 | 1410 | A | 7 | 0.6 | E | 8 | 0.112 | F | 8 | 0.16 | F | 8 | 0 | 1 | D | 9 | 5 | C | 8
[26 empty] | 3586900% | 10:00 | 751 | 1383 | 530 | 2 | 8 | 728 | 2 | 15 | 133 | 2 | 8 | 555 | 2 | 8 | 724 | 2 | 15 | 161 | 2 | 8 | 293 | 2 | 19 | 10 | E | 9 | 9 | A | 7 | 2 | A | 7 | -9 | A | 7 | 40 | A | 7 | 987 | E | 9 | 300 | A | 7 | 5.1 | A | 7 | 16100 | B | 7 | 1260 | A | 7 | 0.6 | E | 8 | 0.112 | F | 8 | 0.16 | F | 8 | 0 | 1 | D | 9 | 5 | C | 8
[26 empty] | 3586900% | 11:00 | 909 | 1383 | 654 | 2 | 8 | 757 | 2 | 15 | 155 | 2 | 8 | 692 | 2 | 8 | 767 | 2 | 15 | 186 | 2 | 8 | 402 | 2 | 19 | 10 | E | 9 | 9 | A | 7 | 2 | A | 7 | -8 | A | 7 | 44 | A | 7 | 987 | E | 9 | 310 | A | 7 | 5.1 | A | 7 | 16100 | B | 7 | 1380 | A | 7 | 0.6 | E | 8 | 0.112 | F | 8 | 0.16 | F | 8 | 0 | 1 | D | 9 | 5 | C | 8
[26 empty] | 3586900% | 12:00 | 1004 | 1383 | 729 | 2 | 8 | 765 | 2 | 15 | 172 | 2 | 8 | 774 | 2 | 8 | 779 | 2 | 15 | 207 | 2 | 8 | 511 | 2 | 19 | 10 | E | 9 | 9 | A | 7 | 4 | A | 7 | -8 | A | 7 | 38 | A | 7 | 987 | E | 9 | 310 | A | 7 | 5.1 | A | 7 | 16100 | B | 7 | 1320 | A | 7 | 0.7 | E | 8 | 0.112 | F | 8 | 0.16 | F | 8 | 0 | 1 | D | 9 | 5 | C | 8
[26 empty] | 3586900% | 13:00 | 1028 | 1383 | 755 | 2 | 8 | 768 | 2 | 15 | 183 | 2 | 8 | 801 | 2 | 8 | 781 | 2 | 15 | 218 | 2 | 8 | 563 | 2 | 19 | 10 | E | 9 | 9 | A | 7 | 4 | A | 7 | -8 | A | 7 | 38 | A | 7 | 987 | E | 9 | 290 | A | 7 | 6.2 | A | 7 | 16100 | B | 7 | 1440 | A | 7 | 0.7 | E | 8 | 0.112 | F | 8 | 0.16 | F | 8 | 0 | 1 | D | 9 | 5 | C | 8
[26 empty] | 3586900% | 14:00 | 980 | 1383 | 680 | 2 | 8 | 597 | 2 | 15 | 255 | 2 | 8 | 723 | 2 | 8 | 619 | 2 | 15 | 283 | 2 | 8 | 731 | 2 | 19 | 10 | E | 9 | 9 | A | 7 | 5 | A | 7 | -8 | A | 7 | 36 | A | 7 | 987 | E | 9 | 310 | A | 7 | 7.2 | A | 7 | 16100 | B | 7 | 1500 | A | 7 | 0.7 | E | 8 | 0.112 | F | 8 | 0.16 | F | 8 | 0 | 1 | D | 9 | 5 | C | 8
[26 empty] | 3586900% | 15:00 | 863 | 1383 | 491 | 2 | 8 | 339 | 2 | 15 | 279 | 2 | 8 | 527 | 2 | 8 | 361 | 2 | 15 | 301 | 2 | 8 | 725 | 2 | 19 | 10 | E | 9 | 9 | A | 7 | 4 | A | 7 | -8 | A | 7 | 38 | A | 7 | 987 | E | 9 | 340 | A | 7 | 6.2 | A | 7 | 11300 | B | 7 | 1200 | A | 7 | 0.7 | E | 8 | 0.112 | F | 8 | 0.16 | F | 8 | 0 | 1 | D | 9 | 5 | C | 8
[26 empty] | 3586900% | 16:00 | 686 | 1383 | 367 | 2 | 8 | 312 | 2 | 15 | 212 | 2 | 8 | 391 | 2 | 8 | 323 | 2 | 15 | 231 | 2 | 8 | 482 | 2 | 19 | 10 | E | 9 | 9 | A | 7 | 2 | A | 7 | -9 | A | 7 | 40 | A | 7 | 987 | E | 9 | 340 | A | 7 | 5.1 | A | 7 | 11300 | B | 7 | 1500 | A | 7 | 0.7 | E | 8 | 0.112 | F | 8 | 0.16 | F | 8 | 0 | 1 | D | 9 | 5 | C | 8
[26 empty] | 3586900% | 17:00 | 460 | 1383 | 228 | 2 | 8 | 252 | 2 | 15 | 144 | 2 | 8 | 240 | 2 | 8 | 235 | 2 | 15 | 161 | 2 | 8 | 299 | 2 | 19 | 10 | E | 9 | 9 | A | 7 | 4 | A | 7 | -10 | A | 7 | 32 | A | 7 | 987 | E | 9 | 360 | A | 7 | 5.1 | A | 7 | 16100 | B | 7 | 1500 | A | 7 | 0.7 | E | 8 | 0.112 | F | 8 | 0.16 | F | 8 | 0 | 1 | D | 9 | 5 | C | 8
[26 empty] | 3586900% | 18:00 | 202 | 1383 | 96 | 2 | 8 | 260 | 2 | 15 | 58 | 2 | 8 | 98 | 2 | 8 | 165 | 2 | 15 | 74 | 2 | 8 | 107 | 2 | 19 | 10 | E | 9 | 9 | A | 7 | 3 | A | 7 | -10 | A | 7 | 34 | A | 7 | 987 | E | 9 | 320 | A | 7 | 3.1 | A | 7 | 10000 | B | 7 | 1500 | A | 7 | 0.7 | E | 8 | 0.112 | F | 8 | 0.16 | F | 8 | 0 | 1 | D | 9 | 5 | C | 8
[26 empty] | 3586900% | 19:00 | 9 | 380 | 0 | 2 | 8 | 0 | 2 | 15 | 0 | 2 | 8 | 0 | 2 | 8 | 0 | 2 | 15 | 0 | 2 | 8 | 0 | 2 | 19 | 5 | B | 8 | 5 | B | 8 | 1.7 | B | 8 | -9.1 | B | 8 | 41 | A | 7 | 987 | E | 9 | 340 | B | 8 | 2.9 | B | 8 | 13050 | C | 8 | 11750 | B | 8 | 0.7 | E | 8 | 0.112 | F | 8 | 0.16 | F | 8 | 0 | 1 | D | 9 | 5 | C | 8
[26 empty] | 3586900% | 20:00 | 0 | 0 | 0 | 2 | 0 | 0 | 2 | 0 | 0 | 2 | 0 | 0 | 2 | 0 | 0 | 2 | 0 | 0 | 2 | 0 | 0 | 2 | 0 | 0 | E | 9 | 0 | E | 9 | 1 | A | 7 | -8 | A | 7 | 47 | A | 7 | 987 | E | 9 | 350 | A | 7 | 2.6 | A | 7 | 16100 | B | 7 | 77777 | A | 7 | 0.7 | E | 8 | 0.112 | F | 8 | 0.16 | F | 8 | 0 | 1 | D | 9 | 5 | C | 8
[26 empty] | 3586900% | 21:00 | 0 | 0 | 0 | 2 | 0 | 0 | 2 | 0 | 0 | 2 | 0 | 0 | 2 | 0 | 0 | 2 | 0 | 0 | 2 | 0 | 0 | 2 | 0 | 0 | E | 9 | 0 | E | 9 | -1 | A | 7 | -7.9 | E | 9 | 56 | A | 7 | 987 | E | 9 | 360 | A | 7 | 2.1 | A | 7 | 16100 | B | 7 | 77777 | A | 7 | 0.7 | E | 8 | 0.112 | F | 8 | 0.16 | F | 8 | 0 | 1 | D | 9 | 5 | C | 8
[26 empty] | 3586900% | 22:00 | 0 | 0 | 0 | 2 | 0 | 0 | 2 | 0 | 0 | 2 | 0 | 0 | 2 | 0 | 0 | 2 | 0 | 0 | 2 | 0 | 0 | 2 | 0 | 1 | B | 8 | 1 | B | 8 | -1 | B | 8 | -7.8 | E | 9 | 56 | A | 7 | 987 | E | 9 | 360 | B | 8 | 2.1 | B | 8 | 16100 | C | 8 | 19856 | B | 8 | 0.7 | E | 8 | 0.112 | F | 8 | 0.16 | F | 8 | 0 | 1 | D | 9 | 5 | C | 8
[26 empty] | 3586900% | 23:00 | 0 | 0 | 0 | 2 | 0 | 0 | 2 | 0 | 0 | 2 | 0 | 0 | 2 | 0 | 0 | 2 | 0 | 0 | 2 | 0 | 0 | 2 | 0 | 2 | B | 8 | 2 | B | 8 | -1.1 | B | 8 | -7.7 | E | 9 | 57 | A | 7 | 987 | E | 9 | 10 | B | 8 | 2.1 | B | 8 | 16100 | C | 8 | 17711 | B | 8 | 0.7 | E | 8 | 0.112 | F | 8 | 0.16 | F | 8 | 0 | 1 | D | 9 | 5 | C | 8
[26 empty] | 3586900% | 24:00 | 0 | 0 | 0 | 2 | 0 | 0 | 2 | 0 | 0 | 2 | 0 | 0 | 2 | 0 | 0 | 2 | 0 | 0 | 2 | 0 | 0 | 2 | 0 | 3 | B | 8 | 3 | B | 8 | -1.2 | B | 8 | -3.2 | E | 9 | 85 | A | 7 | 987 | E | 9 | 10 | B | 8 | 2.1 | B | 8 | 16100 | C | 8 | 15567 | B | 8 | 0.7 | E | 8 | 0.112 | F | 8 | 0.16 | F | 8 | 0 | 1 | D | 9 | 5 | C | 8
[26 empty] | 3587000% | 1:00 | 0 | 0 | 0 | 2 | 0 | 0 | 2 | 0 | 0 | 2 | 0 | 0 | 2 | 0 | 0 | 2 | 0 | 0 | 2 | 0 | 0 | 2 | 0 | 5 | B | 8 | 4 | B | 8 | -1.7 | B | 8 | -4.5 | E | 9 | 79 | A | 7 | 987 | E | 9 | 10 | B | 8 | 2.1 | B | 8 | 16100 | C | 8 | 13422 | B | 8 | 0.8 | E | 8 | 0.113 | F | 8 | 0.16 | F | 8 | 0 | 1 | D | 9 | 5 | C | 8
[26 empty] | 3587000% | 2:00 | 0 | 0 | 0 | 2 | 0 | 0 | 2 | 0 | 0 | 2 | 0 | 0 | 2 | 0 | 0 | 2 | 0 | 0 | 2 | 0 | 0 | 2 | 0 | 6 | B | 8 | 6 | B | 8 | -1.8 | B | 8 | -3.4 | E | 9 | 87 | A | 7 | 987 | E | 9 | 20 | B | 8 | 2.1 | B | 8 | 16100 | C | 8 | 11278 | B | 8 | 0.8 | E | 8 | 0.113 | F | 8 | 0.16 | F | 8 | 0 | 1 | D | 9 | 5 | C | 8
[26 empty] | 3587000% | 3:00 | 0 | 0 | 0 | 2 | 0 | 0 | 2 | 0 | 0 | 2 | 0 | 0 | 2 | 0 | 0 | 2 | 0 | 0 | 2 | 0 | 0 | 2 | 0 | 7 | B | 8 | 7 | B | 8 | -1.8 | B | 8 | -4.3 | E | 9 | 81 | A | 7 | 987 | E | 9 | 20 | B | 8 | 2.1 | B | 8 | 16100 | C | 8 | 9133 | B | 8 | 0.8 | E | 8 | 0.113 | F | 8 | 0.16 | F | 8 | 0 | 1 | D | 9 | 5 | C | 8
[26 empty] | 3587000% | 4:00 | 0 | 0 | 0 | 2 | 0 | 0 | 2 | 0 | 0 | 2 | 0 | 0 | 2 | 0 | 0 | 2 | 0 | 0 | 2 | 0 | 0 | 2 | 0 | 8 | B | 8 | 8 | B | 8 | -1.9 | B | 8 | -3.2 | E | 9 | 90 | A | 7 | 987 | E | 9 | 20 | B | 8 | 2.1 | B | 8 | 16100 | C | 8 | 6989 | B | 8 | 0.8 | E | 8 | 0.113 | F | 8 | 0.16 | F | 8 | 0 | 1 | D | 9 | 5 | C | 8
[26 empty] | 3587000% | 5:00 | 0 | 0 | 0 | 2 | 0 | 0 | 2 | 0 | 0 | 2 | 0 | 0 | 2 | 0 | 0 | 2 | 0 | 0 | 2 | 0 | 0 | 2 | 0 | 9 | B | 8 | 9 | B | 8 | -1.9 | B | 8 | -8.2 | E | 9 | 58 | A | 7 | 987 | E | 9 | 30 | B | 8 | 2.1 | B | 8 | 16100 | C | 8 | 4844 | B | 8 | 0.8 | E | 8 | 0.113 | F | 8 | 0.16 | F | 8 | 0 | 1 | D | 9 | 5 | C | 8
[26 empty] | 3587000% | 6:00 | 0 | 0 | 0 | 2 | 0 | 0 | 2 | 0 | 0 | 2 | 0 | 0 | 2 | 0 | 0 | 2 | 0 | 0 | 2 | 0 | 0 | 2 | 0 | 10 | E | 9 | 10 | A | 7 | -2 | A | 7 | -7 | E | 9 | 65 | A | 7 | 987 | E | 9 | 30 | A | 7 | 2.1 | A | 7 | 16100 | B | 7 | 2700 | A | 7 | 0.8 | E | 8 | 0.113 | F | 8 | 0.16 | F | 8 | 0 | 1 | D | 9 | 5 | C | 8
[26 empty] | 3587000% | 7:00 | 50 | 864 | 5 | 2 | 8 | 107 | 2 | 15 | 2 | 2 | 8 | 10 | 2 | 8 | 63 | 2 | 15 | 6 | 2 | 8 | 8 | 2 | 19 | 10 | E | 9 | 10 | A | 7 | -2 | A | 7 | -7 | A | 7 | 65 | A | 7 | 987 | E | 9 | 0 | A | 7 | 0 | A | 7 | 16100 | B | 7 | 2400 | A | 7 | 0.8 | E | 8 | 0.113 | F | 8 | 0.16 | F | 8 | 0 | 1 | D | 9 | 5 | C | 8
[26 empty] | 3587000% | 8:00 | 296 | 1382 | 178 | 2 | 8 | 428 | 2 | 15 | 86 | 2 | 8 | 181 | 2 | 8 | 330 | 2 | 15 | 110 | 2 | 8 | 161 | 2 | 19 | 8 | B | 8 | 8 | B | 8 | -0.5 | B | 8 | -6.7 | B | 8 | 59 | A | 7 | 987 | E | 9 | 30 | B | 8 | 1.8 | B | 8 | 16100 | C | 8 | 12200 | B | 8 | 0.8 | E | 8 | 0.113 | F | 8 | 0.16 | F | 8 | 0 | 1 | D | 9 | 5 | C | 8
[26 empty] | 3587000% | 9:00 | 546 | 1382 | 366 | 2 | 8 | 645 | 2 | 15 | 110 | 2 | 8 | 376 | 2 | 8 | 605 | 2 | 15 | 136 | 2 | 8 | 210 | 2 | 19 | 5 | E | 9 | 5 | A | 7 | 1 | A | 7 | -7 | A | 7 | 51 | A | 7 | 987 | E | 9 | 60 | A | 7 | 3.6 | A | 7 | 16100 | B | 7 | 77777 | A | 7 | 0.8 | E | 8 | 0.113 | F | 8 | 0.16 | F | 8 | 0 | 1 | D | 9 | 5 | C | 8
[26 empty] | 3587000% | 10:00 | 757 | 1382 | 536 | 2 | 8 | 734 | 2 | 15 | 132 | 2 | 8 | 562 | 2 | 8 | 731 | 2 | 15 | 160 | 2 | 8 | 293 | 2 | 19 | 5 | E | 9 | 5 | A | 7 | 2 | A | 7 | -8 | A | 7 | 44 | A | 7 | 987 | E | 9 | 90 | A | 7 | 4.1 | A | 7 | 16100 | B | 7 | 77777 | A | 7 | 0.9 | E | 8 | 0.113 | F | 8 | 0.16 | F | 8 | 0 | 1 | D | 9 | 5 | C | 8
[26 empty] | 3587000% | 11:00 | 916 | 1382 | 673 | 2 | 8 | 799 | 2 | 15 | 142 | 2 | 8 | 717 | 2 | 8 | 813 | 2 | 15 | 177 | 2 | 8 | 376 | 2 | 19 | 5 | E | 9 | 5 | A | 7 | 2 | A | 7 | -8 | A | 7 | 44 | A | 7 | 987 | E | 9 | 50 | A | 7 | 2.1 | A | 7 | 16100 | B | 7 | 77777 | A | 7 | 0.9 | E | 8 | 0.113 | F | 8 | 0.16 | F | 8 | 0 | 1 | D | 9 | 5 | C | 8
[26 empty] | 3587000% | 12:00 | 1010 | 1382 | 754 | 2 | 8 | 801 | 2 | 15 | 166 | 2 | 8 | 802 | 2 | 8 | 817 | 2 | 15 | 203 | 2 | 8 | 500 | 2 | 19 | 5 | E | 9 | 5 | A | 7 | 3 | A | 7 | -8 | A | 7 | 41 | A | 7 | 987 | E | 9 | 350 | A | 7 | 2.1 | A | 7 | 16100 | B | 7 | 77777 | A | 7 | 0.9 | E | 8 | 0.113 | F | 8 | 0.16 | F | 8 | 0 | 1 | D | 9 | 5 | C | 8
[26 empty] | 3587000% | 13:00 | 1034 | 1382 | 731 | 2 | 8 | 654 | 2 | 15 | 241 | 2 | 8 | 760 | 2 | 8 | 656 | 2 | 15 | 268 | 2 | 8 | 725 | 2 | 19 | 9 | E | 9 | 9 | A | 7 | 6 | A | 7 | -8 | A | 7 | 33 | A | 7 | 987 | E | 9 | 0 | A | 7 | 0 | A | 7 | 16100 | B | 7 | 1350 | A | 7 | 0.9 | E | 8 | 0.113 | F | 8 | 0.16 | F | 8 | 0 | 1 | D | 9 | 5 | C | 8
[26 empty] | 3587000% | 14:00 | 986 | 1382 | 750 | 2 | 8 | 801 | 2 | 15 | 178 | 2 | 8 | 793 | 2 | 8 | 813 | 2 | 15 | 212 | 2 | 8 | 511 | 2 | 19 | 9 | E | 9 | 9 | A | 7 | 6 | A | 7 | -8 | A | 7 | 33 | A | 7 | 987 | E | 9 | 0 | A | 7 | 0 | A | 7 | 16100 | B | 7 | 1800 | A | 7 | 0.9 | E | 8 | 0.113 | F | 8 | 0.16 | F | 8 | 0 | 1 | D | 9 | 5 | C | 8
[26 empty] | 3587000% | 15:00 | 869 | 1382 | 639 | 2 | 8 | 790 | 2 | 15 | 141 | 2 | 8 | 677 | 2 | 8 | 799 | 2 | 15 | 173 | 2 | 8 | 352 | 2 | 19 | 5 | E | 9 | 5 | A | 7 | 7 | A | 7 | -9 | A | 7 | 28 | A | 7 | 987 | E | 9 | 0 | A | 7 | 0 | A | 7 | 16100 | B | 7 | 77777 | A | 7 | 0.9 | E | 8 | 0.113 | F | 8 | 0.16 | F | 8 | 0 | 1 | D | 9 | 5 | C | 8
[26 empty] | 3587000% | 16:00 | 691 | 1382 | 477 | 2 | 8 | 729 | 2 | 15 | 112 | 2 | 8 | 502 | 2 | 8 | 720 | 2 | 15 | 141 | 2 | 8 | 240 | 2 | 19 | 5 | E | 9 | 5 | A | 7 | 7 | A | 7 | -9 | A | 7 | 28 | A | 7 | 987 | E | 9 | 0 | A | 7 | 0 | A | 7 | 16100 | B | 7 | 77777 | A | 7 | 1 | E | 8 | 0.113 | F | 8 | 0.16 | F | 8 | 0 | 1 | D | 9 | 5 | C | 8
[26 empty] | 3587000% | 17:00 | 464 | 1382 | 294 | 2 | 8 | 624 | 2 | 15 | 84 | 2 | 8 | 304 | 2 | 8 | 567 | 2 | 15 | 113 | 2 | 8 | 159 | 2 | 19 | 5 | E | 9 | 5 | A | 7 | 6 | A | 7 | -10 | A | 7 | 28 | A | 7 | 987 | E | 9 | 0 | A | 7 | 0 | A | 7 | 16100 | B | 7 | 77777 | A | 7 | 1 | E | 8 | 0.113 | F | 8 | 0.16 | F | 8 | 0 | 1 | D | 9 | 5 | C | 8
[26 empty] | 3587000% | 18:00 | 206 | 1382 | 100 | 2 | 8 | 368 | 2 | 15 | 45 | 2 | 8 | 101 | 2 | 8 | 246 | 2 | 15 | 64 | 2 | 8 | 78 | 2 | 19 | 2 | E | 9 | 2 | A | 7 | 4 | A | 7 | -10 | A | 7 | 32 | A | 7 | 987 | E | 9 | 0 | A | 7 | 0 | A | 7 | 16100 | B | 7 | 77777 | A | 7 | 1 | E | 8 | 0.113 | F | 8 | 0.16 | F | 8 | 0 | 1 | D | 9 | 5 | C | 8
[26 empty] | 3587000% | 19:00 | 10 | 403 | 0 | 2 | 8 | 0 | 2 | 15 | 0 | 2 | 8 | 0 | 2 | 8 | 0 | 2 | 15 | 0 | 2 | 8 | 0 | 2 | 19 | 3 | E | 9 | 3 | A | 7 | 2 | A | 7 | -8 | A | 7 | 44 | A | 7 | 987 | E | 9 | 0 | A | 7 | 0 | A | 7 | 16100 | B | 7 | 77777 | A | 7 | 1 | E | 8 | 0.113 | F | 8 | 0.16 | F | 8 | 0 | 1 | D | 9 | 5 | C | 8
[26 empty] | 3587000% | 20:00 | 0 | 0 | 0 | 2 | 0 | 0 | 2 | 0 | 0 | 2 | 0 | 0 | 2 | 0 | 0 | 2 | 0 | 0 | 2 | 0 | 0 | 2 | 0 | 2 | E | 9 | 2 | A | 7 | 2 | A | 7 | -6 | A | 7 | 52 | A | 7 | 987 | E | 9 | 0 | A | 7 | 0 | A | 7 | 16100 | B | 7 | 77777 | A | 7 | 1 | E | 8 | 0.113 | F | 8 | 0.16 | F | 8 | 0 | 1 | D | 9 | 5 | C | 8
[26 empty] | 3587000% | 21:00 | 0 | 0 | 0 | 2 | 0 | 0 | 2 | 0 | 0 | 2 | 0 | 0 | 2 | 0 | 0 | 2 | 0 | 0 | 2 | 0 | 0 | 2 | 0 | 2 | E | 9 | 1 | E | 9 | 1 | A | 7 | -6.5 | E | 9 | 54 | A | 7 | 987 | E | 9 | 110 | A | 7 | 1.5 | A | 7 | 16100 | B | 7 | 77777 | A | 7 | 1 | E | 8 | 0.113 | F | 8 | 0.16 | F | 8 | 0 | 1 | D | 9 | 5 | C | 8
[26 empty] | 3587000% | 22:00 | 0 | 0 | 0 | 2 | 0 | 0 | 2 | 0 | 0 | 2 | 0 | 0 | 2 | 0 | 0 | 2 | 0 | 0 | 2 | 0 | 0 | 2 | 0 | 5 | E | 9 | 3 | E | 9 | 0 | A | 7 | -6.9 | E | 9 | 56 | A | 7 | 987 | E | 9 | 100 | A | 7 | 1.5 | A | 7 | 16100 | B | 7 | 77777 | A | 7 | 1.1 | E | 8 | 0.113 | F | 8 | 0.16 | F | 8 | 0 | 1 | D | 9 | 5 | C | 8
[26 empty] | 3587000% | 23:00 | 0 | 0 | 0 | 2 | 0 | 0 | 2 | 0 | 0 | 2 | 0 | 0 | 2 | 0 | 0 | 2 | 0 | 0 | 2 | 0 | 0 | 2 | 0 | 5 | B | 8 | 3 | B | 8 | -0.3 | B | 8 | -6.3 | E | 9 | 60 | A | 7 | 987 | E | 9 | 90 | B | 8 | 1.3 | B | 8 | 16100 | C | 8 | 77777 | B | 8 | 1.1 | E | 8 | 0.113 | F | 8 | 0.16 | F | 8 | 0 | 1 | D | 9 | 5 | C | 8
[26 empty] | 3587000% | 24:00 | 0 | 0 | 0 | 2 | 0 | 0 | 2 | 0 | 0 | 2 | 0 | 0 | 2 | 0 | 0 | 2 | 0 | 0 | 2 | 0 | 0 | 2 | 0 | 5 | B | 8 | 3 | B | 8 | -0.4 | B | 8 | -6.8 | E | 9 | 58 | A | 7 | 987 | E | 9 | 80 | B | 8 | 1.1 | B | 8 | 16100 | C | 8 | 77777 | B | 8 | 1.1 | E | 8 | 0.113 | F | 8 | 0.16 | F | 8 | 0 | 1 | D | 9 | 5 | C | 8
[26 empty] | 3587100% | 1:00 | 0 | 0 | 0 | 2 | 0 | 0 | 2 | 0 | 0 | 2 | 0 | 0 | 2 | 0 | 0 | 2 | 0 | 0 | 2 | 0 | 0 | 2 | 0 | 5 | B | 8 | 4 | B | 8 | -1.1 | B | 8 | -7.3 | E | 9 | 59 | A | 7 | 987 | E | 9 | 60 | B | 8 | 0.9 | B | 8 | 16100 | C | 8 | 77777 | B | 8 | 1.1 | E | 8 | 0.114 | F | 8 | 0.16 | F | 8 | 0 | 1 | D | 9 | 5 | C | 8
[26 empty] | 3587100% | 2:00 | 0 | 0 | 0 | 2 | 0 | 0 | 2 | 0 | 0 | 2 | 0 | 0 | 2 | 0 | 0 | 2 | 0 | 0 | 2 | 0 | 0 | 2 | 0 | 5 | B | 8 | 4 | B | 8 | -1.3 | B | 8 | -6.7 | E | 9 | 63 | A | 7 | 987 | E | 9 | 50 | B | 8 | 0.8 | B | 8 | 16100 | C | 8 | 77777 | B | 8 | 1.1 | E | 8 | 0.114 | F | 8 | 0.16 | F | 8 | 0 | 1 | D | 9 | 5 | C | 8
[26 empty] | 3587100% | 3:00 | 0 | 0 | 0 | 2 | 0 | 0 | 2 | 0 | 0 | 2 | 0 | 0 | 2 | 0 | 0 | 2 | 0 | 0 | 2 | 0 | 0 | 2 | 0 | 5 | B | 8 | 4 | B | 8 | -1.5 | B | 8 | -6.2 | E | 9 | 67 | A | 7 | 987 | E | 9 | 40 | B | 8 | 0.6 | B | 8 | 16100 | C | 8 | 77777 | B | 8 | 1.1 | E | 8 | 0.114 | F | 8 | 0.16 | F | 8 | 0 | 1 | D | 9 | 5 | C | 8
[26 empty] | 3587100% | 4:00 | 0 | 0 | 0 | 2 | 0 | 0 | 2 | 0 | 0 | 2 | 0 | 0 | 2 | 0 | 0 | 2 | 0 | 0 | 2 | 0 | 0 | 2 | 0 | 5 | B | 8 | 4 | B | 8 | -1.6 | B | 8 | -6.7 | E | 9 | 65 | A | 7 | 987 | E | 9 | 30 | B | 8 | 0.4 | B | 8 | 16100 | C | 8 | 77777 | B | 8 | 1.2 | E | 8 | 0.114 | F | 8 | 0.16 | F | 8 | 0 | 1 | D | 9 | 5 | C | 8
[26 empty] | 3587100% | 5:00 | 0 | 0 | 0 | 2 | 0 | 0 | 2 | 0 | 0 | 2 | 0 | 0 | 2 | 0 | 0 | 2 | 0 | 0 | 2 | 0 | 0 | 2 | 0 | 5 | B | 8 | 5 | B | 8 | -1.8 | B | 8 | -8.1 | E | 9 | 58 | A | 7 | 987 | E | 9 | 10 | B | 8 | 0.2 | B | 8 | 16100 | C | 8 | 77777 | B | 8 | 1.2 | E | 8 | 0.114 | F | 8 | 0.16 | F | 8 | 0 | 1 | D | 9 | 5 | C | 8
[26 empty] | 3587100% | 6:00 | 0 | 0 | 0 | 2 | 0 | 0 | 2 | 0 | 0 | 2 | 0 | 0 | 2 | 0 | 0 | 2 | 0 | 0 | 2 | 0 | 0 | 2 | 0 | 5 | E | 9 | 5 | A | 7 | -2 | A | 7 | -8.5 | E | 9 | 57 | A | 7 | 987 | E | 9 | 0 | A | 7 | 0 | A | 7 | 16100 | B | 7 | 77777 | A | 7 | 1.2 | E | 8 | 0.114 | F | 8 | 0.16 | F | 8 | 0 | 1 | D | 9 | 5 | C | 8
[26 empty] | 3587100% | 7:00 | 54 | 909 | 5 | 2 | 8 | 49 | 2 | 15 | 4 | 2 | 8 | 8 | 2 | 8 | 24 | 2 | 15 | 7 | 2 | 8 | 8 | 2 | 19 | 5 | E | 9 | 5 | A | 7 | -2 | A | 7 | -8 | A | 7 | 60 | A | 7 | 987 | E | 9 | 330 | B | 8 | 1.5 | A | 7 | 12900 | B | 7 | 77777 | A | 7 | 1.2 | E | 8 | 0.114 | F | 8 | 0.16 | F | 8 | 0 | 1 | D | 9 | 5 | C | 8
[26 empty] | 3587100% | 8:00 | 303 | 1381 | 149 | 2 | 8 | 178 | 2 | 15 | 110 | 2 | 8 | 159 | 2 | 8 | 143 | 2 | 15 | 128 | 2 | 8 | 239 | 2 | 19 | 9 | E | 9 | 9 | A | 7 | -2 | A | 7 | -7 | A | 7 | 65 | A | 7 | 987 | E | 9 | 300 | B | 8 | 1.5 | A | 7 | 12900 | B | 7 | 1500 | A | 7 | 1.2 | E | 8 | 0.114 | F | 8 | 0.16 | F | 8 | 0 | 1 | D | 9 | 5 | C | 8
[26 empty] | 3587100% | 9:00 | 553 | 1381 | 175 | 2 | 8 | 19 | 2 | 15 | 168 | 2 | 8 | 197 | 2 | 8 | 15 | 2 | 15 | 191 | 2 | 8 | 618 | 2 | 19 | 10 | E | 9 | 10 | A | 7 | 0 | A | 7 | -5 | A | 7 | 66 | A | 7 | 987 | E | 9 | 260 | B | 8 | 1.5 | A | 7 | 8000 | B | 7 | 1440 | A | 7 | 1.3 | E | 8 | 0.114 | F | 8 | 0.16 | F | 8 | 0 | 1 | D | 9 | 5 | C | 8
[26 empty] | 3587100% | 10:00 | 764 | 1381 | 241 | 2 | 8 | 12 | 2 | 15 | 235 | 2 | 8 | 275 | 2 | 8 | 11 | 2 | 15 | 269 | 2 | 8 | 941 | 2 | 19 | 10 | E | 9 | 10 | A | 7 | 2 | A | 7 | -5 | A | 7 | 57 | A | 7 | 987 | E | 9 | 230 | B | 8 | 1.5 | A | 7 | 8000 | B | 7 | 1440 | A | 7 | 1.3 | E | 8 | 0.114 | F | 8 | 0.16 | F | 8 | 0 | 1 | D | 9 | 5 | C | 8
[26 empty] | 3587100% | 11:00 | 922 | 1381 | 289 | 2 | 8 | 18 | 2 | 15 | 277 | 2 | 8 | 333 | 2 | 8 | 16 | 2 | 15 | 322 | 2 | 8 | 1179 | 2 | 19 | 10 | E | 9 | 10 | A | 7 | 4 | A | 7 | -4 | A | 7 | 54 | A | 7 | 987 | E | 9 | 200 | A | 7 | 5.1 | A | 7 | 11300 | B | 7 | 1440 | A | 7 | 1.3 | E | 8 | 0.114 | F | 8 | 0.16 | F | 8 | 0 | 1 | D | 9 | 5 | C | 8
[26 empty] | 3587100% | 12:00 | 1016 | 1381 | 368 | 2 | 8 | 42 | 2 | 15 | 336 | 2 | 8 | 404 | 2 | 8 | 43 | 2 | 15 | 373 | 2 | 8 | 1234 | 2 | 19 | 10 | E | 9 | 10 | A | 7 | 4 | A | 7 | -6 | A | 7 | 45 | A | 7 | 987 | E | 9 | 200 | A | 7 | 5.1 | A | 7 | 11300 | B | 7 | 1440 | A | 7 | 1.3 | E | 8 | 0.114 | F | 8 | 0.16 | F | 8 | 0 | 1 | D | 9 | 5 | C | 8
[26 empty] | 3587100% | 13:00 | 1039 | 1381 | 276 | 2 | 8 | 12 | 2 | 15 | 267 | 2 | 8 | 325 | 2 | 8 | 10 | 2 | 15 | 317 | 2 | 8 | 1223 | 2 | 19 | 10 | E | 9 | 10 | A | 7 | 5 | A | 7 | -6 | A | 7 | 42 | A | 7 | 987 | E | 9 | 200 | A | 7 | 5.1 | A | 7 | 11300 | B | 7 | 1440 | A | 7 | 1.3 | E | 8 | 0.114 | F | 8 | 0.16 | F | 8 | 0 | 1 | D | 9 | 5 | C | 8
[26 empty] | 3587100% | 14:00 | 991 | 1381 | 428 | 2 | 8 | 108 | 2 | 15 | 351 | 2 | 8 | 472 | 2 | 8 | 111 | 2 | 15 | 392 | 2 | 8 | 1245 | 2 | 19 | 10 | E | 9 | 10 | A | 7 | 6 | A | 7 | -6 | A | 7 | 39 | A | 7 | 987 | E | 9 | 180 | A | 7 | 5.1 | A | 7 | 11300 | B | 7 | 1380 | A | 7 | 1.4 | E | 8 | 0.114 | F | 8 | 0.16 | F | 8 | 0 | 1 | D | 9 | 5 | C | 8
[26 empty] | 3587100% | 15:00 | 874 | 1381 | 371 | 2 | 8 | 107 | 2 | 15 | 303 | 2 | 8 | 408 | 2 | 8 | 109 | 2 | 15 | 338 | 2 | 8 | 989 | 2 | 19 | 10 | E | 9 | 10 | A | 7 | 4 | A | 7 | -5 | A | 7 | 49 | A | 7 | 987 | E | 9 | 180 | A | 7 | 5.1 | A | 7 | 11300 | B | 7 | 1440 | A | 7 | 1.4 | E | 8 | 0.114 | F | 8 | 0.16 | F | 8 | 0 | 1 | D | 9 | 5 | C | 8
[26 empty] | 3587100% | 16:00 | 696 | 1381 | 192 | 2 | 8 | 12 | 2 | 15 | 186 | 2 | 8 | 220 | 2 | 8 | 10 | 2 | 15 | 215 | 2 | 8 | 759 | 2 | 19 | 10 | E | 9 | 10 | A | 7 | 4 | A | 7 | -6 | A | 7 | 45 | A | 7 | 987 | E | 9 | 200 | A | 7 | 5.1 | A | 7 | 11300 | B | 7 | 1380 | A | 7 | 1.4 | E | 8 | 0.114 | F | 8 | 0.16 | F | 8 | 0 | 1 | D | 9 | 5 | C | 8
[26 empty] | 3587100% | 17:00 | 469 | 1381 | 117 | 2 | 8 | 6 | 2 | 15 | 115 | 2 | 8 | 133 | 2 | 8 | 4 | 2 | 15 | 131 | 2 | 8 | 437 | 2 | 19 | 10 | E | 9 | 10 | A | 7 | 4 | A | 7 | -5 | A | 7 | 49 | A | 7 | 987 | E | 9 | 200 | A | 7 | 5.1 | A | 7 | 11300 | B | 7 | 1320 | A | 7 | 1.4 | E | 8 | 0.114 | F | 8 | 0.16 | F | 8 | 0 | 1 | D | 9 | 5 | C | 8
[26 empty] | 3587100% | 18:00 | 211 | 1381 | 51 | 2 | 8 | 10 | 2 | 15 | 49 | 2 | 8 | 57 | 2 | 8 | 2 | 2 | 15 | 56 | 2 | 8 | 168 | 2 | 19 | 10 | E | 9 | 10 | A | 7 | -3 | A | 7 | -4 | A | 7 | 92 | A | 7 | 987 | E | 9 | 180 | A | 7 | 5.1 | A | 7 | 11300 | B | 7 | 1380 | A | 7 | 1.5 | E | 8 | 0.114 | F | 8 | 0.16 | F | 8 | 0 | 1 | D | 9 | 5 | C | 8
[26 empty] | 3587100% | 19:00 | 12 | 426 | 0 | 2 | 8 | 0 | 2 | 15 | 0 | 2 | 8 | 0 | 2 | 8 | 0 | 2 | 15 | 0 | 2 | 8 | 0 | 2 | 19 | 10 | E | 9 | 10 | A | 7 | 3 | A | 7 | -4 | A | 7 | 58 | A | 7 | 987 | E | 9 | 180 | A | 7 | 2.6 | A | 7 | 11300 | B | 7 | 1230 | A | 7 | 1.5 | E | 8 | 0.114 | F | 8 | 0.16 | F | 8 | 0 | 1 | D | 9 | 5 | C | 8
[26 empty] | 3587100% | 20:00 | 0 | 0 | 0 | 2 | 0 | 0 | 2 | 0 | 0 | 2 | 0 | 0 | 2 | 0 | 0 | 2 | 0 | 0 | 2 | 0 | 0 | 2 | 0 | 10 | E | 9 | 10 | A | 7 | 3 | A | 7 | -5 | A | 7 | 53 | A | 7 | 987 | E | 9 | 180 | A | 7 | 4.1 | A | 7 | 11300 | B | 7 | 1110 | A | 7 | 1.5 | E | 8 | 0.114 | F | 8 | 0.16 | F | 8 | 0 | 1 | D | 9 | 10 | C | 8
[26 empty] | 3587100% | 21:00 | 0 | 0 | 0 | 2 | 0 | 0 | 2 | 0 | 0 | 2 | 0 | 0 | 2 | 0 | 0 | 2 | 0 | 0 | 2 | 0 | 0 | 2 | 0 | 10 | E | 9 | 10 | A | 7 | 3 | A | 7 | -5 | E | 9 | 53 | A | 7 | 987 | E | 9 | 190 | A | 7 | 4.1 | A | 7 | 16100 | B | 7 | 1200 | A | 7 | 1.5 | E | 8 | 0.114 | F | 8 | 0.16 | F | 8 | 0 | 1 | D | 9 | 10 | C | 8
[26 empty] | 3587100% | 22:00 | 0 | 0 | 0 | 2 | 0 | 0 | 2 | 0 | 0 | 2 | 0 | 0 | 2 | 0 | 0 | 2 | 0 | 0 | 2 | 0 | 0 | 2 | 0 | 10 | E | 9 | 10 | A | 7 | 3 | A | 7 | -4.6 | E | 9 | 55 | A | 7 | 987 | E | 9 | 190 | A | 7 | 5.1 | A | 7 | 16100 | B | 7 | 900 | A | 7 | 1.5 | E | 8 | 0.114 | F | 8 | 0.16 | F | 8 | 0 | 1 | D | 9 | 10 | C | 8
[26 empty] | 3587100% | 23:00 | 0 | 0 | 0 | 2 | 0 | 0 | 2 | 0 | 0 | 2 | 0 | 0 | 2 | 0 | 0 | 2 | 0 | 0 | 2 | 0 | 0 | 2 | 0 | 10 | B | 8 | 10 | B | 8 | 2.8 | B | 8 | -3.8 | E | 9 | 60 | A | 7 | 987 | E | 9 | 190 | B | 8 | 4.7 | B | 8 | 14687 | C | 8 | 806 | B | 8 | 1.6 | E | 8 | 0.114 | F | 8 | 0.16 | F | 8 | 0 | 1 | D | 9 | 10 | C | 8
[26 empty] | 3587100% | 24:00 | 0 | 0 | 0 | 2 | 0 | 0 | 2 | 0 | 0 | 2 | 0 | 0 | 2 | 0 | 0 | 2 | 0 | 0 | 2 | 0 | 0 | 2 | 0 | 10 | B | 8 | 10 | B | 8 | 2.8 | B | 8 | -3.3 | E | 9 | 62 | A | 7 | 987 | E | 9 | 190 | B | 8 | 4.2 | B | 8 | 13275 | C | 8 | 713 | B | 8 | 1.6 | E | 8 | 0.114 | F | 8 | 0.16 | F | 8 | 0 | 1 | D | 9 | 10 | C | 8
[26 empty] | 3587200% | 1:00 | 0 | 0 | 0 | 2 | 0 | 0 | 2 | 0 | 0 | 2 | 0 | 0 | 2 | 0 | 0 | 2 | 0 | 0 | 2 | 0 | 0 | 2 | 0 | 10 | B | 8 | 10 | B | 8 | 2.3 | B | 8 | -3.4 | E | 9 | 64 | A | 7 | 987 | E | 9 | 190 | B | 8 | 3.8 | B | 8 | 11862 | C | 8 | 619 | B | 8 | 1.6 | E | 8 | 0.115 | F | 8 | 0.16 | F | 8 | 0 | 1 | D | 9 | 10 | C | 8
[26 empty] | 3587200% | 2:00 | 0 | 0 | 0 | 2 | 0 | 0 | 2 | 0 | 0 | 2 | 0 | 0 | 2 | 0 | 0 | 2 | 0 | 0 | 2 | 0 | 0 | 2 | 0 | 10 | B | 8 | 10 | B | 8 | 2.2 | B | 8 | -2.7 | E | 9 | 68 | A | 7 | 987 | E | 9 | 190 | B | 8 | 3.3 | B | 8 | 10450 | C | 8 | 525 | B | 8 | 1.6 | E | 8 | 0.115 | F | 8 | 0.16 | F | 8 | 0 | 1 | D | 9 | 10 | C | 8
[26 empty] | 3587200% | 3:00 | 0 | 0 | 0 | 2 | 0 | 0 | 2 | 0 | 0 | 2 | 0 | 0 | 2 | 0 | 0 | 2 | 0 | 0 | 2 | 0 | 0 | 2 | 0 | 10 | B | 8 | 10 | B | 8 | 2.2 | B | 8 | -2.5 | E | 9 | 69 | A | 7 | 987 | E | 9 | 190 | B | 8 | 2.9 | B | 8 | 9037 | C | 8 | 431 | B | 8 | 1.7 | E | 8 | 0.115 | F | 8 | 0.16 | F | 8 | 0 | 1 | D | 9 | 10 | C | 8
[26 empty] | 3587200% | 4:00 | 0 | 0 | 0 | 2 | 0 | 0 | 2 | 0 | 0 | 2 | 0 | 0 | 2 | 0 | 0 | 2 | 0 | 0 | 2 | 0 | 0 | 2 | 0 | 10 | B | 8 | 10 | B | 8 | 2.1 | B | 8 | -2.1 | E | 9 | 72 | A | 7 | 987 | E | 9 | 190 | B | 8 | 2.4 | B | 8 | 7625 | C | 8 | 338 | B | 8 | 1.7 | E | 8 | 0.115 | F | 8 | 0.16 | F | 8 | 0 | 1 | D | 9 | 10 | C | 8
[26 empty] | 3587200% | 5:00 | 0 | 0 | 0 | 2 | 0 | 0 | 2 | 0 | 0 | 2 | 0 | 0 | 2 | 0 | 0 | 2 | 0 | 0 | 2 | 0 | 0 | 2 | 0 | 10 | B | 8 | 10 | B | 8 | 2.1 | B | 8 | -1.5 | E | 9 | 76 | A | 7 | 987 | E | 9 | 190 | B | 8 | 2 | B | 8 | 6212 | C | 8 | 244 | B | 8 | 1.7 | E | 8 | 0.115 | F | 8 | 0.16 | F | 8 | 0 | 1 | D | 9 | 10 | C | 8
[26 empty] | 3587200% | 6:00 | 0 | 0 | 0 | 2 | 0 | 0 | 2 | 0 | 0 | 2 | 0 | 0 | 2 | 0 | 0 | 2 | 0 | 0 | 2 | 0 | 0 | 2 | 0 | 10 | E | 9 | 10 | A | 7 | 2 | A | 7 | -0.9 | E | 9 | 80 | A | 7 | 987 | E | 9 | 190 | A | 7 | 1.5 | A | 7 | 4800 | B | 7 | 150 | A | 7 | 1.7 | E | 8 | 0.115 | F | 8 | 0.16 | F | 8 | 0 | 1 | D | 9 | 10 | C | 8
[26 empty] | 3587200% | 7:00 | 59 | 932 | 2 | 2 | 8 | 0 | 2 | 15 | 2 | 2 | 8 | 3 | 2 | 8 | 0 | 2 | 15 | 3 | 2 | 8 | 8 | 2 | 19 | 10 | E | 9 | 10 | A | 7 | 1 | A | 7 | 0 | A | 7 | 93 | A | 7 | 987 | E | 9 | 220 | B | 8 | 1.5 | A | 7 | 3200 | B | 7 | 720 | A | 7 | 1.7 | E | 8 | 0.115 | F | 8 | 0.16 | F | 8 | 0 | 1 | D | 9 | 10 | C | 8
[26 empty] | 3587200% | 8:00 | 310 | 1380 | 43 | 2 | 8 | 0 | 2 | 15 | 43 | 2 | 8 | 50 | 2 | 8 | 0 | 2 | 15 | 50 | 2 | 8 | 172 | 2 | 19 | 10 | E | 9 | 10 | A | 7 | 1 | A | 7 | 0 | A | 7 | 93 | A | 7 | 987 | E | 9 | 260 | B | 8 | 1.5 | A | 7 | 3200 | B | 7 | 660 | A | 7 | 1.7 | E | 8 | 0.115 | F | 8 | 0.16 | F | 8 | 0 | 1 | D | 9 | 10 | C | 8
[26 empty] | 3587200% | 9:00 | 560 | 1380 | 84 | 2 | 8 | 0 | 2 | 15 | 84 | 2 | 8 | 100 | 2 | 8 | 0 | 2 | 15 | 100 | 2 | 8 | 369 | 2 | 19 | 10 | E | 9 | 10 | A | 7 | 2 | A | 7 | 0 | A | 7 | 87 | A | 7 | 987 | E | 9 | 290 | B | 8 | 1.5 | A | 7 | 4000 | B | 7 | 600 | A | 7 | 1.7 | E | 8 | 0.115 | F | 8 | 0.16 | F | 8 | 0 | 1 | D | 9 | 10 | C | 8
[26 empty] | 3587200% | 10:00 | 771 | 1380 | 124 | 2 | 8 | 0 | 2 | 15 | 124 | 2 | 8 | 148 | 2 | 8 | 0 | 2 | 15 | 148 | 2 | 8 | 581 | 2 | 19 | 10 | E | 9 | 10 | A | 7 | 3 | A | 7 | 0 | A | 7 | 81 | A | 7 | 987 | E | 9 | 330 | B | 8 | 1.5 | A | 7 | 4800 | B | 7 | 240 | A | 7 | 1.7 | E | 8 | 0.115 | F | 8 | 0.16 | F | 8 | 0 | 1 | D | 9 | 10 | C | 8
[26 empty] | 3587200% | 11:00 | 928 | 1380 | 113 | 2 | 8 | 0 | 2 | 15 | 113 | 2 | 8 | 140 | 2 | 8 | 0 | 2 | 15 | 140 | 2 | 8 | 575 | 2 | 19 | 10 | E | 9 | 10 | A | 7 | 3 | A | 7 | 1 | A | 7 | 87 | A | 7 | 987 | E | 9 | 0 | A | 7 | 0 | A | 7 | 4800 | B | 7 | 210 | A | 7 | 1.8 | E | 8 | 0.115 | F | 8 | 0.16 | F | 8 | 0 | 1 | D | 9 | 10 | C | 8
[26 empty] | 3587200% | 12:00 | 1022 | 1380 | 135 | 2 | 8 | 0 | 2 | 15 | 135 | 2 | 8 | 167 | 2 | 8 | 0 | 2 | 15 | 167 | 2 | 8 | 694 | 2 | 19 | 10 | E | 9 | 10 | A | 7 | 4 | A | 7 | 2 | A | 7 | 87 | A | 7 | 987 | E | 9 | 0 | A | 7 | 0 | A | 7 | 4800 | B | 7 | 210 | A | 7 | 1.8 | E | 8 | 0.115 | F | 8 | 0.16 | F | 8 | 0 | 1 | D | 9 | 10 | C | 8
[26 empty] | 3587200% | 13:00 | 1045 | 1380 | 132 | 2 | 8 | 0 | 2 | 15 | 132 | 2 | 8 | 164 | 2 | 8 | 0 | 2 | 15 | 164 | 2 | 8 | 684 | 2 | 19 | 10 | E | 9 | 10 | A | 7 | 4 | A | 7 | 2 | A | 7 | 87 | A | 7 | 987 | E | 9 | 360 | B | 8 | 1.5 | A | 7 | 4800 | B | 7 | 210 | A | 7 | 1.8 | E | 8 | 0.115 | F | 8 | 0.16 | F | 8 | 0 | 1 | D | 9 | 10 | C | 8
[26 empty] | 3587200% | 14:00 | 996 | 1380 | 129 | 2 | 8 | 0 | 2 | 15 | 129 | 2 | 8 | 159 | 2 | 8 | 0 | 2 | 15 | 159 | 2 | 8 | 661 | 2 | 19 | 10 | E | 9 | 10 | A | 7 | 5 | A | 7 | 4 | A | 7 | 93 | A | 7 | 987 | E | 9 | 350 | B | 8 | 1.5 | A | 7 | 4800 | B | 7 | 210 | A | 7 | 1.8 | E | 8 | 0.115 | F | 8 | 0.16 | F | 8 | 0 | 1 | D | 9 | 10 | C | 8
[26 empty] | 3587200% | 15:00 | 879 | 1380 | 148 | 2 | 8 | 0 | 2 | 15 | 148 | 2 | 8 | 178 | 2 | 8 | 0 | 2 | 15 | 178 | 2 | 8 | 712 | 2 | 19 | 10 | E | 9 | 10 | A | 7 | 6 | A | 7 | 4 | A | 7 | 87 | A | 7 | 987 | E | 9 | 170 | B | 8 | 1.5 | A | 7 | 4800 | B | 7 | 210 | A | 7 | 1.8 | E | 8 | 0.115 | F | 8 | 0.16 | F | 8 | 0 | 1 | D | 9 | 10 | C | 8
[26 empty] | 3587200% | 16:00 | 700 | 1380 | 77 | 2 | 8 | 0 | 2 | 15 | 77 | 2 | 8 | 94 | 2 | 8 | 0 | 2 | 15 | 94 | 2 | 8 | 371 | 2 | 19 | 10 | E | 9 | 10 | A | 7 | 5 | A | 7 | 3 | A | 7 | 87 | A | 7 | 987 | E | 9 | 190 | B | 8 | 1.5 | A | 7 | 4800 | B | 7 | 210 | A | 7 | 1.8 | E | 8 | 0.115 | F | 8 | 0.16 | F | 8 | 0 | 1 | D | 9 | 10 | C | 8
[26 empty] | 3587200% | 17:00 | 474 | 1380 | 97 | 2 | 8 | 0 | 2 | 15 | 97 | 2 | 8 | 112 | 2 | 8 | 0 | 2 | 15 | 112 | 2 | 8 | 388 | 2 | 19 | 10 | E | 9 | 10 | A | 7 | 5 | A | 7 | 3 | A | 7 | 87 | A | 7 | 987 | E | 9 | 190 | B | 8 | 1.5 | A | 7 | 6400 | B | 7 | 240 | A | 7 | 1.8 | E | 8 | 0.115 | F | 8 | 0.16 | F | 8 | 0 | 1 | D | 9 | 10 | C | 8
[26 empty] | 3587200% | 18:00 | 215 | 1380 | 35 | 2 | 8 | 0 | 2 | 15 | 35 | 2 | 8 | 40 | 2 | 8 | 0 | 2 | 15 | 40 | 2 | 8 | 131 | 2 | 19 | 10 | E | 9 | 10 | A | 7 | 5 | A | 7 | 4 | A | 7 | 93 | A | 7 | 987 | E | 9 | 180 | B | 8 | 1.5 | A | 7 | 2400 | B | 7 | 150 | A | 7 | 1.8 | E | 8 | 0.115 | F | 8 | 0.16 | F | 8 | 0 | 1 | D | 9 | 10 | C | 8
[26 empty] | 3587200% | 19:00 | 13 | 449 | 0 | 2 | 8 | 0 | 2 | 15 | 0 | 2 | 8 | 0 | 2 | 8 | 0 | 2 | 15 | 0 | 2 | 8 | 0 | 2 | 19 | 10 | E | 9 | 10 | A | 7 | 4 | A | 7 | 4 | A | 7 | 100 | A | 7 | 987 | E | 9 | 0 | A | 7 | 0 | A | 7 | 1600 | B | 7 | 150 | A | 7 | 1.8 | E | 8 | 0.115 | F | 8 | 0.16 | F | 8 | 0 | 1 | D | 9 | 10 | C | 8
[26 empty] | 3587200% | 20:00 | 0 | 0 | 0 | 2 | 0 | 0 | 2 | 0 | 0 | 2 | 0 | 0 | 2 | 0 | 0 | 2 | 0 | 0 | 2 | 0 | 0 | 2 | 0 | 10 | E | 9 | 10 | A | 7 | 5 | A | 7 | 4 | A | 7 | 93 | A | 7 | 987 | E | 9 | 0 | A | 7 | 0 | A | 7 | 1600 | B | 7 | 150 | A | 7 | 1.8 | E | 8 | 0.115 | F | 8 | 0.16 | F | 8 | 0 | 1 | D | 9 | 10 | C | 8
[26 empty] | 3587200% | 21:00 | 0 | 0 | 0 | 2 | 0 | 0 | 2 | 0 | 0 | 2 | 0 | 0 | 2 | 0 | 0 | 2 | 0 | 0 | 2 | 0 | 0 | 2 | 0 | 10 | E | 9 | 10 | A | 7 | 4 | A | 7 | 3.9 | E | 9 | 99 | A | 7 | 987 | E | 9 | 0 | A | 7 | 0 | A | 7 | 800 | B | 7 | 90 | A | 7 | 1.8 | E | 8 | 0.115 | F | 8 | 0.16 | F | 8 | 0 | 1 | D | 9 | 10 | C | 8
[26 empty] | 3587200% | 22:00 | 0 | 0 | 0 | 2 | 0 | 0 | 2 | 0 | 0 | 2 | 0 | 0 | 2 | 0 | 0 | 2 | 0 | 0 | 2 | 0 | 0 | 2 | 0 | 10 | E | 9 | 10 | A | 7 | 4 | A | 7 | 3.8 | E | 9 | 99 | A | 7 | 987 | E | 9 | 0 | A | 7 | 0 | A | 7 | 1600 | B | 7 | 180 | A | 7 | 1.8 | E | 8 | 0.115 | F | 8 | 0.16 | F | 8 | 0 | 1 | D | 9 | 44 | C | 8
[26 empty] | 3587200% | 23:00 | 0 | 0 | 0 | 2 | 0 | 0 | 2 | 0 | 0 | 2 | 0 | 0 | 2 | 0 | 0 | 2 | 0 | 0 | 2 | 0 | 0 | 2 | 0 | 10 | B | 8 | 10 | B | 8 | 4.1 | B | 8 | 3.7 | E | 9 | 97 | A | 7 | 987 | E | 9 | 0 | B | 8 | 0 | B | 8 | 2000 | C | 8 | 195 | B | 8 | 1.8 | E | 8 | 0.115 | F | 8 | 0.16 | F | 8 | 0 | 1 | D | 9 | 10 | C | 8
[26 empty] | 3587200% | 24:00 | 0 | 0 | 0 | 2 | 0 | 0 | 2 | 0 | 0 | 2 | 0 | 0 | 2 | 0 | 0 | 2 | 0 | 0 | 2 | 0 | 0 | 2 | 0 | 10 | B | 8 | 10 | B | 8 | 4.3 | B | 8 | 4.3 | E | 9 | 100 | A | 7 | 987 | E | 9 | 0 | B | 8 | 0 | B | 8 | 2400 | C | 8 | 210 | B | 8 | 1.8 | E | 8 | 0.115 | F | 8 | 0.16 | F | 8 | 0 | 1 | D | 9 | 10 | C | 8
[26 empty] | 3587300% | 1:00 | 0 | 0 | 0 | 2 | 0 | 0 | 2 | 0 | 0 | 2 | 0 | 0 | 2 | 0 | 0 | 2 | 0 | 0 | 2 | 0 | 0 | 2 | 0 | 10 | B | 8 | 10 | B | 8 | 4.1 | B | 8 | 4.1 | E | 9 | 100 | A | 7 | 987 | E | 9 | 0 | B | 8 | 0 | B | 8 | 2800 | C | 8 | 225 | B | 8 | 1.8 | E | 8 | 0.116 | F | 8 | 0.16 | F | 8 | 0 | 1 | D | 9 | 10 | C | 8
[26 empty] | 3587300% | 2:00 | 0 | 0 | 0 | 2 | 0 | 0 | 2 | 0 | 0 | 2 | 0 | 0 | 2 | 0 | 0 | 2 | 0 | 0 | 2 | 0 | 0 | 2 | 0 | 10 | B | 8 | 10 | B | 8 | 4.2 | B | 8 | 3.2 | E | 9 | 93 | A | 7 | 987 | E | 9 | 0 | B | 8 | 0 | B | 8 | 3200 | C | 8 | 240 | B | 8 | 1.8 | E | 8 | 0.116 | F | 8 | 0.16 | F | 8 | 0 | 1 | D | 9 | 10 | C | 8
[26 empty] | 3587300% | 3:00 | 0 | 0 | 0 | 2 | 0 | 0 | 2 | 0 | 0 | 2 | 0 | 0 | 2 | 0 | 0 | 2 | 0 | 0 | 2 | 0 | 0 | 2 | 0 | 10 | B | 8 | 10 | B | 8 | 4.4 | B | 8 | 3.1 | E | 9 | 91 | A | 7 | 987 | E | 9 | 0 | B | 8 | 0 | B | 8 | 3600 | C | 8 | 255 | B | 8 | 1.8 | E | 8 | 0.116 | F | 8 | 0.16 | F | 8 | 0 | 1 | D | 9 | 10 | C | 8
[26 empty] | 3587300% | 4:00 | 0 | 0 | 0 | 2 | 0 | 0 | 2 | 0 | 0 | 2 | 0 | 0 | 2 | 0 | 0 | 2 | 0 | 0 | 2 | 0 | 0 | 2 | 0 | 10 | B | 8 | 10 | B | 8 | 4.6 | B | 8 | 3 | E | 9 | 89 | A | 7 | 987 | E | 9 | 0 | B | 8 | 0 | B | 8 | 4000 | C | 8 | 270 | B | 8 | 1.8 | E | 8 | 0.116 | F | 8 | 0.16 | F | 8 | 0 | 1 | D | 9 | 10 | C | 8
[26 empty] | 3587300% | 5:00 | 0 | 0 | 0 | 2 | 0 | 0 | 2 | 0 | 0 | 2 | 0 | 0 | 2 | 0 | 0 | 2 | 0 | 0 | 2 | 0 | 0 | 2 | 0 | 10 | B | 8 | 10 | B | 8 | 4.8 | B | 8 | 2.9 | E | 9 | 87 | A | 7 | 987 | E | 9 | 0 | B | 8 | 0 | B | 8 | 4400 | C | 8 | 285 | B | 8 | 1.8 | E | 8 | 0.116 | F | 8 | 0.16 | F | 8 | 0 | 1 | D | 9 | 10 | C | 8
[26 empty] | 3587300% | 6:00 | 0 | 0 | 0 | 2 | 0 | 0 | 2 | 0 | 0 | 2 | 0 | 0 | 2 | 0 | 0 | 2 | 0 | 0 | 2 | 0 | 0 | 2 | 0 | 10 | E | 9 | 10 | A | 7 | 5 | A | 7 | 2.7 | E | 9 | 85 | A | 7 | 987 | E | 9 | 0 | A | 7 | 0 | A | 7 | 4800 | B | 7 | 300 | A | 7 | 1.8 | E | 8 | 0.116 | F | 8 | 0.16 | F | 8 | 0 | 1 | D | 9 | 10 | C | 8
[26 empty] | 3587300% | 7:00 | 64 | 977 | 3 | 2 | 8 | 0 | 2 | 15 | 3 | 2 | 8 | 4 | 2 | 8 | 0 | 2 | 15 | 4 | 2 | 8 | 12 | 2 | 19 | 10 | B | 8 | 10 | B | 8 | 4 | B | 8 | 2.6 | E | 9 | 91 | A | 7 | 987 | E | 9 | 360 | B | 8 | 1.1 | B | 8 | 2800 | C | 8 | 225 | B | 8 | 1.8 | E | 8 | 0.116 | F | 8 | 0.16 | F | 8 | 0 | 1 | D | 9 | 44 | C | 8
[26 empty] | 3587300% | 8:00 | 317 | 1379 | 60 | 2 | 8 | 0 | 2 | 15 | 60 | 2 | 8 | 69 | 2 | 8 | 0 | 2 | 15 | 69 | 2 | 8 | 228 | 2 | 19 | 10 | E | 9 | 10 | A | 7 | 4 | A | 7 | 4 | A | 7 | 100 | A | 7 | 987 | E | 9 | 360 | B | 8 | 2.1 | A | 7 | 800 | B | 7 | 150 | A | 7 | 1.8 | E | 8 | 0.116 | F | 8 | 0.16 | F | 8 | 0 | 1 | D | 9 | 44 | C | 8
[26 empty] | 3587300% | 9:00 | 567 | 1379 | 126 | 2 | 8 | 0 | 2 | 15 | 126 | 2 | 8 | 145 | 2 | 8 | 0 | 2 | 15 | 145 | 2 | 8 | 514 | 2 | 19 | 10 | E | 9 | 10 | A | 7 | 5 | A | 7 | 3 | A | 7 | 87 | A | 7 | 987 | E | 9 | 360 | B | 8 | 2.1 | A | 7 | 800 | B | 7 | 60 | A | 7 | 1.8 | E | 8 | 0.116 | F | 8 | 0.16 | F | 8 | 0 | 1 | D | 9 | 44 | C | 8
[26 empty] | 3587300% | 10:00 | 777 | 1379 | 215 | 2 | 8 | 6 | 2 | 15 | 211 | 2 | 8 | 247 | 2 | 8 | 5 | 2 | 15 | 244 | 2 | 8 | 885 | 2 | 19 | 10 | E | 9 | 10 | A | 7 | 6 | A | 7 | 4 | A | 7 | 87 | A | 7 | 987 | E | 9 | 360 | B | 8 | 2.1 | A | 7 | 800 | B | 7 | 60 | A | 7 | 1.8 | E | 8 | 0.116 | F | 8 | 0.16 | F | 8 | 0 | 1 | D | 9 | 44 | C | 8
[26 empty] | 3587300% | 11:00 | 935 | 1379 | 264 | 2 | 8 | 12 | 2 | 15 | 256 | 2 | 8 | 307 | 2 | 8 | 10 | 2 | 15 | 300 | 2 | 8 | 1126 | 2 | 19 | 10 | E | 9 | 10 | A | 7 | 7 | A | 7 | 6 | A | 7 | 93 | A | 7 | 987 | E | 9 | 0 | A | 7 | 0 | A | 7 | 2400 | B | 7 | 60 | A | 7 | 1.7 | E | 8 | 0.116 | F | 8 | 0.16 | F | 8 | 0 | 1 | D | 9 | 10 | C | 8
[26 empty] | 3587300% | 12:00 | 1028 | 1379 | 263 | 2 | 8 | 6 | 2 | 15 | 259 | 2 | 8 | 310 | 2 | 8 | 5 | 2 | 15 | 307 | 2 | 8 | 1190 | 2 | 19 | 10 | E | 9 | 10 | A | 7 | 7 | A | 7 | 6 | A | 7 | 93 | A | 7 | 987 | E | 9 | 0 | A | 7 | 0 | A | 7 | 3200 | B | 7 | 150 | A | 7 | 1.7 | E | 8 | 0.116 | F | 8 | 0.16 | F | 8 | 0 | 1 | D | 9 | 10 | C | 8
[26 empty] | 3587300% | 13:00 | 1051 | 1379 | 288 | 2 | 8 | 24 | 2 | 15 | 269 | 2 | 8 | 318 | 2 | 8 | 24 | 2 | 15 | 299 | 2 | 8 | 1062 | 2 | 19 | 10 | E | 9 | 10 | A | 7 | 8 | A | 7 | 7 | A | 7 | 93 | A | 7 | 987 | E | 9 | 0 | A | 7 | 0 | A | 7 | 3200 | B | 7 | 240 | A | 7 | 1.7 | E | 8 | 0.116 | F | 8 | 0.16 | F | 8 | 0 | 1 | D | 9 | 10 | C | 8
[26 empty] | 3587300% | 14:00 | 1001 | 1379 | 704 | 2 | 8 | 580 | 2 | 15 | 282 | 2 | 8 | 744 | 2 | 8 | 602 | 2 | 15 | 306 | 2 | 8 | 845 | 2 | 19 | 10 | E | 9 | 9 | A | 7 | 12 | A | 7 | 7 | A | 7 | 71 | A | 7 | 987 | E | 9 | 0 | A | 7 | 0 | A | 7 | 4800 | B | 7 | 300 | A | 7 | 1.7 | E | 8 | 0.116 | F | 8 | 0.16 | F | 8 | 0 | 1 | D | 9 | 10 | C | 8
[26 empty] | 3587300% | 15:00 | 883 | 1379 | 651 | 2 | 8 | 671 | 2 | 15 | 220 | 2 | 8 | 669 | 2 | 8 | 664 | 2 | 15 | 242 | 2 | 8 | 522 | 2 | 19 | 10 | B | 8 | 7 | B | 8 | 13.2 | B | 8 | 8 | B | 8 | 71 | A | 7 | 987 | E | 9 | 360 | B | 8 | 1.3 | B | 8 | 6400 | C | 8 | 11150 | B | 8 | 1.7 | E | 8 | 0.116 | F | 8 | 0.16 | F | 8 | 0 | 1 | D | 9 | 10 | C | 8
[26 empty] | 3587300% | 16:00 | 705 | 1379 | 330 | 2 | 8 | 176 | 2 | 15 | 239 | 2 | 8 | 357 | 2 | 8 | 181 | 2 | 15 | 265 | 2 | 8 | 600 | 2 | 19 | 9 | E | 9 | 5 | A | 7 | 14 | A | 7 | 9 | A | 7 | 72 | A | 7 | 987 | E | 9 | 360 | B | 8 | 2.6 | A | 7 | 8000 | B | 7 | 77777 | A | 7 | 1.7 | E | 8 | 0.116 | F | 8 | 0.16 | F | 8 | 0 | 1 | D | 9 | 5 | C | 8
[26 empty] | 3587300% | 17:00 | 478 | 1379 | 311 | 2 | 8 | 557 | 2 | 15 | 117 | 2 | 8 | 325 | 2 | 8 | 515 | 2 | 15 | 146 | 2 | 8 | 224 | 2 | 19 | 0 | E | 9 | 0 | E | 9 | 13 | A | 7 | 9 | A | 7 | 77 | A | 7 | 987 | E | 9 | 360 | B | 8 | 2.6 | A | 7 | 6400 | B | 7 | 77777 | A | 7 | 1.7 | E | 8 | 0.116 | F | 8 | 0.16 | F | 8 | 0 | 1 | D | 9 | 5 | C | 8
[26 empty] | 3587300% | 18:00 | 220 | 1379 | 111 | 2 | 8 | 399 | 2 | 15 | 48 | 2 | 8 | 113 | 2 | 8 | 274 | 2 | 15 | 69 | 2 | 8 | 83 | 2 | 19 | 10 | E | 9 | 9 | A | 7 | 13 | A | 7 | 8 | A | 7 | 72 | A | 7 | 987 | E | 9 | 360 | B | 8 | 2.1 | A | 7 | 6400 | B | 7 | 2100 | A | 7 | 1.6 | E | 8 | 0.116 | F | 8 | 0.16 | F | 8 | 0 | 1 | D | 9 | 5 | C | 8
[26 empty] | 3587300% | 19:00 | 14 | 471 | 0 | 2 | 8 | 0 | 2 | 15 | 0 | 2 | 8 | 0 | 2 | 8 | 0 | 2 | 15 | 0 | 2 | 8 | 0 | 2 | 19 | 9 | E | 9 | 5 | A | 7 | 11 | A | 7 | 7 | A | 7 | 76 | A | 7 | 987 | E | 9 | 0 | A | 7 | 0 | A | 7 | 6400 | B | 7 | 77777 | A | 7 | 1.6 | E | 8 | 0.116 | F | 8 | 0.16 | F | 8 | 0 | 1 | D | 9 | 5 | C | 8
[26 empty] | 3587300% | 20:00 | 0 | 0 | 0 | 2 | 0 | 0 | 2 | 0 | 0 | 2 | 0 | 0 | 2 | 0 | 0 | 2 | 0 | 0 | 2 | 0 | 0 | 2 | 0 | 10 | E | 9 | 10 | A | 7 | 12 | A | 7 | 8 | A | 7 | 76 | A | 7 | 987 | E | 9 | 360 | B | 8 | 2.1 | A | 7 | 11300 | B | 7 | 2400 | A | 7 | 1.6 | E | 8 | 0.116 | F | 8 | 0.16 | F | 8 | 0 | 1 | D | 9 | 5 | C | 8
[26 empty] | 3587300% | 21:00 | 0 | 0 | 0 | 2 | 0 | 0 | 2 | 0 | 0 | 2 | 0 | 0 | 2 | 0 | 0 | 2 | 0 | 0 | 2 | 0 | 0 | 2 | 0 | 9 | E | 9 | 5 | A | 7 | 9 | A | 7 | 7.2 | E | 9 | 88 | A | 7 | 987 | E | 9 | 0 | A | 7 | 0 | A | 7 | 12900 | B | 7 | 77777 | A | 7 | 1.6 | E | 8 | 0.116 | F | 8 | 0.16 | F | 8 | 0 | 1 | D | 9 | 5 | C | 8
[26 empty] | 3587300% | 22:00 | 0 | 0 | 0 | 2 | 0 | 0 | 2 | 0 | 0 | 2 | 0 | 0 | 2 | 0 | 0 | 2 | 0 | 0 | 2 | 0 | 0 | 2 | 0 | 10 | E | 9 | 9 | A | 7 | 9 | A | 7 | 6.7 | E | 9 | 85 | A | 7 | 987 | E | 9 | 350 | A | 7 | 2.6 | A | 7 | 12900 | B | 7 | 1800 | A | 7 | 1.6 | E | 8 | 0.116 | F | 8 | 0.16 | F | 8 | 0 | 1 | D | 9 | 5 | C | 8
[26 empty] | 3587300% | 23:00 | 0 | 0 | 0 | 2 | 0 | 0 | 2 | 0 | 0 | 2 | 0 | 0 | 2 | 0 | 0 | 2 | 0 | 0 | 2 | 0 | 0 | 2 | 0 | 10 | B | 8 | 9 | B | 8 | 8.7 | B | 8 | 6.6 | E | 9 | 87 | A | 7 | 987 | E | 9 | 360 | B | 8 | 2.5 | B | 8 | 11312 | C | 8 | 1583 | B | 8 | 1.6 | E | 8 | 0.116 | F | 8 | 0.16 | F | 8 | 0 | 1 | D | 9 | 5 | C | 8
[26 empty] | 3587300% | 24:00 | 0 | 0 | 0 | 2 | 0 | 0 | 2 | 0 | 0 | 2 | 0 | 0 | 2 | 0 | 0 | 2 | 0 | 0 | 2 | 0 | 0 | 2 | 0 | 10 | B | 8 | 9 | B | 8 | 8.6 | B | 8 | 5.9 | E | 9 | 83 | A | 7 | 987 | E | 9 | 360 | B | 8 | 2.5 | B | 8 | 9725 | C | 8 | 1365 | B | 8 | 1.6 | E | 8 | 0.116 | F | 8 | 0.16 | F | 8 | 0 | 1 | D | 9 | 5 | C | 8
[26 empty] | 3587400% | 1:00 | 0 | 0 | 0 | 2 | 0 | 0 | 2 | 0 | 0 | 2 | 0 | 0 | 2 | 0 | 0 | 2 | 0 | 0 | 2 | 0 | 0 | 2 | 0 | 10 | B | 8 | 9 | B | 8 | 7.9 | B | 8 | 4.6 | E | 9 | 80 | A | 7 | 987 | E | 9 | 10 | B | 8 | 2.4 | B | 8 | 8137 | C | 8 | 1148 | B | 8 | 1.5 | E | 8 | 0.117 | F | 8 | 0.16 | F | 8 | 0 | 1 | D | 9 | 44 | C | 8
[26 empty] | 3587400% | 2:00 | 0 | 0 | 0 | 2 | 0 | 0 | 2 | 0 | 0 | 2 | 0 | 0 | 2 | 0 | 0 | 2 | 0 | 0 | 2 | 0 | 0 | 2 | 0 | 10 | B | 8 | 10 | B | 8 | 7.7 | B | 8 | 4.1 | E | 9 | 78 | A | 7 | 987 | E | 9 | 20 | B | 8 | 2.4 | B | 8 | 6550 | C | 8 | 930 | B | 8 | 1.5 | E | 8 | 0.117 | F | 8 | 0.16 | F | 8 | 0 | 1 | D | 9 | 44 | C | 8
[26 empty] | 3587400% | 3:00 | 0 | 0 | 0 | 2 | 0 | 0 | 2 | 0 | 0 | 2 | 0 | 0 | 2 | 0 | 0 | 2 | 0 | 0 | 2 | 0 | 0 | 2 | 0 | 10 | B | 8 | 10 | B | 8 | 7.5 | B | 8 | 3.2 | E | 9 | 74 | A | 7 | 987 | E | 9 | 20 | B | 8 | 2.3 | B | 8 | 4962 | C | 8 | 713 | B | 8 | 1.5 | E | 8 | 0.117 | F | 8 | 0.16 | F | 8 | 0 | 1 | D | 9 | 44 | C | 8
[26 empty] | 3587400% | 4:00 | 0 | 0 | 0 | 2 | 0 | 0 | 2 | 0 | 0 | 2 | 0 | 0 | 2 | 0 | 0 | 2 | 0 | 0 | 2 | 0 | 0 | 2 | 0 | 10 | B | 8 | 10 | B | 8 | 7.4 | B | 8 | 2.4 | E | 9 | 71 | A | 7 | 987 | E | 9 | 30 | B | 8 | 2.2 | B | 8 | 3375 | C | 8 | 495 | B | 8 | 1.5 | E | 8 | 0.117 | F | 8 | 0.16 | F | 8 | 0 | 1 | D | 9 | 44 | C | 8
[26 empty] | 3587400% | 5:00 | 0 | 0 | 0 | 2 | 0 | 0 | 2 | 0 | 0 | 2 | 0 | 0 | 2 | 0 | 0 | 2 | 0 | 0 | 2 | 0 | 0 | 2 | 0 | 10 | B | 8 | 10 | B | 8 | 7.2 | B | 8 | 1.6 | E | 9 | 68 | A | 7 | 987 | E | 9 | 30 | B | 8 | 2.2 | B | 8 | 1787 | C | 8 | 278 | B | 8 | 1.5 | E | 8 | 0.117 | F | 8 | 0.16 | F | 8 | 0 | 1 | D | 9 | 44 | C | 8
[26 empty] | 3587400% | 6:00 | 0 | 0 | 0 | 2 | 0 | 0 | 2 | 0 | 0 | 2 | 0 | 0 | 2 | 0 | 0 | 2 | 0 | 0 | 2 | 0 | 0 | 2 | 0 | 10 | E | 9 | 10 | A | 7 | 7 | A | 7 | 0.6 | E | 9 | 64 | A | 7 | 987 | E | 9 | 40 | A | 7 | 2.1 | A | 7 | 200 | B | 7 | 60 | A | 7 | 1.5 | E | 8 | 0.117 | F | 8 | 0.16 | F | 8 | 0 | 1 | D | 9 | 44 | C | 8
[26 empty] | 3587400% | 7:00 | 69 | 999 | 8 | 2 | 8 | 32 | 2 | 15 | 6 | 2 | 8 | 10 | 2 | 8 | 14 | 2 | 15 | 9 | 2 | 8 | 10 | 2 | 19 | 10 | E | 9 | 10 | A | 7 | 7 | A | 7 | 0 | A | 7 | 61 | A | 7 | 987 | E | 9 | 230 | B | 8 | 1.5 | A | 7 | 800 | B | 7 | 60 | A | 7 | 1.5 | E | 8 | 0.117 | F | 8 | 0.16 | F | 8 | 0 | 1 | D | 9 | 44 | C | 8
[26 empty] | 3587400% | 8:00 | 325 | 1379 | 127 | 2 | 8 | 95 | 2 | 15 | 105 | 2 | 8 | 137 | 2 | 8 | 79 | 2 | 15 | 119 | 2 | 8 | 229 | 2 | 19 | 10 | E | 9 | 10 | A | 7 | 7 | A | 7 | 5 | A | 7 | 87 | A | 7 | 987 | E | 9 | 240 | B | 8 | 2.1 | A | 7 | 1200 | B | 7 | 60 | A | 7 | 1.5 | E | 8 | 0.117 | F | 8 | 0.16 | F | 8 | 0 | 1 | D | 9 | 10 | C | 8
[26 empty] | 3587400% | 9:00 | 573 | 1379 | 111 | 2 | 8 | 0 | 2 | 15 | 111 | 2 | 8 | 129 | 2 | 8 | 0 | 2 | 15 | 129 | 2 | 8 | 469 | 2 | 19 | 10 | E | 9 | 10 | A | 7 | 7 | A | 7 | 6 | A | 7 | 93 | A | 7 | 987 | E | 9 | 220 | B | 8 | 2.1 | A | 7 | 1600 | B | 7 | 120 | A | 7 | 1.5 | E | 8 | 0.117 | F | 8 | 0.16 | F | 8 | 0 | 1 | D | 9 | 10 | C | 8
[26 empty] | 3587400% | 10:00 | 784 | 1379 | 98 | 2 | 8 | 0 | 2 | 15 | 98 | 2 | 8 | 120 | 2 | 8 | 0 | 2 | 15 | 120 | 2 | 8 | 478 | 2 | 19 | 10 | E | 9 | 10 | A | 7 | 8 | A | 7 | 6 | A | 7 | 87 | A | 7 | 987 | E | 9 | 250 | B | 8 | 1.5 | A | 7 | 1600 | B | 7 | 120 | A | 7 | 1.5 | E | 8 | 0.117 | F | 8 | 0.16 | F | 8 | 0 | 1 | D | 9 | 10 | C | 8
[26 empty] | 3587400% | 11:00 | 941 | 1379 | 126 | 2 | 8 | 0 | 2 | 15 | 126 | 2 | 8 | 155 | 2 | 8 | 0 | 2 | 15 | 155 | 2 | 8 | 636 | 2 | 19 | 10 | E | 9 | 10 | A | 7 | 9 | A | 7 | 7 | A | 7 | 87 | A | 7 | 987 | E | 9 | 80 | B | 8 | 1.5 | A | 7 | 2400 | B | 7 | 180 | A | 7 | 1.6 | E | 8 | 0.117 | F | 8 | 0.16 | F | 8 | 0 | 1 | D | 9 | 10 | C | 8
[26 empty] | 3587400% | 12:00 | 1034 | 1379 | 147 | 2 | 8 | 0 | 2 | 15 | 147 | 2 | 8 | 181 | 2 | 8 | 0 | 2 | 15 | 181 | 2 | 8 | 750 | 2 | 19 | 10 | E | 9 | 10 | A | 7 | 8 | A | 7 | 7 | A | 7 | 93 | A | 7 | 987 | E | 9 | 100 | B | 8 | 2.1 | A | 7 | 2400 | B | 7 | 180 | A | 7 | 1.6 | E | 8 | 0.117 | F | 8 | 0.16 | F | 8 | 0 | 1 | D | 9 | 10 | C | 8
[26 empty] | 3587400% | 13:00 | 1056 | 1379 | 132 | 2 | 8 | 0 | 2 | 15 | 132 | 2 | 8 | 164 | 2 | 8 | 0 | 2 | 15 | 164 | 2 | 8 | 687 | 2 | 19 | 10 | E | 9 | 10 | A | 7 | 9 | A | 7 | 6 | A | 7 | 81 | A | 7 | 987 | E | 9 | 90 | A | 7 | 2.1 | A | 7 | 2400 | B | 7 | 240 | A | 7 | 1.6 | E | 8 | 0.117 | F | 8 | 0.16 | F | 8 | 0 | 1 | D | 9 | 10 | C | 8
[26 empty] | 3587400% | 14:00 | 1006 | 1379 | 129 | 2 | 8 | 0 | 2 | 15 | 129 | 2 | 8 | 160 | 2 | 8 | 0 | 2 | 15 | 160 | 2 | 8 | 664 | 2 | 19 | 10 | B | 8 | 10 | B | 8 | 9.1 | B | 8 | 6.5 | B | 8 | 84 | A | 7 | 987 | E | 9 | 90 | B | 8 | 3.1 | B | 8 | 2600 | C | 8 | 210 | B | 8 | 1.6 | E | 8 | 0.117 | F | 8 | 0.16 | F | 8 | 0 | 1 | D | 9 | 10 | C | 8
[26 empty] | 3587400% | 15:00 | 888 | 1379 | 103 | 2 | 8 | 0 | 2 | 15 | 103 | 2 | 8 | 127 | 2 | 8 | 0 | 2 | 15 | 127 | 2 | 8 | 522 | 2 | 19 | 10 | E | 9 | 10 | A | 7 | 9 | A | 7 | 7 | A | 7 | 87 | A | 7 | 987 | E | 9 | 90 | A | 7 | 4.1 | A | 7 | 2800 | B | 7 | 180 | A | 7 | 1.7 | E | 8 | 0.117 | F | 8 | 0.16 | F | 8 | 0 | 1 | D | 9 | 10 | C | 8
[26 empty] | 3587400% | 16:00 | 710 | 1379 | 82 | 2 | 8 | 0 | 2 | 15 | 82 | 2 | 8 | 100 | 2 | 8 | 0 | 2 | 15 | 100 | 2 | 8 | 394 | 2 | 19 | 10 | E | 9 | 10 | A | 7 | 8 | A | 7 | 6 | A | 7 | 87 | A | 7 | 987 | E | 9 | 40 | A | 7 | 3.1 | A | 7 | 2800 | B | 7 | 240 | A | 7 | 1.7 | E | 8 | 0.117 | F | 8 | 0.16 | F | 8 | 0 | 1 | D | 9 | 10 | C | 8
[26 empty] | 3587400% | 17:00 | 483 | 1379 | 56 | 2 | 8 | 0 | 2 | 15 | 56 | 2 | 8 | 67 | 2 | 8 | 0 | 2 | 15 | 67 | 2 | 8 | 248 | 2 | 19 | 10 | E | 9 | 10 | A | 7 | 7 | A | 7 | 6 | A | 7 | 93 | A | 7 | 987 | E | 9 | 70 | A | 7 | 4.1 | A | 7 | 2000 | B | 7 | 240 | A | 7 | 1.7 | E | 8 | 0.117 | F | 8 | 0.16 | F | 8 | 0 | 1 | D | 9 | 10 | C | 8
[26 empty] | 3587400% | 18:00 | 225 | 1379 | 36 | 2 | 8 | 0 | 2 | 15 | 36 | 2 | 8 | 42 | 2 | 8 | 0 | 2 | 15 | 42 | 2 | 8 | 136 | 2 | 19 | 10 | E | 9 | 9 | A | 7 | 7 | A | 7 | 6 | A | 7 | 93 | A | 7 | 987 | E | 9 | 70 | A | 7 | 2.6 | A | 7 | 4800 | B | 7 | 2700 | A | 7 | 1.8 | E | 8 | 0.117 | F | 8 | 0.16 | F | 8 | 0 | 1 | D | 9 | 10 | C | 8
[26 empty] | 3587400% | 19:00 | 16 | 494 | 0 | 2 | 8 | 0 | 2 | 15 | 0 | 2 | 8 | 0 | 2 | 8 | 0 | 2 | 15 | 0 | 2 | 8 | 0 | 2 | 19 | 10 | E | 9 | 10 | A | 7 | 8 | A | 7 | 6 | A | 7 | 87 | A | 7 | 987 | E | 9 | 90 | A | 7 | 2.6 | A | 7 | 4800 | B | 7 | 450 | A | 7 | 1.8 | E | 8 | 0.117 | F | 8 | 0.16 | F | 8 | 0 | 1 | D | 9 | 10 | C | 8
[26 empty] | 3587400% | 20:00 | 0 | 0 | 0 | 2 | 0 | 0 | 2 | 0 | 0 | 2 | 0 | 0 | 2 | 0 | 0 | 2 | 0 | 0 | 2 | 0 | 0 | 2 | 0 | 10 | E | 9 | 10 | A | 7 | 7 | A | 7 | 5 | A | 7 | 87 | A | 7 | 987 | E | 9 | 90 | A | 7 | 7.2 | A | 7 | 11300 | B | 7 | 390 | A | 7 | 1.8 | E | 8 | 0.117 | F | 8 | 0.16 | F | 8 | 0 | 1 | D | 9 | 10 | C | 8
[26 empty] | 3587400% | 21:00 | 0 | 0 | 0 | 2 | 0 | 0 | 2 | 0 | 0 | 2 | 0 | 0 | 2 | 0 | 0 | 2 | 0 | 0 | 2 | 0 | 0 | 2 | 0 | 10 | E | 9 | 10 | A | 7 | 8 | A | 7 | 3.9 | E | 9 | 75 | A | 7 | 987 | E | 9 | 0 | A | 7 | 0 | A | 7 | 4000 | B | 7 | 30 | A | 7 | 1.8 | E | 8 | 0.117 | F | 8 | 0.16 | F | 8 | 0 | 1 | D | 9 | 10 | C | 8
[26 empty] | 3587400% | 22:00 | 0 | 0 | 0 | 2 | 0 | 0 | 2 | 0 | 0 | 2 | 0 | 0 | 2 | 0 | 0 | 2 | 0 | 0 | 2 | 0 | 0 | 2 | 0 | 10 | E | 9 | 10 | A | 7 | 7 | A | 7 | 3 | E | 9 | 76 | A | 7 | 987 | E | 9 | 80 | A | 7 | 5.1 | A | 7 | 4000 | B | 7 | 1500 | A | 7 | 1.9 | E | 8 | 0.117 | F | 8 | 0.16 | F | 8 | 0 | 1 | D | 9 | 10 | C | 8
[26 empty] | 3587400% | 23:00 | 0 | 0 | 0 | 2 | 0 | 0 | 2 | 0 | 0 | 2 | 0 | 0 | 2 | 0 | 0 | 2 | 0 | 0 | 2 | 0 | 0 | 2 | 0 | 10 | B | 8 | 10 | B | 8 | 6.6 | B | 8 | 2 | E | 9 | 72 | A | 7 | 987 | E | 9 | 80 | B | 8 | 4.8 | B | 8 | 4100 | C | 8 | 1376 | B | 8 | 1.9 | E | 8 | 0.117 | F | 8 | 0.16 | F | 8 | 0 | 1 | D | 9 | 10 | C | 8
[26 empty] | 3587400% | 24:00 | 0 | 0 | 0 | 2 | 0 | 0 | 2 | 0 | 0 | 2 | 0 | 0 | 2 | 0 | 0 | 2 | 0 | 0 | 2 | 0 | 0 | 2 | 0 | 10 | B | 8 | 10 | B | 8 | 6.3 | B | 8 | 1 | E | 9 | 69 | A | 7 | 987 | E | 9 | 80 | B | 8 | 4.5 | B | 8 | 4200 | C | 8 | 1253 | B | 8 | 1.9 | E | 8 | 0.117 | F | 8 | 0.16 | F | 8 | 0 | 1 | D | 9 | 10 | C | 8
[26 empty] | 3587500% | 1:00 | 0 | 0 | 0 | 2 | 0 | 0 | 2 | 0 | 0 | 2 | 0 | 0 | 2 | 0 | 0 | 2 | 0 | 0 | 2 | 0 | 0 | 2 | 0 | 10 | B | 8 | 10 | B | 8 | 5.6 | B | 8 | 0.9 | E | 9 | 72 | A | 7 | 987 | E | 9 | 80 | B | 8 | 4.2 | B | 8 | 4300 | C | 8 | 1129 | B | 8 | 2 | E | 8 | 0.118 | F | 8 | 0.16 | F | 8 | 0 | 1 | D | 9 | 10 | C | 8
[26 empty] | 3587500% | 2:00 | 0 | 0 | 0 | 2 | 0 | 0 | 2 | 0 | 0 | 2 | 0 | 0 | 2 | 0 | 0 | 2 | 0 | 0 | 2 | 0 | 0 | 2 | 0 | 10 | B | 8 | 10 | B | 8 | 5.2 | B | 8 | 2 | E | 9 | 80 | A | 7 | 987 | E | 9 | 80 | B | 8 | 3.9 | B | 8 | 4400 | C | 8 | 1005 | B | 8 | 2 | E | 8 | 0.118 | F | 8 | 0.16 | F | 8 | 0 | 1 | D | 9 | 10 | C | 8
[26 empty] | 3587500% | 3:00 | 0 | 0 | 0 | 2 | 0 | 0 | 2 | 0 | 0 | 2 | 0 | 0 | 2 | 0 | 0 | 2 | 0 | 0 | 2 | 0 | 0 | 2 | 0 | 10 | B | 8 | 10 | B | 8 | 4.9 | B | 8 | 1.9 | E | 9 | 81 | A | 7 | 987 | E | 9 | 70 | B | 8 | 3.5 | B | 8 | 4500 | C | 8 | 881 | B | 8 | 2 | E | 8 | 0.118 | F | 8 | 0.16 | F | 8 | 0 | 1 | D | 9 | 63 | C | 8
[26 empty] | 3587500% | 4:00 | 0 | 0 | 0 | 2 | 0 | 0 | 2 | 0 | 0 | 2 | 0 | 0 | 2 | 0 | 0 | 2 | 0 | 0 | 2 | 0 | 0 | 2 | 0 | 10 | B | 8 | 10 | B | 8 | 4.6 | B | 8 | 0.9 | E | 9 | 77 | A | 7 | 987 | E | 9 | 70 | B | 8 | 3.2 | B | 8 | 4600 | C | 8 | 758 | B | 8 | 2 | E | 8 | 0.118 | F | 8 | 0.16 | F | 8 | 0 | 1 | D | 9 | 63 | C | 8
[26 empty] | 3587500% | 5:00 | 0 | 0 | 0 | 2 | 0 | 0 | 2 | 0 | 0 | 2 | 0 | 0 | 2 | 0 | 0 | 2 | 0 | 0 | 2 | 0 | 0 | 2 | 0 | 10 | B | 8 | 10 | B | 8 | 4.3 | B | 8 | 0.9 | E | 9 | 79 | A | 7 | 987 | E | 9 | 70 | B | 8 | 2.9 | B | 8 | 4700 | C | 8 | 634 | B | 8 | 2.1 | E | 8 | 0.118 | F | 8 | 0.16 | F | 8 | 0 | 1 | D | 9 | 63 | C | 8
[26 empty] | 3587500% | 6:00 | 0 | 0 | 0 | 2 | 0 | 0 | 2 | 0 | 0 | 2 | 0 | 0 | 2 | 0 | 0 | 2 | 0 | 0 | 2 | 0 | 0 | 2 | 0 | 10 | E | 9 | 10 | A | 7 | 4 | A | 7 | 2 | E | 9 | 87 | A | 7 | 987 | E | 9 | 70 | A | 7 | 2.6 | A | 7 | 4800 | B | 7 | 510 | A | 7 | 2.1 | E | 8 | 0.118 | F | 8 | 0.16 | F | 8 | 0 | 1 | D | 9 | 63 | C | 8
[26 empty] | 3587500% | 7:00 | 74 | 1045 | 0 | 2 | 8 | 0 | 2 | 15 | 0 | 2 | 8 | 0 | 2 | 8 | 0 | 2 | 15 | 0 | 2 | 8 | 0 | 2 | 19 | 10 | E | 9 | 10 | A | 7 | 4 | A | 7 | 3 | A | 7 | 93 | A | 7 | 987 | E | 9 | 70 | A | 7 | 2.6 | A | 7 | 3200 | B | 7 | 540 | A | 7 | 2.1 | E | 8 | 0.118 | F | 8 | 0.16 | F | 8 | 0 | 1 | D | 9 | 10 | C | 8
[26 empty] | 3587500% | 8:00 | 332 | 1378 | 101 | 2 | 8 | 13 | 2 | 15 | 98 | 2 | 8 | 112 | 2 | 8 | 7 | 2 | 15 | 110 | 2 | 8 | 327 | 2 | 19 | 10 | E | 9 | 10 | A | 7 | 3 | A | 7 | 2 | A | 7 | 93 | A | 7 | 987 | E | 9 | 60 | A | 7 | 3.1 | A | 7 | 3200 | B | 7 | 570 | A | 7 | 2.1 | E | 8 | 0.118 | F | 8 | 0.16 | F | 8 | 0 | 1 | D | 9 | 10 | C | 8
[26 empty] | 3587500% | 9:00 | 580 | 1378 | 104 | 2 | 8 | 0 | 2 | 15 | 104 | 2 | 8 | 122 | 2 | 8 | 0 | 2 | 15 | 122 | 2 | 8 | 447 | 2 | 19 | 10 | E | 9 | 10 | A | 7 | 3 | A | 7 | 3 | A | 7 | 100 | A | 7 | 987 | E | 9 | 10 | A | 7 | 3.1 | A | 7 | 3200 | B | 7 | 570 | A | 7 | 2 | E | 8 | 0.118 | F | 8 | 0.16 | F | 8 | 0 | 1 | D | 9 | 10 | C | 8
[26 empty] | 3587500% | 10:00 | 790 | 1378 | 111 | 2 | 8 | 0 | 2 | 15 | 111 | 2 | 8 | 135 | 2 | 8 | 0 | 2 | 15 | 135 | 2 | 8 | 535 | 2 | 19 | 10 | E | 9 | 10 | A | 7 | 3 | A | 7 | 3 | A | 7 | 100 | A | 7 | 987 | E | 9 | 50 | A | 7 | 3.1 | A | 7 | 3200 | B | 7 | 300 | A | 7 | 2 | E | 8 | 0.118 | F | 8 | 0.16 | F | 8 | 0 | 1 | D | 9 | 10 | C | 8
[26 empty] | 3587500% | 11:00 | 947 | 1378 | 151 | 2 | 8 | 0 | 2 | 15 | 151 | 2 | 8 | 183 | 2 | 8 | 0 | 2 | 15 | 183 | 2 | 8 | 746 | 2 | 19 | 10 | E | 9 | 10 | A | 7 | 4 | A | 7 | 3 | A | 7 | 93 | A | 7 | 987 | E | 9 | 40 | A | 7 | 4.1 | A | 7 | 4000 | B | 7 | 420 | A | 7 | 1.9 | E | 8 | 0.118 | F | 8 | 0.16 | F | 8 | 0 | 1 | D | 9 | 10 | C | 8
[26 empty] | 3587500% | 12:00 | 1039 | 1378 | 165 | 2 | 8 | 0 | 2 | 15 | 165 | 2 | 8 | 202 | 2 | 8 | 0 | 2 | 15 | 202 | 2 | 8 | 831 | 2 | 19 | 10 | E | 9 | 10 | A | 7 | 4 | A | 7 | 3 | A | 7 | 93 | A | 7 | 987 | E | 9 | 70 | A | 7 | 4.1 | A | 7 | 3200 | B | 7 | 540 | A | 7 | 1.9 | E | 8 | 0.118 | F | 8 | 0.16 | F | 8 | 0 | 1 | D | 9 | 10 | C | 8
[26 empty] | 3587500% | 13:00 | 1061 | 1378 | 150 | 2 | 8 | 0 | 2 | 15 | 150 | 2 | 8 | 185 | 2 | 8 | 0 | 2 | 15 | 185 | 2 | 8 | 770 | 2 | 19 | 10 | E | 9 | 10 | A | 7 | 3 | A | 7 | 2 | A | 7 | 93 | A | 7 | 987 | E | 9 | 30 | A | 7 | 5.1 | A | 7 | 4000 | B | 7 | 390 | A | 7 | 1.8 | E | 8 | 0.118 | F | 8 | 0.16 | F | 8 | 0 | 1 | D | 9 | 10 | C | 8
[26 empty] | 3587500% | 14:00 | 1011 | 1378 | 135 | 2 | 8 | 0 | 2 | 15 | 135 | 2 | 8 | 167 | 2 | 8 | 0 | 2 | 15 | 167 | 2 | 8 | 692 | 2 | 19 | 10 | E | 9 | 10 | A | 7 | 3 | A | 7 | 1 | A | 7 | 87 | A | 7 | 987 | E | 9 | 40 | A | 7 | 5.1 | A | 7 | 4000 | B | 7 | 300 | A | 7 | 1.8 | E | 8 | 0.118 | F | 8 | 0.16 | F | 8 | 0 | 1 | D | 9 | 10 | C | 8
[26 empty] | 3587500% | 15:00 | 893 | 1378 | 131 | 2 | 8 | 0 | 2 | 15 | 131 | 2 | 8 | 159 | 2 | 8 | 0 | 2 | 15 | 159 | 2 | 8 | 646 | 2 | 19 | 10 | E | 9 | 10 | A | 7 | 3 | A | 7 | 1 | A | 7 | 87 | A | 7 | 987 | E | 9 | 30 | A | 7 | 4.1 | A | 7 | 4000 | B | 7 | 600 | A | 7 | 1.7 | E | 8 | 0.118 | F | 8 | 0.16 | F | 8 | 0 | 1 | D | 9 | 10 | C | 8
[26 empty] | 3587500% | 16:00 | 714 | 1378 | 160 | 2 | 8 | 0 | 2 | 15 | 160 | 2 | 8 | 186 | 2 | 8 | 0 | 2 | 15 | 186 | 2 | 8 | 690 | 2 | 19 | 10 | E | 9 | 10 | A | 7 | 3 | A | 7 | 0 | A | 7 | 81 | A | 7 | 987 | E | 9 | 40 | A | 7 | 5.1 | A | 7 | 4800 | B | 7 | 900 | A | 7 | 1.7 | E | 8 | 0.118 | F | 8 | 0.16 | F | 8 | 0 | 1 | D | 9 | 10 | C | 8
[26 empty] | 3587500% | 17:00 | 488 | 1378 | 87 | 2 | 8 | 0 | 2 | 15 | 87 | 2 | 8 | 101 | 2 | 8 | 0 | 2 | 15 | 101 | 2 | 8 | 360 | 2 | 19 | 10 | E | 9 | 10 | A | 7 | 1 | A | 7 | 0 | A | 7 | 93 | A | 7 | 987 | E | 9 | 30 | A | 7 | 3.6 | A | 7 | 4800 | B | 7 | 1050 | A | 7 | 1.6 | E | 8 | 0.118 | F | 8 | 0.16 | F | 8 | 0 | 1 | D | 9 | 10 | C | 8
[26 empty] | 3587500% | 18:00 | 229 | 1378 | 69 | 2 | 8 | 63 | 2 | 15 | 58 | 2 | 8 | 75 | 2 | 8 | 45 | 2 | 15 | 67 | 2 | 8 | 123 | 2 | 19 | 10 | E | 9 | 10 | A | 7 | 1 | A | 7 | 0 | A | 7 | 93 | A | 7 | 987 | E | 9 | 50 | A | 7 | 3.6 | A | 7 | 6400 | B | 7 | 1110 | A | 7 | 1.6 | E | 8 | 0.118 | F | 8 | 0.16 | F | 8 | 0 | 1 | D | 9 | 10 | C | 8
[26 empty] | 3587500% | 19:00 | 17 | 517 | 0 | 2 | 8 | 0 | 2 | 15 | 0 | 2 | 8 | 0 | 2 | 8 | 0 | 2 | 15 | 0 | 2 | 8 | 0 | 2 | 19 | 10 | E | 9 | 10 | A | 7 | 2 | A | 7 | 0 | A | 7 | 87 | A | 7 | 987 | E | 9 | 30 | A | 7 | 3.1 | A | 7 | 11300 | B | 7 | 1050 | A | 7 | 1.5 | E | 8 | 0.118 | F | 8 | 0.16 | F | 8 | 0 | 1 | D | 9 | 10 | C | 8
[26 empty] | 3587500% | 20:00 | 0 | 0 | 0 | 2 | 0 | 0 | 2 | 0 | 0 | 2 | 0 | 0 | 2 | 0 | 0 | 2 | 0 | 0 | 2 | 0 | 0 | 2 | 0 | 10 | E | 9 | 10 | A | 7 | 2 | A | 7 | 0 | A | 7 | 87 | A | 7 | 987 | E | 9 | 30 | A | 7 | 2.6 | A | 7 | 11300 | B | 7 | 720 | A | 7 | 1.5 | E | 8 | 0.118 | F | 8 | 0.16 | F | 8 | 0 | 1 | D | 9 | 10 | C | 8
[26 empty] | 3587500% | 21:00 | 0 | 0 | 0 | 2 | 0 | 0 | 2 | 0 | 0 | 2 | 0 | 0 | 2 | 0 | 0 | 2 | 0 | 0 | 2 | 0 | 0 | 2 | 0 | 10 | B | 8 | 10 | B | 8 | 2.7 | B | 8 | 1 | E | 9 | 89 | A | 7 | 987 | E | 9 | 0 | B | 8 | 0 | B | 8 | 10636 | C | 8 | 0 | B | 8 | 1.4 | E | 8 | 0.118 | F | 8 | 0.16 | F | 8 | 0 | 1 | D | 9 | 10 | C | 8
[26 empty] | 3587500% | 22:00 | 0 | 0 | 0 | 2 | 0 | 0 | 2 | 0 | 0 | 2 | 0 | 0 | 2 | 0 | 0 | 2 | 0 | 0 | 2 | 0 | 0 | 2 | 0 | 10 | B | 8 | 10 | B | 8 | 2.4 | B | 8 | 1 | E | 9 | 90 | A | 7 | 987 | E | 9 | 60 | B | 8 | 2 | B | 8 | 9972 | C | 8 | 0 | B | 8 | 1.4 | E | 8 | 0.118 | F | 8 | 0.16 | F | 8 | 0 | 1 | D | 9 | 10 | C | 8
[26 empty] | 3587500% | 23:00 | 0 | 0 | 0 | 2 | 0 | 0 | 2 | 0 | 0 | 2 | 0 | 0 | 2 | 0 | 0 | 2 | 0 | 0 | 2 | 0 | 0 | 2 | 0 | 10 | B | 8 | 10 | B | 8 | 2.1 | B | 8 | 0 | E | 9 | 86 | A | 7 | 987 | E | 9 | 80 | B | 8 | 2 | B | 8 | 9309 | C | 8 | 0 | B | 8 | 1.3 | E | 8 | 0.118 | F | 8 | 0.16 | F | 8 | 0 | 1 | D | 9 | 10 | C | 8
[26 empty] | 3587500% | 24:00 | 0 | 0 | 0 | 2 | 0 | 0 | 2 | 0 | 0 | 2 | 0 | 0 | 2 | 0 | 0 | 2 | 0 | 0 | 2 | 0 | 0 | 2 | 0 | 10 | B | 8 | 10 | B | 8 | 2 | B | 8 | 1 | E | 9 | 93 | A | 7 | 987 | E | 9 | 110 | B | 8 | 2 | B | 8 | 8645 | C | 8 | 0 | B | 8 | 1.3 | E | 8 | 0.118 | F | 8 | 0.16 | F | 8 | 0 | 1 | D | 9 | 10 | C | 8
[26 empty] | 3587600% | 1:00 | 0 | 0 | 0 | 2 | 0 | 0 | 2 | 0 | 0 | 2 | 0 | 0 | 2 | 0 | 0 | 2 | 0 | 0 | 2 | 0 | 0 | 2 | 0 | 10 | B | 8 | 10 | B | 8 | 1.5 | B | 8 | 1 | E | 9 | 96 | A | 7 | 987 | E | 9 | 130 | B | 8 | 1.9 | B | 8 | 7981 | C | 8 | 0 | B | 8 | 1.2 | E | 8 | 0.119 | F | 8 | 0.16 | F | 8 | 0 | 1 | D | 9 | 10 | C | 8
[26 empty] | 3587600% | 2:00 | 0 | 0 | 0 | 2 | 0 | 0 | 2 | 0 | 0 | 2 | 0 | 0 | 2 | 0 | 0 | 2 | 0 | 0 | 2 | 0 | 0 | 2 | 0 | 10 | B | 8 | 10 | B | 8 | 1.3 | B | 8 | 1 | E | 9 | 98 | A | 7 | 987 | E | 9 | 160 | B | 8 | 2 | B | 8 | 7318 | C | 8 | 0 | B | 8 | 1.2 | E | 8 | 0.119 | F | 8 | 0.16 | F | 8 | 0 | 1 | D | 9 | 10 | C | 8
[26 empty] | 3587600% | 3:00 | 0 | 0 | 0 | 2 | 0 | 0 | 2 | 0 | 0 | 2 | 0 | 0 | 2 | 0 | 0 | 2 | 0 | 0 | 2 | 0 | 0 | 2 | 0 | 10 | B | 8 | 10 | B | 8 | 1.2 | B | 8 | 0 | E | 9 | 92 | A | 7 | 987 | E | 9 | 170 | B | 8 | 1.9 | B | 8 | 6654 | C | 8 | 0 | B | 8 | 1.1 | E | 8 | 0.119 | F | 8 | 0.16 | F | 8 | 0 | 1 | D | 9 | 10 | C | 8
[26 empty] | 3587600% | 4:00 | 0 | 0 | 0 | 2 | 0 | 0 | 2 | 0 | 0 | 2 | 0 | 0 | 2 | 0 | 0 | 2 | 0 | 0 | 2 | 0 | 0 | 2 | 0 | 10 | B | 8 | 10 | B | 8 | 1.1 | B | 8 | 0 | E | 9 | 92 | A | 7 | 987 | E | 9 | 200 | B | 8 | 1.9 | B | 8 | 5990 | C | 8 | 0 | B | 8 | 1.1 | E | 8 | 0.119 | F | 8 | 0.16 | F | 8 | 0 | 1 | D | 9 | 10 | C | 8
[26 empty] | 3587600% | 5:00 | 0 | 0 | 0 | 2 | 0 | 0 | 2 | 0 | 0 | 2 | 0 | 0 | 2 | 0 | 0 | 2 | 0 | 0 | 2 | 0 | 0 | 2 | 0 | 10 | B | 8 | 10 | B | 8 | 0.9 | B | 8 | 0 | E | 9 | 94 | A | 7 | 987 | E | 9 | 220 | B | 8 | 1.9 | B | 8 | 5327 | C | 8 | 0 | B | 8 | 1 | E | 8 | 0.119 | F | 8 | 0.16 | F | 8 | 0 | 1 | D | 9 | 10 | C | 8
[26 empty] | 3587600% | 6:00 | 0 | 0 | 0 | 2 | 0 | 0 | 2 | 0 | 0 | 2 | 0 | 0 | 2 | 0 | 0 | 2 | 0 | 0 | 2 | 0 | 0 | 2 | 0 | 10 | B | 8 | 10 | B | 8 | 0.8 | B | 8 | -1 | E | 9 | 87 | A | 7 | 987 | E | 9 | 250 | B | 8 | 1.9 | B | 8 | 4663 | C | 8 | 0 | B | 8 | 1 | E | 8 | 0.119 | F | 8 | 0.16 | F | 8 | 0 | 1 | D | 9 | 10 | C | 8
[26 empty] | 3587600% | 7:00 | 79 | 1090 | 0 | 2 | 8 | 0 | 2 | 15 | 0 | 2 | 8 | 0 | 2 | 8 | 0 | 2 | 15 | 0 | 2 | 8 | 0 | 2 | 19 | 10 | E | 9 | 10 | A | 7 | 1 | A | 7 | 0 | A | 7 | 93 | A | 7 | 987 | E | 9 | 270 | A | 7 | 2.1 | A | 7 | 4000 | B | 7 | 570 | A | 7 | 0.9 | E | 8 | 0.119 | F | 8 | 0.16 | F | 8 | 0 | 1 | D | 9 | 10 | C | 8
[26 empty] | 3587600% | 8:00 | 339 | 1377 | 33 | 2 | 8 | 0 | 2 | 15 | 33 | 2 | 8 | 40 | 2 | 8 | 0 | 2 | 15 | 40 | 2 | 8 | 140 | 2 | 19 | 10 | E | 9 | 10 | A | 7 | 2 | A | 7 | -1 | A | 7 | 80 | A | 7 | 987 | E | 9 | 280 | A | 7 | 5.1 | A | 7 | 11300 | B | 7 | 720 | A | 7 | 0.9 | E | 8 | 0.119 | F | 8 | 0.16 | F | 8 | 0 | 1 | D | 9 | 10 | C | 8
[26 empty] | 3587600% | 9:00 | 587 | 1377 | 139 | 2 | 8 | 0 | 2 | 15 | 139 | 2 | 8 | 159 | 2 | 8 | 0 | 2 | 15 | 159 | 2 | 8 | 563 | 2 | 19 | 10 | E | 9 | 10 | A | 7 | 1.9 | B | 8 | -2.1 | B | 8 | 73 | A | 7 | 987 | E | 9 | 300 | A | 7 | 7.7 | A | 7 | 16100 | B | 7 | 690 | A | 7 | 0.9 | E | 8 | 0.119 | F | 8 | 0.16 | F | 8 | 0 | 1 | D | 9 | 10 | C | 8
[26 empty] | 3587600% | 10:00 | 797 | 1377 | 130 | 2 | 8 | 0 | 2 | 15 | 130 | 2 | 8 | 156 | 2 | 8 | 0 | 2 | 15 | 156 | 2 | 8 | 614 | 2 | 19 | 10 | E | 9 | 10 | A | 7 | 2 | A | 7 | -3 | A | 7 | 67 | A | 7 | 987 | E | 9 | 310 | A | 7 | 9.3 | A | 7 | 24100 | B | 7 | 780 | A | 7 | 0.9 | E | 8 | 0.119 | F | 8 | 0.16 | F | 8 | 0 | 1 | D | 9 | 10 | C | 8
[26 empty] | 3587600% | 11:00 | 953 | 1377 | 182 | 2 | 8 | 0 | 2 | 15 | 182 | 2 | 8 | 218 | 2 | 8 | 0 | 2 | 15 | 218 | 2 | 8 | 874 | 2 | 19 | 10 | E | 9 | 10 | A | 7 | 2 | A | 7 | -4 | A | 7 | 62 | A | 7 | 987 | E | 9 | 290 | A | 7 | 7.7 | A | 7 | 24100 | B | 7 | 1800 | A | 7 | 0.9 | E | 8 | 0.119 | F | 8 | 0.16 | F | 8 | 0 | 1 | D | 9 | 10 | C | 8
[26 empty] | 3587600% | 12:00 | 1045 | 1377 | 300 | 2 | 8 | 12 | 2 | 15 | 291 | 2 | 8 | 351 | 2 | 8 | 11 | 2 | 15 | 343 | 2 | 8 | 1307 | 2 | 19 | 10 | E | 9 | 10 | A | 7 | 3 | A | 7 | -4 | A | 7 | 58 | A | 7 | 987 | E | 9 | 300 | A | 7 | 7.7 | A | 7 | 24100 | B | 7 | 1110 | A | 7 | 0.8 | E | 8 | 0.119 | F | 8 | 0.16 | F | 8 | 0 | 1 | D | 9 | 10 | C | 8
[26 empty] | 3587600% | 13:00 | 1067 | 1377 | 306 | 2 | 8 | 12 | 2 | 15 | 296 | 2 | 8 | 358 | 2 | 8 | 11 | 2 | 15 | 350 | 2 | 8 | 1335 | 2 | 19 | 10 | E | 9 | 10 | A | 7 | 2 | A | 7 | -3 | A | 7 | 67 | A | 7 | 987 | E | 9 | 300 | A | 7 | 6.2 | A | 7 | 24100 | B | 7 | 1230 | A | 7 | 0.8 | E | 8 | 0.119 | F | 8 | 0.16 | F | 8 | 0 | 1 | D | 9 | 10 | C | 8
[26 empty] | 3587600% | 14:00 | 1016 | 1377 | 235 | 2 | 8 | 6 | 2 | 15 | 230 | 2 | 8 | 278 | 2 | 8 | 5 | 2 | 15 | 275 | 2 | 8 | 1082 | 2 | 19 | 9 | E | 9 | 9 | A | 7 | 2 | A | 7 | -6 | A | 7 | 52 | A | 7 | 987 | E | 9 | 300 | A | 7 | 6.2 | A | 7 | 24100 | B | 7 | 1080 | A | 7 | 0.8 | E | 8 | 0.119 | F | 8 | 0.16 | F | 8 | 0 | 1 | D | 9 | 10 | C | 8
[26 empty] | 3587600% | 15:00 | 898 | 1377 | 229 | 2 | 8 | 6 | 2 | 15 | 225 | 2 | 8 | 267 | 2 | 8 | 5 | 2 | 15 | 264 | 2 | 8 | 1004 | 2 | 19 | 9 | E | 9 | 9 | A | 7 | 3 | A | 7 | -6 | A | 7 | 49 | A | 7 | 987 | E | 9 | 300 | A | 7 | 6.2 | A | 7 | 24100 | B | 7 | 1200 | A | 7 | 0.8 | E | 8 | 0.119 | F | 8 | 0.16 | F | 8 | 0 | 1 | D | 9 | 10 | C | 8
[26 empty] | 3587600% | 16:00 | 719 | 1377 | 215 | 2 | 8 | 12 | 2 | 15 | 209 | 2 | 8 | 245 | 2 | 8 | 10 | 2 | 15 | 240 | 2 | 8 | 840 | 2 | 19 | 9 | E | 9 | 9 | A | 7 | 3 | A | 7 | -6 | A | 7 | 49 | A | 7 | 987 | E | 9 | 330 | A | 7 | 3.6 | A | 7 | 24100 | B | 7 | 1200 | A | 7 | 0.8 | E | 8 | 0.119 | F | 8 | 0.16 | F | 8 | 0 | 1 | D | 9 | 10 | C | 8
[26 empty] | 3587600% | 17:00 | 492 | 1377 | 133 | 2 | 8 | 11 | 2 | 15 | 129 | 2 | 8 | 150 | 2 | 8 | 7 | 2 | 15 | 148 | 2 | 8 | 486 | 2 | 19 | 9 | E | 9 | 9 | A | 7 | 3 | A | 7 | -6 | A | 7 | 49 | A | 7 | 987 | E | 9 | 300 | A | 7 | 7.7 | A | 7 | 24100 | B | 7 | 1170 | A | 7 | 0.8 | E | 8 | 0.119 | F | 8 | 0.16 | F | 8 | 0 | 1 | D | 9 | 10 | C | 8
[26 empty] | 3587600% | 18:00 | 234 | 1377 | 90 | 2 | 8 | 157 | 2 | 15 | 63 | 2 | 8 | 94 | 2 | 8 | 107 | 2 | 15 | 76 | 2 | 8 | 120 | 2 | 19 | 9 | E | 9 | 9 | A | 7 | 3 | A | 7 | -6 | A | 7 | 49 | A | 7 | 987 | E | 9 | 300 | A | 7 | 5.1 | A | 7 | 24100 | B | 7 | 1170 | A | 7 | 0.8 | E | 8 | 0.119 | F | 8 | 0.16 | F | 8 | 0 | 1 | D | 9 | 10 | C | 8
[26 empty] | 3587600% | 19:00 | 19 | 539 | 0 | 2 | 8 | 0 | 2 | 15 | 0 | 2 | 8 | 0 | 2 | 8 | 0 | 2 | 15 | 0 | 2 | 8 | 0 | 2 | 19 | 9 | E | 9 | 9 | A | 7 | 2 | A | 7 | -5 | A | 7 | 57 | A | 7 | 987 | E | 9 | 280 | A | 7 | 4.1 | A | 7 | 16100 | B | 7 | 1290 | A | 7 | 0.7 | E | 8 | 0.119 | F | 8 | 0.16 | F | 8 | 0 | 1 | D | 9 | 10 | C | 8
[26 empty] | 3587600% | 20:00 | 0 | 0 | 0 | 2 | 0 | 0 | 2 | 0 | 0 | 2 | 0 | 0 | 2 | 0 | 0 | 2 | 0 | 0 | 2 | 0 | 0 | 2 | 0 | 10 | E | 9 | 10 | A | 7 | 2 | A | 7 | -4 | A | 7 | 62 | A | 7 | 987 | E | 9 | 290 | A | 7 | 3.6 | A | 7 | 16100 | B | 7 | 1290 | A | 7 | 0.7 | E | 8 | 0.119 | F | 8 | 0.16 | F | 8 | 0 | 1 | D | 9 | 10 | C | 8
[26 empty] | 3587600% | 21:00 | 0 | 0 | 0 | 2 | 0 | 0 | 2 | 0 | 0 | 2 | 0 | 0 | 2 | 0 | 0 | 2 | 0 | 0 | 2 | 0 | 0 | 2 | 0 | 10 | E | 9 | 10 | A | 7 | 2 | A | 7 | -3.9 | E | 9 | 62 | A | 7 | 987 | E | 9 | 250 | A | 7 | 2.6 | A | 7 | 16100 | B | 7 | 1200 | A | 7 | 0.7 | E | 8 | 0.119 | F | 8 | 0.16 | F | 8 | 0 | 1 | D | 9 | 10 | C | 8
[26 empty] | 3587600% | 22:00 | 0 | 0 | 0 | 2 | 0 | 0 | 2 | 0 | 0 | 2 | 0 | 0 | 2 | 0 | 0 | 2 | 0 | 0 | 2 | 0 | 0 | 2 | 0 | 10 | E | 9 | 10 | A | 7 | 2 | A | 7 | -3.8 | E | 9 | 63 | A | 7 | 987 | E | 9 | 250 | A | 7 | 3.6 | A | 7 | 16100 | B | 7 | 1350 | A | 7 | 0.7 | E | 8 | 0.119 | F | 8 | 0.16 | F | 8 | 0 | 1 | D | 9 | 10 | C | 8
[26 empty] | 3587600% | 23:00 | 0 | 0 | 0 | 2 | 0 | 0 | 2 | 0 | 0 | 2 | 0 | 0 | 2 | 0 | 0 | 2 | 0 | 0 | 2 | 0 | 0 | 2 | 0 | 10 | B | 8 | 10 | B | 8 | 1.6 | B | 8 | -4.7 | E | 9 | 60 | A | 7 | 987 | E | 9 | 250 | B | 8 | 3.5 | B | 8 | 16100 | C | 8 | 1331 | B | 8 | 0.7 | E | 8 | 0.119 | F | 8 | 0.16 | F | 8 | 0 | 1 | D | 9 | 10 | C | 8
[26 empty] | 3587600% | 24:00 | 0 | 0 | 0 | 2 | 0 | 0 | 2 | 0 | 0 | 2 | 0 | 0 | 2 | 0 | 0 | 2 | 0 | 0 | 2 | 0 | 0 | 2 | 0 | 10 | B | 8 | 10 | B | 8 | 1.3 | B | 8 | -4.6 | E | 9 | 62 | A | 7 | 987 | E | 9 | 240 | B | 8 | 3.4 | B | 8 | 16100 | C | 8 | 1313 | B | 8 | 0.7 | E | 8 | 0.119 | F | 8 | 0.16 | F | 8 | 0 | 1 | D | 9 | 10 | C | 8
[26 empty] | 3587700% | 1:00 | 0 | 0 | 0 | 2 | 0 | 0 | 2 | 0 | 0 | 2 | 0 | 0 | 2 | 0 | 0 | 2 | 0 | 0 | 2 | 0 | 0 | 2 | 0 | 10 | B | 8 | 10 | B | 8 | 0.6 | B | 8 | -4.5 | E | 9 | 66 | A | 7 | 987 | E | 9 | 240 | B | 8 | 3.2 | B | 8 | 16100 | C | 8 | 1294 | B | 8 | 0.7 | E | 8 | 0.12 | F | 8 | 0.16 | F | 8 | 0 | 1 | D | 9 | 10 | C | 8
[26 empty] | 3587700% | 2:00 | 0 | 0 | 0 | 2 | 0 | 0 | 2 | 0 | 0 | 2 | 0 | 0 | 2 | 0 | 0 | 2 | 0 | 0 | 2 | 0 | 0 | 2 | 0 | 10 | B | 8 | 10 | B | 8 | 0.2 | B | 8 | -4.5 | E | 9 | 68 | A | 7 | 987 | E | 9 | 240 | B | 8 | 3.1 | B | 8 | 16100 | C | 8 | 1275 | B | 8 | 0.6 | E | 8 | 0.12 | F | 8 | 0.16 | F | 8 | 0 | 1 | D | 9 | 10 | C | 8
[26 empty] | 3587700% | 3:00 | 0 | 0 | 0 | 2 | 0 | 0 | 2 | 0 | 0 | 2 | 0 | 0 | 2 | 0 | 0 | 2 | 0 | 0 | 2 | 0 | 0 | 2 | 0 | 9 | B | 8 | 9 | B | 8 | -0.1 | B | 8 | -4.4 | E | 9 | 70 | A | 7 | 987 | E | 9 | 230 | B | 8 | 3 | B | 8 | 16100 | C | 8 | 1256 | B | 8 | 0.6 | E | 8 | 0.12 | F | 8 | 0.16 | F | 8 | 0 | 1 | D | 9 | 10 | C | 8
[26 empty] | 3587700% | 4:00 | 0 | 0 | 0 | 2 | 0 | 0 | 2 | 0 | 0 | 2 | 0 | 0 | 2 | 0 | 0 | 2 | 0 | 0 | 2 | 0 | 0 | 2 | 0 | 9 | B | 8 | 9 | B | 8 | -0.4 | B | 8 | -5.3 | E | 9 | 66 | A | 7 | 987 | E | 9 | 230 | B | 8 | 2.9 | B | 8 | 16100 | C | 8 | 1238 | B | 8 | 0.6 | E | 8 | 0.12 | F | 8 | 0.16 | F | 8 | 0 | 1 | D | 9 | 10 | C | 8
[26 empty] | 3587700% | 5:00 | 0 | 0 | 0 | 2 | 0 | 0 | 2 | 0 | 0 | 2 | 0 | 0 | 2 | 0 | 0 | 2 | 0 | 0 | 2 | 0 | 0 | 2 | 0 | 9 | B | 8 | 9 | B | 8 | -0.7 | B | 8 | -6.2 | E | 9 | 63 | A | 7 | 987 | E | 9 | 220 | B | 8 | 2.7 | B | 8 | 16100 | C | 8 | 1219 | B | 8 | 0.6 | E | 8 | 0.12 | F | 8 | 0.16 | F | 8 | 0 | 1 | D | 9 | 10 | C | 8
[26 empty] | 3587700% | 6:00 | 0 | 0 | 0 | 2 | 0 | 0 | 2 | 0 | 0 | 2 | 0 | 0 | 2 | 0 | 0 | 2 | 0 | 0 | 2 | 0 | 0 | 2 | 0 | 9 | E | 9 | 9 | A | 7 | -1 | A | 7 | -5.1 | E | 9 | 71 | A | 7 | 987 | E | 9 | 220 | A | 7 | 2.6 | A | 7 | 16100 | B | 7 | 1200 | A | 7 | 0.6 | E | 8 | 0.12 | F | 8 | 0.16 | F | 8 | 0 | 1 | D | 9 | 10 | C | 8
[26 empty] | 3587700% | 7:00 | 85 | 1112 | 0 | 2 | 8 | 0 | 2 | 15 | 0 | 2 | 8 | 0 | 2 | 8 | 0 | 2 | 15 | 0 | 2 | 8 | 0 | 2 | 19 | 2 | E | 9 | 2 | A | 7 | -1 | A | 7 | -6 | A | 7 | 66 | A | 7 | 987 | E | 9 | 210 | A | 7 | 2.6 | A | 7 | 24100 | B | 7 | 77777 | A | 7 | 0.6 | E | 8 | 0.12 | F | 8 | 0.16 | F | 8 | 0 | 1 | D | 9 | 10 | C | 8
[26 empty] | 3587700% | 8:00 | 346 | 1376 | 214 | 2 | 8 | 501 | 2 | 15 | 88 | 2 | 8 | 222 | 2 | 8 | 414 | 2 | 15 | 118 | 2 | 8 | 163 | 2 | 19 | 0 | E | 9 | 0 | E | 9 | 2 | A | 7 | -5 | A | 7 | 57 | A | 7 | 987 | E | 9 | 250 | B | 8 | 1.5 | A | 7 | 24100 | B | 7 | 77777 | A | 7 | 0.6 | E | 8 | 0.12 | F | 8 | 0.16 | F | 8 | 0 | 1 | D | 9 | 71 | C | 8
[26 empty] | 3587700% | 9:00 | 594 | 1376 | 408 | 2 | 8 | 697 | 2 | 15 | 106 | 2 | 8 | 424 | 2 | 8 | 670 | 2 | 15 | 134 | 2 | 8 | 212 | 2 | 19 | 5 | E | 9 | 5 | A | 7 | 4 | A | 7 | -4 | A | 7 | 54 | A | 7 | 987 | E | 9 | 280 | A | 7 | 4.1 | A | 7 | 24100 | B | 7 | 77777 | A | 7 | 0.6 | E | 8 | 0.12 | F | 8 | 0.16 | F | 8 | 0 | 1 | D | 9 | 71 | C | 8
[26 empty] | 3587700% | 10:00 | 803 | 1376 | 538 | 2 | 8 | 537 | 2 | 15 | 224 | 2 | 8 | 564 | 2 | 8 | 548 | 2 | 15 | 244 | 2 | 8 | 525 | 2 | 19 | 9 | E | 9 | 9 | A | 7 | 6 | A | 7 | -4 | A | 7 | 47 | A | 7 | 987 | E | 9 | 280 | A | 7 | 5.1 | A | 7 | 24100 | B | 7 | 1380 | A | 7 | 0.6 | E | 8 | 0.12 | F | 8 | 0.16 | F | 8 | 0 | 1 | D | 9 | 71 | C | 8
[26 empty] | 3587700% | 11:00 | 959 | 1376 | 558 | 2 | 8 | 327 | 2 | 15 | 330 | 2 | 8 | 600 | 2 | 8 | 351 | 2 | 15 | 354 | 2 | 8 | 960 | 2 | 19 | 9 | E | 9 | 9 | A | 7 | 6 | A | 7 | -6 | A | 7 | 39 | A | 7 | 987 | E | 9 | 290 | A | 7 | 6.2 | A | 7 | 24100 | B | 7 | 1350 | A | 7 | 0.6 | E | 8 | 0.12 | F | 8 | 0.16 | F | 8 | 0 | 1 | D | 9 | 71 | C | 8
[26 empty] | 3587700% | 12:00 | 1051 | 1376 | 807 | 2 | 8 | 759 | 2 | 15 | 227 | 2 | 8 | 845 | 2 | 8 | 765 | 2 | 15 | 259 | 2 | 8 | 718 | 2 | 19 | 9 | E | 9 | 9 | A | 7 | 8 | A | 7 | -5 | A | 7 | 37 | A | 7 | 987 | E | 9 | 250 | A | 7 | 6.7 | A | 7 | 24100 | B | 7 | 1500 | A | 7 | 0.6 | E | 8 | 0.12 | F | 8 | 0.16 | F | 8 | 0 | 1 | D | 9 | 71 | C | 8
[26 empty] | 3587700% | 13:00 | 1072 | 1376 | 797 | 2 | 8 | 720 | 2 | 15 | 235 | 2 | 8 | 834 | 2 | 8 | 726 | 2 | 15 | 267 | 2 | 8 | 774 | 2 | 19 | 9 | E | 9 | 9 | A | 7 | 9 | A | 7 | -6 | A | 7 | 32 | A | 7 | 987 | E | 9 | 250 | A | 7 | 7.7 | A | 7 | 24100 | B | 7 | 1800 | A | 7 | 0.6 | E | 8 | 0.12 | F | 8 | 0.16 | F | 8 | 0 | 1 | D | 9 | 71 | C | 8
[26 empty] | 3587700% | 14:00 | 1021 | 1376 | 592 | 2 | 8 | 299 | 2 | 15 | 370 | 2 | 8 | 636 | 2 | 8 | 322 | 2 | 15 | 396 | 2 | 8 | 1176 | 2 | 19 | 9 | E | 9 | 9 | A | 7 | 9 | A | 7 | -6.5 | B | 8 | 31 | A | 7 | 987 | E | 9 | 240 | A | 7 | 7.2 | A | 7 | 24100 | B | 7 | 2100 | A | 7 | 0.6 | E | 8 | 0.12 | F | 8 | 0.16 | F | 8 | 0 | 1 | D | 9 | 71 | C | 8
[26 empty] | 3587700% | 15:00 | 902 | 1376 | 286 | 2 | 8 | 24 | 2 | 15 | 270 | 2 | 8 | 329 | 2 | 8 | 22 | 2 | 15 | 315 | 2 | 8 | 1147 | 2 | 19 | 9 | E | 9 | 9 | A | 7 | 8 | A | 7 | -7 | A | 7 | 32 | A | 7 | 987 | E | 9 | 270 | A | 7 | 4.1 | A | 7 | 24100 | B | 7 | 2100 | A | 7 | 0.6 | E | 8 | 0.12 | F | 8 | 0.16 | F | 8 | 0 | 1 | D | 9 | 71 | C | 8
[26 empty] | 3587700% | 16:00 | 723 | 1376 | 242 | 2 | 8 | 29 | 2 | 15 | 227 | 2 | 8 | 274 | 2 | 8 | 25 | 2 | 15 | 261 | 2 | 8 | 890 | 2 | 19 | 9 | E | 9 | 9 | A | 7 | 8 | A | 7 | -7 | A | 7 | 32 | A | 7 | 987 | E | 9 | 280 | A | 7 | 5.1 | A | 7 | 24100 | B | 7 | 2400 | A | 7 | 0.6 | E | 8 | 0.12 | F | 8 | 0.16 | F | 8 | 0 | 1 | D | 9 | 71 | C | 8
[26 empty] | 3587700% | 17:00 | 497 | 1376 | 215 | 2 | 8 | 138 | 2 | 15 | 165 | 2 | 8 | 232 | 2 | 8 | 132 | 2 | 15 | 184 | 2 | 8 | 379 | 2 | 19 | 9 | E | 9 | 9 | A | 7 | 8 | A | 7 | -8 | A | 7 | 29 | A | 7 | 987 | E | 9 | 300 | A | 7 | 5.1 | A | 7 | 24100 | B | 7 | 2400 | A | 7 | 0.6 | E | 8 | 0.12 | F | 8 | 0.16 | F | 8 | 0 | 1 | D | 9 | 71 | C | 8
[26 empty] | 3587700% | 18:00 | 238 | 1376 | 94 | 2 | 8 | 194 | 2 | 15 | 61 | 2 | 8 | 100 | 2 | 8 | 134 | 2 | 15 | 77 | 2 | 8 | 115 | 2 | 19 | 9 | E | 9 | 9 | A | 7 | 7 | A | 7 | -7 | A | 7 | 34 | A | 7 | 987 | E | 9 | 290 | A | 7 | 5.1 | A | 7 | 24100 | B | 7 | 2100 | A | 7 | 0.6 | E | 8 | 0.12 | F | 8 | 0.16 | F | 8 | 0 | 1 | D | 9 | 71 | C | 8
[26 empty] | 3587700% | 19:00 | 21 | 562 | 0 | 2 | 8 | 0 | 2 | 15 | 0 | 2 | 8 | 0 | 2 | 8 | 0 | 2 | 15 | 0 | 2 | 8 | 0 | 2 | 19 | 9 | E | 9 | 9 | A | 7 | 4 | A | 7 | -7 | A | 7 | 42 | A | 7 | 987 | E | 9 | 310 | A | 7 | 2.6 | A | 7 | 24100 | B | 7 | 2100 | A | 7 | 0.6 | E | 8 | 0.12 | F | 8 | 0.16 | F | 8 | 0 | 1 | D | 9 | 71 | C | 8
[26 empty] | 3587700% | 20:00 | 0 | 0 | 0 | 2 | 0 | 0 | 2 | 0 | 0 | 2 | 0 | 0 | 2 | 0 | 0 | 2 | 0 | 0 | 2 | 0 | 0 | 2 | 0 | 5 | E | 9 | 5 | A | 7 | 3 | A | 7 | -7 | A | 7 | 45 | A | 7 | 987 | E | 9 | 0 | A | 7 | 0 | A | 7 | 16100 | B | 7 | 77777 | A | 7 | 0.6 | E | 8 | 0.12 | F | 8 | 0.16 | F | 8 | 0 | 1 | D | 9 | 71 | C | 8
[26 empty] | 3587700% | 21:00 | 0 | 0 | 0 | 2 | 0 | 0 | 2 | 0 | 0 | 2 | 0 | 0 | 2 | 0 | 0 | 2 | 0 | 0 | 2 | 0 | 0 | 2 | 0 | 3 | B | 8 | 3 | B | 8 | 1.4 | B | 8 | -6.9 | E | 9 | 50 | A | 7 | 987 | E | 9 | 0 | B | 8 | 0 | B | 8 | 16100 | C | 8 | 77777 | B | 8 | 0.6 | E | 8 | 0.12 | F | 8 | 0.16 | F | 8 | 0 | 1 | D | 9 | 71 | C | 8
[26 empty] | 3587700% | 22:00 | 0 | 0 | 0 | 2 | 0 | 0 | 2 | 0 | 0 | 2 | 0 | 0 | 2 | 0 | 0 | 2 | 0 | 0 | 2 | 0 | 0 | 2 | 0 | 2 | B | 8 | 2 | B | 8 | 0.3 | B | 8 | -6.8 | E | 9 | 55 | A | 7 | 987 | E | 9 | 0 | B | 8 | 0 | B | 8 | 16100 | C | 8 | 77777 | B | 8 | 0.6 | E | 8 | 0.12 | F | 8 | 0.16 | F | 8 | 0 | 1 | D | 9 | 71 | C | 8
[26 empty] | 3587700% | 23:00 | 0 | 0 | 0 | 2 | 0 | 0 | 2 | 0 | 0 | 2 | 0 | 0 | 2 | 0 | 0 | 2 | 0 | 0 | 2 | 0 | 0 | 2 | 0 | 0 | E | 9 | 0 | A | 7 | -1 | A | 7 | -6.7 | E | 9 | 62 | A | 7 | 987 | E | 9 | 0 | A | 7 | 0 | A | 7 | 16100 | B | 7 | 77777 | A | 7 | 0.7 | E | 8 | 0.12 | F | 8 | 0.16 | F | 8 | 0 | 1 | D | 9 | 71 | C | 8
[26 empty] | 3587700% | 24:00 | 0 | 0 | 0 | 2 | 0 | 0 | 2 | 0 | 0 | 2 | 0 | 0 | 2 | 0 | 0 | 2 | 0 | 0 | 2 | 0 | 0 | 2 | 0 | 2 | B | 8 | 2 | B | 8 | -0.8 | B | 8 | -6.6 | E | 9 | 61 | A | 7 | 987 | E | 9 | 0 | B | 8 | 0 | B | 8 | 15500 | C | 8 | 18137 | B | 8 | 0.7 | E | 8 | 0.12 | F | 8 | 0.16 | F | 8 | 0 | 1 | D | 9 | 71 | C | 8
[26 empty] | 3587800% | 1:00 | 0 | 0 | 0 | 2 | 0 | 0 | 2 | 0 | 0 | 2 | 0 | 0 | 2 | 0 | 0 | 2 | 0 | 0 | 2 | 0 | 0 | 2 | 0 | 3 | B | 8 | 3 | B | 8 | -1 | B | 8 | -6.5 | E | 9 | 63 | A | 7 | 987 | E | 9 | 0 | B | 8 | 0 | B | 8 | 14900 | C | 8 | 14273 | B | 8 | 0.7 | E | 8 | 0.121 | F | 8 | 0.16 | F | 8 | 0 | 1 | D | 9 | 71 | C | 8
[26 empty] | 3587800% | 2:00 | 0 | 0 | 0 | 2 | 0 | 0 | 2 | 0 | 0 | 2 | 0 | 0 | 2 | 0 | 0 | 2 | 0 | 0 | 2 | 0 | 0 | 2 | 0 | 5 | B | 8 | 5 | B | 8 | -0.8 | B | 8 | -6.5 | E | 9 | 62 | A | 7 | 987 | E | 9 | 0 | B | 8 | 0 | B | 8 | 14300 | C | 8 | 10409 | B | 8 | 0.7 | E | 8 | 0.121 | F | 8 | 0.16 | F | 8 | 0 | 1 | D | 9 | 71 | C | 8
[26 empty] | 3587800% | 3:00 | 0 | 0 | 0 | 2 | 0 | 0 | 2 | 0 | 0 | 2 | 0 | 0 | 2 | 0 | 0 | 2 | 0 | 0 | 2 | 0 | 0 | 2 | 0 | 6 | B | 8 | 6 | B | 8 | -0.6 | B | 8 | -7.4 | E | 9 | 56 | A | 7 | 987 | E | 9 | 0 | B | 8 | 0 | B | 8 | 13700 | C | 8 | 6545 | B | 8 | 0.7 | E | 8 | 0.121 | F | 8 | 0.16 | F | 8 | 0 | 1 | D | 9 | 71 | C | 8
[26 empty] | 3587800% | 4:00 | 0 | 0 | 0 | 2 | 0 | 0 | 2 | 0 | 0 | 2 | 0 | 0 | 2 | 0 | 0 | 2 | 0 | 0 | 2 | 0 | 0 | 2 | 0 | 8 | B | 8 | 8 | B | 8 | -0.4 | B | 8 | -7.3 | E | 9 | 56 | A | 7 | 987 | E | 9 | 0 | B | 8 | 0 | B | 8 | 13100 | C | 8 | 2682 | B | 8 | 0.7 | E | 8 | 0.121 | F | 8 | 0.16 | F | 8 | 0 | 1 | D | 9 | 71 | C | 8
[26 empty] | 3587800% | 5:00 | 0 | 0 | 0 | 2 | 0 | 0 | 2 | 0 | 0 | 2 | 0 | 0 | 2 | 0 | 0 | 2 | 0 | 0 | 2 | 0 | 0 | 2 | 0 | 9 | B | 8 | 9 | B | 8 | -0.2 | B | 8 | -7.2 | E | 9 | 55 | A | 7 | 987 | E | 9 | 0 | B | 8 | 0 | B | 8 | 12500 | C | 8 | 0 | B | 8 | 0.7 | E | 8 | 0.121 | F | 8 | 0.16 | F | 8 | 0 | 1 | D | 9 | 71 | C | 8
[26 empty] | 3587800% | 6:00 | 0 | 0 | 0 | 2 | 0 | 0 | 2 | 0 | 0 | 2 | 0 | 0 | 2 | 0 | 0 | 2 | 0 | 0 | 2 | 0 | 0 | 2 | 0 | 10 | B | 8 | 10 | B | 8 | 0 | A | 7 | -6.1 | E | 9 | 60 | A | 7 | 987 | E | 9 | 0 | A | 7 | 0 | A | 7 | 11900 | C | 8 | 0 | B | 8 | 0.7 | E | 8 | 0.121 | F | 8 | 0.16 | F | 8 | 0 | 1 | D | 9 | 71 | C | 8
[26 empty] | 3587800% | 7:00 | 91 | 1158 | 0 | 2 | 8 | 0 | 2 | 15 | 0 | 2 | 8 | 0 | 2 | 8 | 0 | 2 | 15 | 0 | 2 | 8 | 0 | 2 | 19 | 10 | E | 9 | 10 | A | 7 | 0 | A | 7 | -6 | A | 7 | 60 | A | 7 | 987 | E | 9 | 190 | A | 7 | 2.6 | A | 7 | 11300 | B | 7 | 1500 | A | 7 | 0.7 | E | 8 | 0.121 | F | 8 | 0.16 | F | 8 | 0 | 1 | D | 9 | 71 | C | 8
[26 empty] | 3587800% | 8:00 | 353 | 1375 | 82 | 2 | 8 | 0 | 2 | 15 | 82 | 2 | 8 | 93 | 2 | 8 | 0 | 2 | 15 | 93 | 2 | 8 | 301 | 2 | 19 | 10 | B | 8 | 10 | B | 8 | 1 | B | 8 | -3.7 | B | 8 | 68 | A | 7 | 987 | E | 9 | 120 | B | 8 | 2.6 | B | 8 | 8050 | C | 8 | 1650 | B | 8 | 0.7 | E | 8 | 0.121 | F | 8 | 0.16 | F | 8 | 0 | 1 | D | 9 | 71 | C | 8
[26 empty] | 3587800% | 9:00 | 601 | 1375 | 214 | 2 | 8 | 37 | 2 | 15 | 197 | 2 | 8 | 234 | 2 | 8 | 36 | 2 | 15 | 218 | 2 | 8 | 554 | 2 | 19 | 10 | E | 9 | 10 | A | 7 | 2 | A | 7 | -2 | A | 7 | 73 | A | 7 | 987 | E | 9 | 40 | A | 7 | 2.6 | A | 7 | 4800 | B | 7 | 1800 | A | 7 | 0.7 | E | 8 | 0.121 | F | 8 | 0.16 | F | 8 | 0 | 1 | D | 9 | 10 | C | 8
[26 empty] | 3587800% | 10:00 | 810 | 1375 | 214 | 2 | 8 | 6 | 2 | 15 | 210 | 2 | 8 | 247 | 2 | 8 | 5 | 2 | 15 | 244 | 2 | 8 | 903 | 2 | 19 | 10 | B | 8 | 10 | B | 8 | 1.6 | B | 8 | 1.6 | E | 9 | 100 | A | 7 | 987 | E | 9 | 20 | A | 7 | 2.1 | A | 7 | 2000 | B | 7 | 945 | B | 8 | 0.7 | E | 8 | 0.121 | F | 8 | 0.16 | F | 8 | 0 | 1 | D | 9 | 10 | C | 8
[26 empty] | 3587800% | 11:00 | 965 | 1375 | 125 | 2 | 8 | 0 | 2 | 15 | 125 | 2 | 8 | 154 | 2 | 8 | 0 | 2 | 15 | 154 | 2 | 8 | 638 | 2 | 19 | 10 | E | 9 | 10 | A | 7 | 1 | A | 7 | -1 | A | 7 | 86 | A | 7 | 987 | E | 9 | 140 | A | 7 | 1.5 | A | 7 | 500 | B | 7 | 90 | A | 7 | 0.7 | E | 8 | 0.121 | F | 8 | 0.16 | F | 8 | 0 | 1 | D | 9 | 44 | C | 8
[26 empty] | 3587800% | 12:00 | 1056 | 1375 | 147 | 2 | 8 | 0 | 2 | 15 | 147 | 2 | 8 | 182 | 2 | 8 | 0 | 2 | 15 | 182 | 2 | 8 | 755 | 2 | 19 | 10 | E | 9 | 10 | A | 7 | 1 | A | 7 | -1 | A | 7 | 86 | A | 7 | 987 | E | 9 | 0 | A | 7 | 0 | A | 7 | 500 | B | 7 | 90 | A | 7 | 0.7 | E | 8 | 0.121 | F | 8 | 0.16 | F | 8 | 0 | 1 | D | 9 | 44 | C | 8
[26 empty] | 3587800% | 13:00 | 1077 | 1375 | 228 | 2 | 8 | 18 | 2 | 15 | 213 | 2 | 8 | 274 | 2 | 8 | 14 | 2 | 15 | 262 | 2 | 8 | 1040 | 2 | 19 | 9 | E | 9 | 9 | A | 7 | 3 | A | 7 | 1 | A | 7 | 87 | A | 7 | 987 | E | 9 | 0 | A | 7 | 0 | A | 7 | 4800 | B | 7 | 1500 | A | 7 | 0.7 | E | 8 | 0.121 | F | 8 | 0.16 | F | 8 | 0 | 1 | D | 9 | 10 | C | 8
[26 empty] | 3587800% | 14:00 | 1026 | 1375 | 757 | 2 | 8 | 586 | 2 | 15 | 318 | 2 | 8 | 793 | 2 | 8 | 608 | 2 | 15 | 338 | 2 | 8 | 1007 | 2 | 19 | 9 | E | 9 | 9 | A | 7 | 6 | A | 7 | 1 | A | 7 | 70 | A | 7 | 987 | E | 9 | 0 | A | 7 | 0 | A | 7 | 8000 | B | 7 | 2700 | A | 7 | 0.7 | E | 8 | 0.121 | F | 8 | 0.16 | F | 8 | 0 | 1 | D | 9 | 10 | C | 8
[26 empty] | 3587800% | 15:00 | 907 | 1375 | 572 | 2 | 8 | 440 | 2 | 15 | 281 | 2 | 8 | 596 | 2 | 8 | 453 | 2 | 15 | 297 | 2 | 8 | 745 | 2 | 19 | 10 | E | 9 | 10 | A | 7 | 6 | A | 7 | -1 | A | 7 | 60 | A | 7 | 987 | E | 9 | 0 | A | 7 | 0 | A | 7 | 11300 | B | 7 | 1500 | A | 7 | 0.7 | E | 8 | 0.121 | F | 8 | 0.16 | F | 8 | 0 | 1 | D | 9 | 63 | C | 8
[26 empty] | 3587800% | 16:00 | 728 | 1375 | 171 | 2 | 8 | 12 | 2 | 15 | 165 | 2 | 8 | 199 | 2 | 8 | 9 | 2 | 15 | 194 | 2 | 8 | 714 | 2 | 19 | 9 | E | 9 | 9 | A | 7 | 1 | A | 7 | -1 | A | 7 | 86 | A | 7 | 987 | E | 9 | 340 | A | 7 | 1.5 | A | 7 | 11300 | B | 7 | 900 | A | 7 | 0.7 | E | 8 | 0.121 | F | 8 | 0.16 | F | 8 | 0 | 1 | D | 9 | 63 | C | 8
[26 empty] | 3587800% | 17:00 | 501 | 1375 | 324 | 2 | 8 | 495 | 2 | 15 | 143 | 2 | 8 | 334 | 2 | 8 | 463 | 2 | 15 | 165 | 2 | 8 | 281 | 2 | 19 | 9 | E | 9 | 9 | A | 7 | 4 | A | 7 | 0 | A | 7 | 75 | A | 7 | 987 | E | 9 | 350 | B | 8 | 1.5 | A | 7 | 11300 | B | 7 | 2400 | A | 7 | 0.7 | E | 8 | 0.121 | F | 8 | 0.16 | F | 8 | 0 | 1 | D | 9 | 63 | C | 8
[26 empty] | 3587800% | 18:00 | 243 | 1375 | 128 | 2 | 8 | 448 | 2 | 15 | 49 | 2 | 8 | 130 | 2 | 8 | 323 | 2 | 15 | 73 | 2 | 8 | 87 | 2 | 19 | 5 | E | 9 | 5 | A | 7 | 4 | A | 7 | 1 | A | 7 | 81 | A | 7 | 987 | E | 9 | 0 | A | 7 | 0 | A | 7 | 16100 | B | 7 | 77777 | A | 7 | 0.7 | E | 8 | 0.121 | F | 8 | 0.16 | F | 8 | 0 | 1 | D | 9 | 63 | C | 8
[26 empty] | 3587800% | 19:00 | 22 | 585 | 0 | 2 | 8 | 0 | 2 | 15 | 0 | 2 | 8 | 0 | 2 | 8 | 0 | 2 | 15 | 0 | 2 | 8 | 0 | 2 | 19 | 9 | E | 9 | 9 | A | 7 | 3 | A | 7 | 1 | A | 7 | 87 | A | 7 | 987 | E | 9 | 0 | A | 7 | 0 | A | 7 | 16100 | B | 7 | 1800 | A | 7 | 0.7 | E | 8 | 0.121 | F | 8 | 0.16 | F | 8 | 0 | 1 | D | 9 | 63 | C | 8
[26 empty] | 3587800% | 20:00 | 0 | 0 | 0 | 2 | 0 | 0 | 2 | 0 | 0 | 2 | 0 | 0 | 2 | 0 | 0 | 2 | 0 | 0 | 2 | 0 | 0 | 2 | 0 | 5 | E | 9 | 5 | A | 7 | 3 | A | 7 | 0 | A | 7 | 81 | A | 7 | 987 | E | 9 | 0 | A | 7 | 0 | A | 7 | 16100 | B | 7 | 77777 | A | 7 | 0.7 | E | 8 | 0.121 | F | 8 | 0.16 | F | 8 | 0 | 1 | D | 9 | 63 | C | 8
[26 empty] | 3587800% | 21:00 | 0 | 0 | 0 | 2 | 0 | 0 | 2 | 0 | 0 | 2 | 0 | 0 | 2 | 0 | 0 | 2 | 0 | 0 | 2 | 0 | 0 | 2 | 0 | 0 | E | 9 | 0 | E | 9 | 1 | A | 7 | -0.4 | E | 9 | 90 | A | 7 | 987 | E | 9 | 0 | A | 7 | 0 | A | 7 | 16100 | B | 7 | 77777 | A | 7 | 0.7 | E | 8 | 0.121 | F | 8 | 0.16 | F | 8 | 0 | 1 | D | 9 | 63 | C | 8
[26 empty] | 3587800% | 22:00 | 0 | 0 | 0 | 2 | 0 | 0 | 2 | 0 | 0 | 2 | 0 | 0 | 2 | 0 | 0 | 2 | 0 | 0 | 2 | 0 | 0 | 2 | 0 | 0 | E | 9 | 0 | E | 9 | 1 | A | 7 | -1.7 | E | 9 | 81 | A | 7 | 987 | E | 9 | 20 | A | 7 | 1.5 | A | 7 | 16100 | B | 7 | 77777 | A | 7 | 0.7 | E | 8 | 0.121 | F | 8 | 0.16 | F | 8 | 0 | 1 | D | 9 | 63 | C | 8
[26 empty] | 3587800% | 23:00 | 0 | 0 | 0 | 2 | 0 | 0 | 2 | 0 | 0 | 2 | 0 | 0 | 2 | 0 | 0 | 2 | 0 | 0 | 2 | 0 | 0 | 2 | 0 | 0 | B | 8 | 0 | B | 8 | 0.5 | B | 8 | -2.1 | E | 9 | 81 | A | 7 | 987 | E | 9 | 30 | B | 8 | 1.6 | B | 8 | 16100 | C | 8 | 77777 | B | 8 | 0.7 | E | 8 | 0.121 | F | 8 | 0.16 | F | 8 | 0 | 1 | D | 9 | 63 | C | 8
[26 empty] | 3587800% | 24:00 | 0 | 0 | 0 | 2 | 0 | 0 | 2 | 0 | 0 | 2 | 0 | 0 | 2 | 0 | 0 | 2 | 0 | 0 | 2 | 0 | 0 | 2 | 0 | 0 | B | 8 | 0 | B | 8 | 0.1 | B | 8 | -1.5 | E | 9 | 88 | A | 7 | 987 | E | 9 | 40 | B | 8 | 1.7 | B | 8 | 16100 | C | 8 | 77777 | B | 8 | 0.7 | E | 8 | 0.121 | F | 8 | 0.16 | F | 8 | 0 | 1 | D | 9 | 63 | C | 8
[26 empty] | 3587900% | 1:00 | 0 | 0 | 0 | 2 | 0 | 0 | 2 | 0 | 0 | 2 | 0 | 0 | 2 | 0 | 0 | 2 | 0 | 0 | 2 | 0 | 0 | 2 | 0 | 0 | B | 8 | 0 | B | 8 | -0.8 | B | 8 | -1.8 | E | 9 | 92 | A | 7 | 987 | E | 9 | 40 | B | 8 | 1.7 | B | 8 | 16100 | C | 8 | 77777 | B | 8 | 0.7 | E | 8 | 0.122 | F | 8 | 0.16 | F | 8 | 0 | 1 | D | 9 | 63 | C | 8
[26 empty] | 3587900% | 2:00 | 0 | 0 | 0 | 2 | 0 | 0 | 2 | 0 | 0 | 2 | 0 | 0 | 2 | 0 | 0 | 2 | 0 | 0 | 2 | 0 | 0 | 2 | 0 | 0 | B | 8 | 0 | B | 8 | -1.3 | B | 8 | -2.2 | E | 9 | 93 | A | 7 | 987 | E | 9 | 50 | B | 8 | 1.8 | B | 8 | 16100 | C | 8 | 77777 | B | 8 | 0.7 | E | 8 | 0.122 | F | 8 | 0.16 | F | 8 | 0 | 1 | D | 9 | 63 | C | 8
[26 empty] | 3587900% | 3:00 | 0 | 0 | 0 | 2 | 0 | 0 | 2 | 0 | 0 | 2 | 0 | 0 | 2 | 0 | 0 | 2 | 0 | 0 | 2 | 0 | 0 | 2 | 0 | 0 | B | 8 | 0 | B | 8 | -1.7 | B | 8 | -2.5 | E | 9 | 94 | A | 7 | 987 | E | 9 | 60 | B | 8 | 1.9 | B | 8 | 16100 | C | 8 | 77777 | B | 8 | 0.7 | E | 8 | 0.122 | F | 8 | 0.16 | F | 8 | 0 | 1 | D | 9 | 63 | C | 8
[26 empty] | 3587900% | 4:00 | 0 | 0 | 0 | 2 | 0 | 0 | 2 | 0 | 0 | 2 | 0 | 0 | 2 | 0 | 0 | 2 | 0 | 0 | 2 | 0 | 0 | 2 | 0 | 0 | B | 8 | 0 | B | 8 | -2.1 | B | 8 | -2.9 | E | 9 | 94 | A | 7 | 987 | E | 9 | 70 | B | 8 | 2 | B | 8 | 16100 | C | 8 | 77777 | B | 8 | 0.7 | E | 8 | 0.122 | F | 8 | 0.16 | F | 8 | 0 | 1 | D | 9 | 63 | C | 8
[26 empty] | 3587900% | 5:00 | 0 | 0 | 0 | 2 | 0 | 0 | 2 | 0 | 0 | 2 | 0 | 0 | 2 | 0 | 0 | 2 | 0 | 0 | 2 | 0 | 0 | 2 | 0 | 0 | B | 8 | 0 | B | 8 | -2.5 | B | 8 | -4.3 | E | 9 | 86 | A | 7 | 987 | E | 9 | 70 | B | 8 | 2 | B | 8 | 16100 | C | 8 | 77777 | B | 8 | 0.7 | E | 8 | 0.122 | F | 8 | 0.16 | F | 8 | 0 | 1 | D | 9 | 63 | C | 8
[26 empty] | 3587900% | 6:00 | 0 | 0 | 0 | 2 | 0 | 0 | 2 | 0 | 0 | 2 | 0 | 0 | 2 | 0 | 0 | 2 | 0 | 0 | 2 | 0 | 0 | 2 | 0 | 0 | E | 9 | 0 | A | 7 | -3 | A | 7 | -4.6 | E | 9 | 87 | A | 7 | 987 | E | 9 | 80 | A | 7 | 2.1 | A | 7 | 16100 | B | 7 | 77777 | A | 7 | 0.7 | E | 8 | 0.122 | F | 8 | 0.16 | F | 8 | 0 | 1 | D | 9 | 63 | C | 8
[26 empty] | 3587900% | 7:00 | 97 | 1203 | 0 | 2 | 8 | 0 | 2 | 15 | 0 | 2 | 8 | 0 | 2 | 8 | 0 | 2 | 15 | 0 | 2 | 8 | 0 | 2 | 19 | 2 | E | 9 | 2 | A | 7 | -3 | A | 7 | -4 | A | 7 | 92 | A | 7 | 987 | E | 9 | 130 | B | 8 | 1.5 | A | 7 | 11300 | B | 7 | 77777 | A | 7 | 0.7 | E | 8 | 0.122 | F | 8 | 0.16 | F | 8 | 0 | 1 | D | 9 | 63 | C | 8
[26 empty] | 3587900% | 8:00 | 360 | 1375 | 219 | 2 | 8 | 490 | 2 | 15 | 90 | 2 | 8 | 227 | 2 | 8 | 412 | 2 | 15 | 119 | 2 | 8 | 167 | 2 | 19 | 3 | E | 9 | 3 | A | 7 | -1 | A | 7 | -4 | A | 7 | 78 | A | 7 | 987 | E | 9 | 170 | B | 8 | 1.5 | A | 7 | 16100 | B | 7 | 77777 | A | 7 | 0.7 | E | 8 | 0.122 | F | 8 | 0.16 | F | 8 | 0 | 1 | D | 9 | 63 | C | 8
[26 empty] | 3587900% | 9:00 | 607 | 1375 | 420 | 2 | 8 | 702 | 2 | 15 | 109 | 2 | 8 | 437 | 2 | 8 | 677 | 2 | 15 | 137 | 2 | 8 | 219 | 2 | 19 | 2 | E | 9 | 2 | A | 7 | 3 | A | 7 | -3 | A | 7 | 63 | A | 7 | 987 | E | 9 | 220 | A | 7 | 2.6 | A | 7 | 11300 | B | 7 | 77777 | A | 7 | 0.8 | E | 8 | 0.122 | F | 8 | 0.16 | F | 8 | 0 | 1 | D | 9 | 63 | C | 8
[26 empty] | 3587900% | 10:00 | 816 | 1375 | 602 | 2 | 8 | 805 | 2 | 15 | 123 | 2 | 8 | 621 | 2 | 8 | 795 | 2 | 15 | 147 | 2 | 8 | 263 | 2 | 19 | 5 | E | 9 | 5 | A | 7 | 6 | A | 7 | -2 | A | 7 | 55 | A | 7 | 987 | E | 9 | 240 | A | 7 | 2.1 | A | 7 | 11300 | B | 7 | 77777 | A | 7 | 0.8 | E | 8 | 0.122 | F | 8 | 0.16 | F | 8 | 0 | 1 | D | 9 | 63 | C | 8
[26 empty] | 3587900% | 11:00 | 971 | 1375 | 733 | 2 | 8 | 841 | 2 | 15 | 137 | 2 | 8 | 765 | 2 | 8 | 842 | 2 | 15 | 168 | 2 | 8 | 359 | 2 | 19 | 5 | E | 9 | 5 | A | 7 | 7 | A | 7 | -2 | A | 7 | 52 | A | 7 | 987 | E | 9 | 230 | A | 7 | 4.1 | A | 7 | 16100 | B | 7 | 77777 | A | 7 | 0.8 | E | 8 | 0.122 | F | 8 | 0.16 | F | 8 | 0 | 1 | D | 9 | 63 | C | 8
[26 empty] | 3587900% | 12:00 | 1062 | 1375 | 819 | 2 | 8 | 885 | 2 | 15 | 134 | 2 | 8 | 868 | 2 | 8 | 894 | 2 | 15 | 176 | 2 | 8 | 423 | 2 | 19 | 5 | E | 9 | 5 | A | 7 | 8 | A | 7 | -3 | A | 7 | 44 | A | 7 | 987 | E | 9 | 180 | A | 7 | 3.6 | A | 7 | 16100 | B | 7 | 77777 | A | 7 | 0.9 | E | 8 | 0.122 | F | 8 | 0.16 | F | 8 | 0 | 1 | D | 9 | 63 | C | 8
[26 empty] | 3587900% | 13:00 | 1082 | 1375 | 844 | 2 | 8 | 906 | 2 | 15 | 130 | 2 | 8 | 869 | 2 | 8 | 905 | 2 | 15 | 155 | 2 | 8 | 334 | 2 | 19 | 5 | E | 9 | 5 | A | 7 | 9 | A | 7 | -5 | A | 7 | 35 | A | 7 | 987 | E | 9 | 220 | A | 7 | 5.1 | A | 7 | 32200 | B | 7 | 77777 | A | 7 | 0.9 | E | 8 | 0.122 | F | 8 | 0.16 | F | 8 | 0 | 1 | D | 9 | 63 | C | 8
[26 empty] | 3587900% | 14:00 | 1031 | 1375 | 792 | 2 | 8 | 843 | 2 | 15 | 158 | 2 | 8 | 821 | 2 | 8 | 843 | 2 | 15 | 187 | 2 | 8 | 442 | 2 | 19 | 5 | E | 9 | 5 | A | 7 | 11 | A | 7 | -4 | A | 7 | 33 | A | 7 | 987 | E | 9 | 220 | A | 7 | 5.1 | A | 7 | 32200 | B | 7 | 77777 | A | 7 | 0.9 | E | 8 | 0.122 | F | 8 | 0.16 | F | 8 | 0 | 1 | D | 9 | 63 | C | 8
[26 empty] | 3587900% | 15:00 | 912 | 1375 | 664 | 2 | 8 | 696 | 2 | 15 | 201 | 2 | 8 | 690 | 2 | 8 | 696 | 2 | 15 | 227 | 2 | 8 | 508 | 2 | 19 | 5 | E | 9 | 5 | A | 7 | 10 | A | 7 | -4 | A | 7 | 36 | A | 7 | 987 | E | 9 | 210 | A | 7 | 5.1 | A | 7 | 24100 | B | 7 | 77777 | A | 7 | 1 | E | 8 | 0.122 | F | 8 | 0.16 | F | 8 | 0 | 1 | D | 9 | 63 | C | 8
[26 empty] | 3587900% | 16:00 | 732 | 1375 | 347 | 2 | 8 | 159 | 2 | 15 | 262 | 2 | 8 | 375 | 2 | 8 | 164 | 2 | 15 | 288 | 2 | 8 | 669 | 2 | 19 | 9 | E | 9 | 9 | A | 7 | 10 | A | 7 | -4 | A | 7 | 36 | A | 7 | 987 | E | 9 | 190 | A | 7 | 4.1 | A | 7 | 24100 | B | 7 | 3000 | A | 7 | 1 | E | 8 | 0.122 | F | 8 | 0.16 | F | 8 | 0 | 1 | D | 9 | 63 | C | 8
[26 empty] | 3587900% | 17:00 | 505 | 1375 | 226 | 2 | 8 | 156 | 2 | 15 | 169 | 2 | 8 | 245 | 2 | 8 | 150 | 2 | 15 | 189 | 2 | 8 | 390 | 2 | 19 | 9 | E | 9 | 9 | A | 7 | 11 | A | 7 | -3 | A | 7 | 36 | A | 7 | 987 | E | 9 | 190 | A | 7 | 5.1 | A | 7 | 24100 | B | 7 | 3000 | A | 7 | 1 | E | 8 | 0.122 | F | 8 | 0.16 | F | 8 | 0 | 1 | D | 9 | 63 | C | 8
[26 empty] | 3587900% | 18:00 | 247 | 1375 | 129 | 2 | 8 | 301 | 2 | 15 | 75 | 2 | 8 | 131 | 2 | 8 | 213 | 2 | 15 | 93 | 2 | 8 | 140 | 2 | 19 | 9 | E | 9 | 9 | A | 7 | 9 | A | 7 | -3 | A | 7 | 41 | A | 7 | 987 | E | 9 | 200 | A | 7 | 5.1 | A | 7 | 32200 | B | 7 | 3600 | A | 7 | 1 | E | 8 | 0.122 | F | 8 | 0.16 | F | 8 | 0 | 1 | D | 9 | 63 | C | 8
[26 empty] | 3587900% | 19:00 | 24 | 607 | 0 | 2 | 8 | 0 | 2 | 15 | 0 | 2 | 8 | 0 | 2 | 8 | 0 | 2 | 15 | 0 | 2 | 8 | 0 | 2 | 19 | 9 | E | 9 | 9 | A | 7 | 9 | A | 7 | -3 | A | 7 | 41 | A | 7 | 987 | E | 9 | 170 | A | 7 | 3.1 | A | 7 | 32200 | B | 7 | 4500 | A | 7 | 1.1 | E | 8 | 0.122 | F | 8 | 0.16 | F | 8 | 0 | 1 | D | 9 | 63 | C | 8
[26 empty] | 3587900% | 20:00 | 0 | 0 | 0 | 2 | 0 | 0 | 2 | 0 | 0 | 2 | 0 | 0 | 2 | 0 | 0 | 2 | 0 | 0 | 2 | 0 | 0 | 2 | 0 | 9 | E | 9 | 9 | A | 7 | 8 | A | 7 | -3 | A | 7 | 44 | A | 7 | 987 | E | 9 | 180 | A | 7 | 3.1 | A | 7 | 32200 | B | 7 | 3300 | A | 7 | 1.1 | E | 8 | 0.122 | F | 8 | 0.16 | F | 8 | 0 | 1 | D | 9 | 63 | C | 8
[26 empty] | 3587900% | 21:00 | 0 | 0 | 0 | 2 | 0 | 0 | 2 | 0 | 0 | 2 | 0 | 0 | 2 | 0 | 0 | 2 | 0 | 0 | 2 | 0 | 0 | 2 | 0 | 9 | E | 9 | 9 | A | 7 | 8 | A | 7 | -2.5 | E | 9 | 46 | A | 7 | 987 | E | 9 | 170 | A | 7 | 3.6 | A | 7 | 16100 | B | 7 | 2100 | A | 7 | 1.1 | E | 8 | 0.122 | F | 8 | 0.16 | F | 8 | 0 | 1 | D | 9 | 63 | C | 8
[26 empty] | 3587900% | 22:00 | 0 | 0 | 0 | 2 | 0 | 0 | 2 | 0 | 0 | 2 | 0 | 0 | 2 | 0 | 0 | 2 | 0 | 0 | 2 | 0 | 0 | 2 | 0 | 5 | E | 9 | 5 | A | 7 | 7 | A | 7 | -3.1 | E | 9 | 47 | A | 7 | 987 | E | 9 | 190 | A | 7 | 5.1 | A | 7 | 16100 | B | 7 | 77777 | A | 7 | 1.2 | E | 8 | 0.122 | F | 8 | 0.16 | F | 8 | 0 | 1 | D | 9 | 63 | C | 8
[26 empty] | 3587900% | 23:00 | 0 | 0 | 0 | 2 | 0 | 0 | 2 | 0 | 0 | 2 | 0 | 0 | 2 | 0 | 0 | 2 | 0 | 0 | 2 | 0 | 0 | 2 | 0 | 5 | B | 8 | 5 | B | 8 | 6.8 | B | 8 | -1.6 | E | 9 | 54 | A | 7 | 987 | E | 9 | 190 | B | 8 | 5 | B | 8 | 16100 | C | 8 | 77777 | B | 8 | 1.2 | E | 8 | 0.122 | F | 8 | 0.16 | F | 8 | 0 | 1 | D | 9 | 63 | C | 8
[26 empty] | 3587900% | 24:00 | 0 | 0 | 0 | 2 | 0 | 0 | 2 | 0 | 0 | 2 | 0 | 0 | 2 | 0 | 0 | 2 | 0 | 0 | 2 | 0 | 0 | 2 | 0 | 5 | B | 8 | 5 | B | 8 | 6.8 | B | 8 | -1.2 | E | 9 | 56 | A | 7 | 987 | E | 9 | 190 | B | 8 | 4.9 | B | 8 | 16100 | C | 8 | 77777 | B | 8 | 1.2 | E | 8 | 0.122 | F | 8 | 0.16 | F | 8 | 0 | 1 | D | 9 | 63 | C | 8
[26 empty] | 3588000% | 1:00 | 0 | 0 | 0 | 2 | 0 | 0 | 2 | 0 | 0 | 2 | 0 | 0 | 2 | 0 | 0 | 2 | 0 | 0 | 2 | 0 | 0 | 2 | 0 | 5 | B | 8 | 5 | B | 8 | 6.3 | B | 8 | -1.7 | E | 9 | 56 | A | 7 | 987 | E | 9 | 190 | B | 8 | 4.7 | B | 8 | 16100 | C | 8 | 77777 | B | 8 | 1.2 | E | 8 | 0.124 | F | 8 | 0.16 | F | 8 | 0 | 1 | D | 9 | 63 | C | 8
[26 empty] | 3588000% | 2:00 | 0 | 0 | 0 | 2 | 0 | 0 | 2 | 0 | 0 | 2 | 0 | 0 | 2 | 0 | 0 | 2 | 0 | 0 | 2 | 0 | 0 | 2 | 0 | 5 | B | 8 | 5 | B | 8 | 6.2 | B | 8 | -1.3 | E | 9 | 58 | A | 7 | 987 | E | 9 | 190 | B | 8 | 4.6 | B | 8 | 16100 | C | 8 | 77777 | B | 8 | 1.3 | E | 8 | 0.124 | F | 8 | 0.16 | F | 8 | 0 | 1 | D | 9 | 63 | C | 8
[26 empty] | 3588000% | 3:00 | 0 | 0 | 0 | 2 | 0 | 0 | 2 | 0 | 0 | 2 | 0 | 0 | 2 | 0 | 0 | 2 | 0 | 0 | 2 | 0 | 0 | 2 | 0 | 5 | B | 8 | 5 | B | 8 | 6.2 | B | 8 | -0.8 | E | 9 | 60 | A | 7 | 987 | E | 9 | 180 | B | 8 | 4.5 | B | 8 | 16100 | C | 8 | 77777 | B | 8 | 1.3 | E | 8 | 0.124 | F | 8 | 0.16 | F | 8 | 0 | 1 | D | 9 | 63 | C | 8
[26 empty] | 3588000% | 4:00 | 0 | 0 | 0 | 2 | 0 | 0 | 2 | 0 | 0 | 2 | 0 | 0 | 2 | 0 | 0 | 2 | 0 | 0 | 2 | 0 | 0 | 2 | 0 | 5 | B | 8 | 5 | B | 8 | 6.1 | B | 8 | -0.4 | E | 9 | 63 | A | 7 | 987 | E | 9 | 180 | B | 8 | 4.4 | B | 8 | 16100 | C | 8 | 77777 | B | 8 | 1.3 | E | 8 | 0.124 | F | 8 | 0.16 | F | 8 | 0 | 1 | D | 9 | 63 | C | 8
[26 empty] | 3588000% | 5:00 | 0 | 0 | 0 | 2 | 0 | 0 | 2 | 0 | 0 | 2 | 0 | 0 | 2 | 0 | 0 | 2 | 0 | 0 | 2 | 0 | 0 | 2 | 0 | 5 | B | 8 | 5 | B | 8 | 6.1 | B | 8 | 0.1 | E | 9 | 65 | A | 7 | 987 | E | 9 | 180 | B | 8 | 4.2 | B | 8 | 16100 | C | 8 | 77777 | B | 8 | 1.4 | E | 8 | 0.124 | F | 8 | 0.16 | F | 8 | 0 | 1 | D | 9 | 63 | C | 8
[26 empty] | 3588000% | 6:00 | 0 | 0 | 0 | 2 | 0 | 0 | 2 | 0 | 0 | 2 | 0 | 0 | 2 | 0 | 0 | 2 | 0 | 0 | 2 | 0 | 0 | 2 | 0 | 5 | E | 9 | 5 | A | 7 | 6 | A | 7 | 0.5 | E | 9 | 68 | A | 7 | 987 | E | 9 | 180 | A | 7 | 4.1 | A | 7 | 16100 | B | 7 | 77777 | A | 7 | 1.4 | E | 8 | 0.124 | F | 8 | 0.16 | F | 8 | 0 | 1 | D | 9 | 63 | C | 8
[26 empty] | 3588000% | 7:00 | 103 | 1225 | 0 | 2 | 8 | 0 | 2 | 15 | 0 | 2 | 8 | 0 | 2 | 8 | 0 | 2 | 15 | 0 | 2 | 8 | 0 | 2 | 19 | 3 | E | 9 | 3 | A | 7 | 6 | A | 7 | 1 | A | 7 | 70 | A | 7 | 987 | E | 9 | 180 | A | 7 | 3.6 | A | 7 | 24100 | B | 7 | 77777 | A | 7 | 1.4 | E | 8 | 0.124 | F | 8 | 0.16 | F | 8 | 0 | 1 | D | 9 | 63 | C | 8
[26 empty] | 3588000% | 8:00 | 367 | 1374 | 233 | 2 | 8 | 548 | 2 | 15 | 87 | 2 | 8 | 236 | 2 | 8 | 458 | 2 | 15 | 114 | 2 | 8 | 151 | 2 | 19 | 5 | E | 9 | 5 | A | 7 | 8 | A | 7 | 2 | A | 7 | 66 | A | 7 | 987 | E | 9 | 200 | A | 7 | 3.1 | A | 7 | 16100 | B | 7 | 77777 | A | 7 | 1.4 | E | 8 | 0.124 | F | 8 | 0.16 | F | 8 | 0 | 1 | D | 9 | 63 | C | 8
[26 empty] | 3588000% | 9:00 | 614 | 1374 | 426 | 2 | 8 | 671 | 2 | 15 | 125 | 2 | 8 | 439 | 2 | 8 | 644 | 2 | 15 | 151 | 2 | 8 | 247 | 2 | 19 | 5 | E | 9 | 5 | A | 7 | 11 | A | 7 | 3 | A | 7 | 58 | A | 7 | 987 | E | 9 | 200 | A | 7 | 5.7 | A | 7 | 16100 | B | 7 | 77777 | A | 7 | 1.4 | E | 8 | 0.124 | F | 8 | 0.16 | F | 8 | 0 | 1 | D | 9 | 63 | C | 8
[26 empty] | 3588000% | 10:00 | 822 | 1374 | 537 | 2 | 8 | 506 | 2 | 15 | 233 | 2 | 8 | 562 | 2 | 8 | 517 | 2 | 15 | 252 | 2 | 8 | 557 | 2 | 19 | 9 | E | 9 | 9 | A | 7 | 12 | A | 7 | 3 | A | 7 | 54 | A | 7 | 987 | E | 9 | 200 | A | 7 | 5.1 | A | 7 | 16100 | C | 8 | 3000 | A | 7 | 1.5 | E | 8 | 0.124 | F | 8 | 0.16 | F | 8 | 0 | 1 | D | 9 | 63 | C | 8
[26 empty] | 3588000% | 11:00 | 977 | 1374 | 538 | 2 | 8 | 266 | 2 | 15 | 349 | 2 | 8 | 578 | 2 | 8 | 286 | 2 | 15 | 374 | 2 | 8 | 1046 | 2 | 19 | 9 | E | 9 | 9 | A | 7 | 15 | A | 7 | 4 | A | 7 | 48 | A | 7 | 987 | E | 9 | 200 | A | 7 | 5.1 | A | 7 | 16100 | B | 7 | 3000 | A | 7 | 1.5 | E | 8 | 0.124 | F | 8 | 0.16 | F | 8 | 0 | 1 | D | 9 | 63 | C | 8
[26 empty] | 3588000% | 12:00 | 1067 | 1374 | 642 | 2 | 8 | 373 | 2 | 15 | 351 | 2 | 8 | 696 | 2 | 8 | 404 | 2 | 15 | 381 | 2 | 8 | 1181 | 2 | 19 | 9 | E | 9 | 9 | A | 7 | 16 | A | 7 | 4 | A | 7 | 45 | A | 7 | 987 | E | 9 | 210 | A | 7 | 5.1 | A | 7 | 16100 | B | 7 | 3600 | A | 7 | 1.5 | E | 8 | 0.124 | F | 8 | 0.16 | F | 8 | 0 | 1 | D | 9 | 63 | C | 8
[26 empty] | 3588000% | 13:00 | 1087 | 1374 | 844 | 2 | 8 | 774 | 2 | 15 | 230 | 2 | 8 | 886 | 2 | 8 | 782 | 2 | 15 | 265 | 2 | 8 | 790 | 2 | 19 | 9 | E | 9 | 9 | A | 7 | 18 | A | 7 | 5 | A | 7 | 42 | A | 7 | 987 | E | 9 | 200 | A | 7 | 5.1 | A | 7 | 16100 | B | 7 | 4500 | A | 7 | 1.5 | E | 8 | 0.124 | F | 8 | 0.16 | F | 8 | 0 | 1 | D | 9 | 63 | C | 8
[26 empty] | 3588000% | 14:00 | 1036 | 1374 | 798 | 2 | 8 | 884 | 2 | 15 | 129 | 2 | 8 | 845 | 2 | 8 | 892 | 2 | 15 | 171 | 2 | 8 | 390 | 2 | 19 | 5 | E | 9 | 5 | A | 7 | 19 | A | 7 | 6 | A | 7 | 43 | A | 7 | 987 | E | 9 | 200 | A | 7 | 5.1 | A | 7 | 24100 | B | 7 | 77777 | A | 7 | 1.5 | E | 8 | 0.124 | F | 8 | 0.16 | F | 8 | 0 | 1 | D | 9 | 63 | C | 8
[26 empty] | 3588000% | 15:00 | 916 | 1374 | 687 | 2 | 8 | 844 | 2 | 15 | 122 | 2 | 8 | 720 | 2 | 8 | 845 | 2 | 15 | 154 | 2 | 8 | 304 | 2 | 19 | 5 | E | 9 | 5 | A | 7 | 22 | A | 7 | 7 | A | 7 | 38 | A | 7 | 987 | E | 9 | 200 | A | 7 | 7.7 | A | 7 | 24100 | B | 7 | 77777 | A | 7 | 1.5 | E | 8 | 0.124 | F | 8 | 0.16 | F | 8 | 0 | 1 | D | 9 | 63 | C | 8
[26 empty] | 3588000% | 16:00 | 737 | 1374 | 524 | 2 | 8 | 772 | 2 | 15 | 109 | 2 | 8 | 556 | 2 | 8 | 772 | 2 | 15 | 141 | 2 | 8 | 245 | 2 | 19 | 2 | E | 9 | 2 | A | 7 | 22 | A | 7 | 7 | A | 7 | 38 | A | 7 | 987 | E | 9 | 180 | A | 7 | 9.3 | A | 7 | 24100 | B | 7 | 77777 | A | 7 | 1.5 | E | 8 | 0.124 | F | 8 | 0.16 | F | 8 | 0 | 1 | D | 9 | 63 | C | 8
[26 empty] | 3588000% | 17:00 | 510 | 1374 | 335 | 2 | 8 | 680 | 2 | 15 | 82 | 2 | 8 | 350 | 2 | 8 | 637 | 2 | 15 | 113 | 2 | 8 | 161 | 2 | 19 | 3 | E | 9 | 3 | A | 7 | 22 | A | 7 | 6 | A | 7 | 35 | A | 7 | 987 | E | 9 | 200 | A | 7 | 7.7 | A | 7 | 16100 | B | 7 | 77777 | A | 7 | 1.5 | E | 8 | 0.124 | F | 8 | 0.16 | F | 8 | 0 | 1 | D | 9 | 63 | C | 8
[26 empty] | 3588000% | 18:00 | 251 | 1374 | 134 | 2 | 8 | 456 | 2 | 15 | 51 | 2 | 8 | 137 | 2 | 8 | 334 | 2 | 15 | 76 | 2 | 8 | 90 | 2 | 19 | 2 | E | 9 | 2 | A | 7 | 21 | A | 7 | 6 | A | 7 | 38 | A | 7 | 987 | E | 9 | 200 | A | 7 | 5.1 | A | 7 | 16100 | C | 8 | 77777 | A | 7 | 1.6 | E | 8 | 0.124 | F | 8 | 0.16 | F | 8 | 0 | 1 | D | 9 | 63 | C | 8
[26 empty] | 3588000% | 19:00 | 26 | 630 | 0 | 2 | 8 | 0 | 2 | 15 | 0 | 2 | 8 | 0 | 2 | 8 | 0 | 2 | 15 | 0 | 2 | 8 | 0 | 2 | 19 | 1 | B | 8 | 1 | B | 8 | 19.2 | B | 8 | 5.9 | B | 8 | 42 | A | 7 | 987 | E | 9 | 200 | B | 8 | 4.6 | B | 8 | 16100 | C | 8 | 77777 | B | 8 | 1.6 | E | 8 | 0.124 | F | 8 | 0.16 | F | 8 | 0 | 1 | D | 9 | 63 | C | 8
[26 empty] | 3588000% | 20:00 | 0 | 0 | 0 | 2 | 0 | 0 | 2 | 0 | 0 | 2 | 0 | 0 | 2 | 0 | 0 | 2 | 0 | 0 | 2 | 0 | 0 | 2 | 0 | 0 | E | 9 | 0 | E | 9 | 18 | A | 7 | 6 | A | 7 | 45 | A | 7 | 987 | E | 9 | 200 | A | 7 | 4.1 | A | 7 | 16100 | B | 7 | 77777 | A | 7 | 1.6 | E | 8 | 0.124 | F | 8 | 0.16 | F | 8 | 0 | 1 | D | 9 | 63 | C | 8
[26 empty] | 3588000% | 21:00 | 0 | 0 | 0 | 2 | 0 | 0 | 2 | 0 | 0 | 2 | 0 | 0 | 2 | 0 | 0 | 2 | 0 | 0 | 2 | 0 | 0 | 2 | 0 | 0 | E | 9 | 0 | E | 9 | 17 | A | 7 | 7 | E | 9 | 52 | A | 7 | 987 | E | 9 | 210 | A | 7 | 5.1 | A | 7 | 16100 | B | 7 | 77777 | A | 7 | 1.6 | E | 8 | 0.124 | F | 8 | 0.16 | F | 8 | 0 | 1 | D | 9 | 63 | C | 8
[26 empty] | 3588000% | 22:00 | 0 | 0 | 0 | 2 | 0 | 0 | 2 | 0 | 0 | 2 | 0 | 0 | 2 | 0 | 0 | 2 | 0 | 0 | 2 | 0 | 0 | 2 | 0 | 0 | E | 9 | 0 | E | 9 | 16 | A | 7 | 6 | E | 9 | 51 | A | 7 | 987 | E | 9 | 220 | A | 7 | 6.2 | A | 7 | 16100 | B | 7 | 77777 | A | 7 | 1.6 | E | 8 | 0.124 | F | 8 | 0.16 | F | 8 | 0 | 1 | D | 9 | 63 | C | 8
[26 empty] | 3588000% | 23:00 | 0 | 0 | 0 | 2 | 0 | 0 | 2 | 0 | 0 | 2 | 0 | 0 | 2 | 0 | 0 | 2 | 0 | 0 | 2 | 0 | 0 | 2 | 0 | 1 | B | 8 | 1 | B | 8 | 15.6 | B | 8 | 6 | E | 9 | 53 | A | 7 | 987 | E | 9 | 220 | B | 8 | 5.8 | B | 8 | 16100 | C | 8 | 19813 | B | 8 | 1.6 | E | 8 | 0.124 | F | 8 | 0.16 | F | 8 | 0 | 1 | D | 9 | 63 | C | 8
[26 empty] | 3588000% | 24:00 | 0 | 0 | 0 | 2 | 0 | 0 | 2 | 0 | 0 | 2 | 0 | 0 | 2 | 0 | 0 | 2 | 0 | 0 | 2 | 0 | 0 | 2 | 0 | 3 | B | 8 | 2 | B | 8 | 15.3 | B | 8 | 7 | E | 9 | 58 | A | 7 | 987 | E | 9 | 220 | B | 8 | 5.4 | B | 8 | 16100 | C | 8 | 17625 | B | 8 | 1.6 | E | 8 | 0.124 | F | 8 | 0.16 | F | 8 | 0 | 1 | D | 9 | 63 | C | 8
[26 empty] | 3588100% | 1:00 | 0 | 0 | 0 | 2 | 0 | 0 | 2 | 0 | 0 | 2 | 0 | 0 | 2 | 0 | 0 | 2 | 0 | 0 | 2 | 0 | 0 | 2 | 0 | 4 | B | 8 | 3 | B | 8 | 14.6 | B | 8 | 7 | E | 9 | 60 | A | 7 | 987 | E | 9 | 220 | B | 8 | 5 | B | 8 | 16100 | C | 8 | 15438 | B | 8 | 1.6 | E | 8 | 0.125 | F | 8 | 0.16 | F | 8 | 0 | 1 | D | 9 | 63 | C | 8
[26 empty] | 3588100% | 2:00 | 0 | 0 | 0 | 2 | 0 | 0 | 2 | 0 | 0 | 2 | 0 | 0 | 2 | 0 | 0 | 2 | 0 | 0 | 2 | 0 | 0 | 2 | 0 | 5 | B | 8 | 5 | B | 8 | 14.2 | B | 8 | 7 | E | 9 | 62 | A | 7 | 987 | E | 9 | 220 | B | 8 | 4.6 | B | 8 | 16100 | C | 8 | 13250 | B | 8 | 1.7 | E | 8 | 0.125 | F | 8 | 0.16 | F | 8 | 0 | 1 | D | 9 | 63 | C | 8
[26 empty] | 3588100% | 3:00 | 0 | 0 | 0 | 2 | 0 | 0 | 2 | 0 | 0 | 2 | 0 | 0 | 2 | 0 | 0 | 2 | 0 | 0 | 2 | 0 | 0 | 2 | 0 | 6 | B | 8 | 6 | B | 8 | 13.9 | B | 8 | 7 | E | 9 | 63 | A | 7 | 987 | E | 9 | 220 | B | 8 | 4.3 | B | 8 | 16100 | C | 8 | 11063 | B | 8 | 1.7 | E | 8 | 0.125 | F | 8 | 0.16 | F | 8 | 0 | 1 | D | 9 | 63 | C | 8
[26 empty] | 3588100% | 4:00 | 0 | 0 | 0 | 2 | 0 | 0 | 2 | 0 | 0 | 2 | 0 | 0 | 2 | 0 | 0 | 2 | 0 | 0 | 2 | 0 | 0 | 2 | 0 | 8 | B | 8 | 7 | B | 8 | 13.6 | B | 8 | 7 | E | 9 | 64 | A | 7 | 987 | E | 9 | 220 | B | 8 | 3.9 | B | 8 | 16100 | C | 8 | 8875 | B | 8 | 1.7 | E | 8 | 0.125 | F | 8 | 0.16 | F | 8 | 0 | 1 | D | 9 | 63 | C | 8
[26 empty] | 3588100% | 5:00 | 0 | 0 | 0 | 2 | 0 | 0 | 2 | 0 | 0 | 2 | 0 | 0 | 2 | 0 | 0 | 2 | 0 | 0 | 2 | 0 | 0 | 2 | 0 | 9 | B | 8 | 8 | B | 8 | 13.3 | B | 8 | 7 | E | 9 | 66 | A | 7 | 987 | E | 9 | 220 | B | 8 | 3.5 | B | 8 | 16100 | C | 8 | 6688 | B | 8 | 1.7 | E | 8 | 0.125 | F | 8 | 0.16 | F | 8 | 0 | 1 | D | 9 | 63 | C | 8
[26 empty] | 3588100% | 6:00 | 0 | 0 | 0 | 2 | 0 | 0 | 2 | 0 | 0 | 2 | 0 | 0 | 2 | 0 | 0 | 2 | 0 | 0 | 2 | 0 | 0 | 2 | 0 | 10 | E | 9 | 9 | A | 7 | 13 | A | 7 | 8 | E | 9 | 72 | A | 7 | 987 | E | 9 | 220 | A | 7 | 3.1 | A | 7 | 16100 | B | 7 | 4500 | A | 7 | 1.7 | E | 8 | 0.125 | F | 8 | 0.16 | F | 8 | 0 | 1 | D | 9 | 63 | C | 8
[26 empty] | 3588100% | 7:00 | 109 | 1270 | 0 | 2 | 8 | 0 | 2 | 15 | 0 | 2 | 8 | 0 | 2 | 8 | 0 | 2 | 15 | 0 | 2 | 8 | 0 | 2 | 19 | 10 | E | 9 | 9 | A | 7 | 13 | A | 7 | 9 | A | 7 | 77 | A | 7 | 987 | E | 9 | 190 | A | 7 | 2.6 | A | 7 | 16100 | B | 7 | 4500 | A | 7 | 1.7 | E | 8 | 0.125 | F | 8 | 0.16 | F | 8 | 0 | 1 | D | 9 | 63 | C | 8
[26 empty] | 3588100% | 8:00 | 374 | 1373 | 232 | 2 | 8 | 408 | 2 | 15 | 120 | 2 | 8 | 234 | 2 | 8 | 346 | 2 | 15 | 140 | 2 | 8 | 231 | 2 | 19 | 10 | E | 9 | 9 | A | 7 | 16 | A | 7 | 9 | A | 7 | 63 | A | 7 | 987 | E | 9 | 200 | A | 7 | 3.6 | A | 7 | 16100 | B | 7 | 4500 | A | 7 | 1.7 | E | 8 | 0.125 | F | 8 | 0.16 | F | 8 | 0 | 1 | D | 9 | 63 | C | 8
[26 empty] | 3588100% | 9:00 | 621 | 1373 | 377 | 2 | 8 | 422 | 2 | 15 | 186 | 2 | 8 | 389 | 2 | 8 | 414 | 2 | 15 | 202 | 2 | 8 | 387 | 2 | 19 | 7 | E | 9 | 5 | A | 7 | 19 | A | 7 | 9 | A | 7 | 52 | A | 7 | 987 | E | 9 | 200 | A | 7 | 4.1 | A | 7 | 16100 | B | 7 | 77777 | A | 7 | 1.7 | E | 8 | 0.125 | F | 8 | 0.16 | F | 8 | 0 | 1 | D | 9 | 63 | C | 8
[26 empty] | 3588100% | 10:00 | 828 | 1373 | 614 | 2 | 8 | 744 | 2 | 15 | 164 | 2 | 8 | 641 | 2 | 8 | 743 | 2 | 15 | 191 | 2 | 8 | 383 | 2 | 19 | 8 | E | 9 | 5 | A | 7 | 22 | A | 7 | 10 | A | 7 | 46 | A | 7 | 987 | E | 9 | 220 | A | 7 | 4.1 | A | 7 | 32200 | B | 7 | 77777 | A | 7 | 1.7 | E | 8 | 0.125 | F | 8 | 0.16 | F | 8 | 0 | 1 | D | 9 | 63 | C | 8
[26 empty] | 3588100% | 11:00 | 982 | 1373 | 744 | 2 | 8 | 847 | 2 | 15 | 137 | 2 | 8 | 779 | 2 | 8 | 849 | 2 | 15 | 169 | 2 | 8 | 367 | 2 | 19 | 7 | E | 9 | 5 | A | 7 | 25 | A | 7 | 11 | A | 7 | 41 | A | 7 | 987 | E | 9 | 260 | A | 7 | 5.1 | A | 7 | 32200 | B | 7 | 77777 | A | 7 | 1.7 | E | 8 | 0.125 | F | 8 | 0.16 | F | 8 | 0 | 1 | D | 9 | 63 | C | 8
[26 empty] | 3588100% | 12:00 | 1072 | 1373 | 831 | 2 | 8 | 891 | 2 | 15 | 133 | 2 | 8 | 882 | 2 | 8 | 901 | 2 | 15 | 177 | 2 | 8 | 432 | 2 | 19 | 8 | E | 9 | 5 | A | 7 | 27 | A | 7 | 11 | A | 7 | 37 | A | 7 | 987 | E | 9 | 270 | A | 7 | 6.2 | A | 7 | 32200 | B | 7 | 77777 | A | 7 | 1.7 | E | 8 | 0.125 | F | 8 | 0.16 | F | 8 | 0 | 1 | D | 9 | 63 | C | 8
[26 empty] | 3588100% | 13:00 | 1092 | 1373 | 850 | 2 | 8 | 900 | 2 | 15 | 133 | 2 | 8 | 874 | 2 | 8 | 899 | 2 | 15 | 157 | 2 | 8 | 346 | 2 | 19 | 7 | E | 9 | 5 | A | 7 | 27 | A | 7 | 9 | A | 7 | 32 | A | 7 | 987 | E | 9 | 270 | A | 7 | 6.2 | A | 7 | 32200 | B | 7 | 77777 | A | 7 | 1.6 | E | 8 | 0.125 | F | 8 | 0.16 | F | 8 | 0 | 1 | D | 9 | 63 | C | 8
[26 empty] | 3588100% | 14:00 | 1040 | 1373 | 804 | 2 | 8 | 813 | 2 | 15 | 186 | 2 | 8 | 852 | 2 | 8 | 828 | 2 | 15 | 223 | 2 | 8 | 593 | 2 | 19 | 9 | B | 8 | 7 | B | 8 | 28.1 | B | 8 | 10 | B | 8 | 32 | A | 7 | 987 | E | 9 | 260 | B | 8 | 5.1 | B | 8 | 28150 | C | 8 | 13250 | B | 8 | 1.6 | E | 8 | 0.125 | F | 8 | 0.16 | F | 8 | 0 | 1 | D | 9 | 63 | C | 8
[26 empty] | 3588100% | 15:00 | 920 | 1373 | 629 | 2 | 8 | 583 | 2 | 15 | 238 | 2 | 8 | 670 | 2 | 8 | 603 | 2 | 15 | 264 | 2 | 8 | 632 | 2 | 19 | 10 | E | 9 | 9 | A | 7 | 29 | A | 7 | 11 | A | 7 | 33 | A | 7 | 987 | E | 9 | 240 | A | 7 | 4.1 | A | 7 | 24100 | B | 7 | 4500 | A | 7 | 1.6 | E | 8 | 0.125 | F | 8 | 0.16 | F | 8 | 0 | 1 | D | 9 | 63 | C | 8
[26 empty] | 3588100% | 16:00 | 741 | 1373 | 425 | 2 | 8 | 348 | 2 | 15 | 237 | 2 | 8 | 454 | 2 | 8 | 365 | 2 | 15 | 257 | 2 | 8 | 562 | 2 | 19 | 10 | E | 9 | 9 | A | 7 | 28 | A | 7 | 11 | A | 7 | 35 | A | 7 | 987 | E | 9 | 210 | A | 7 | 5.1 | A | 7 | 24100 | B | 7 | 3600 | A | 7 | 1.6 | E | 8 | 0.125 | F | 8 | 0.16 | F | 8 | 0 | 1 | D | 9 | 63 | C | 8
[26 empty] | 3588100% | 17:00 | 514 | 1373 | 335 | 2 | 8 | 565 | 2 | 15 | 123 | 2 | 8 | 352 | 2 | 8 | 533 | 2 | 15 | 152 | 2 | 8 | 237 | 2 | 19 | 10 | E | 9 | 9 | A | 7 | 28 | A | 7 | 10 | A | 7 | 32 | A | 7 | 987 | E | 9 | 190 | A | 7 | 5.1 | A | 7 | 24100 | B | 7 | 3600 | A | 7 | 1.6 | E | 8 | 0.125 | F | 8 | 0.16 | F | 8 | 0 | 1 | D | 9 | 63 | C | 8
[26 empty] | 3588100% | 18:00 | 256 | 1373 | 135 | 2 | 8 | 447 | 2 | 15 | 52 | 2 | 8 | 138 | 2 | 8 | 330 | 2 | 15 | 76 | 2 | 8 | 92 | 2 | 19 | 10 | E | 9 | 9 | A | 7 | 27 | A | 7 | 11 | A | 7 | 37 | A | 7 | 987 | E | 9 | 190 | A | 7 | 5.1 | A | 7 | 16100 | B | 7 | 3600 | A | 7 | 1.6 | E | 8 | 0.125 | F | 8 | 0.16 | F | 8 | 0 | 1 | D | 9 | 63 | C | 8
[26 empty] | 3588100% | 19:00 | 28 | 652 | 0 | 2 | 8 | 0 | 2 | 15 | 0 | 2 | 8 | 0 | 2 | 8 | 0 | 2 | 15 | 0 | 2 | 8 | 0 | 2 | 19 | 10 | B | 8 | 9 | B | 8 | 24 | A | 7 | 9 | A | 7 | 38 | A | 7 | 987 | E | 9 | 170 | A | 7 | 5.1 | A | 7 | 16100 | C | 8 | 4050 | B | 8 | 1.6 | E | 8 | 0.125 | F | 8 | 0.16 | F | 8 | 0 | 1 | D | 9 | 63 | C | 8
[26 empty] | 3588100% | 20:00 | 0 | 0 | 0 | 2 | 0 | 0 | 2 | 0 | 0 | 2 | 0 | 0 | 2 | 0 | 0 | 2 | 0 | 0 | 2 | 0 | 0 | 2 | 0 | 10 | E | 9 | 9 | A | 7 | 24 | A | 7 | 9 | A | 7 | 38 | A | 7 | 987 | E | 9 | 170 | A | 7 | 5.1 | A | 7 | 16100 | B | 7 | 4500 | A | 7 | 1.6 | E | 8 | 0.125 | F | 8 | 0.16 | F | 8 | 0 | 1 | D | 9 | 63 | C | 8
[26 empty] | 3588100% | 21:00 | 0 | 0 | 0 | 2 | 0 | 0 | 2 | 0 | 0 | 2 | 0 | 0 | 2 | 0 | 0 | 2 | 0 | 0 | 2 | 0 | 0 | 2 | 0 | 8 | B | 8 | 6 | B | 8 | 21.8 | B | 8 | 8.1 | E | 9 | 41 | A | 7 | 987 | E | 9 | 190 | B | 8 | 4.6 | B | 8 | 16100 | C | 8 | 13250 | B | 8 | 1.5 | E | 8 | 0.125 | F | 8 | 0.16 | F | 8 | 0 | 1 | D | 9 | 63 | C | 8
[26 empty] | 3588100% | 22:00 | 0 | 0 | 0 | 2 | 0 | 0 | 2 | 0 | 0 | 2 | 0 | 0 | 2 | 0 | 0 | 2 | 0 | 0 | 2 | 0 | 0 | 2 | 0 | 5 | E | 9 | 3 | E | 9 | 20 | A | 7 | 9.1 | E | 9 | 49 | A | 7 | 987 | E | 9 | 200 | A | 7 | 4.1 | A | 7 | 16100 | B | 7 | 77777 | A | 7 | 1.5 | E | 8 | 0.125 | F | 8 | 0.16 | F | 8 | 0 | 1 | D | 9 | 63 | C | 8
[26 empty] | 3588100% | 23:00 | 0 | 0 | 0 | 2 | 0 | 0 | 2 | 0 | 0 | 2 | 0 | 0 | 2 | 0 | 0 | 2 | 0 | 0 | 2 | 0 | 0 | 2 | 0 | 6 | B | 8 | 3 | B | 8 | 19.6 | B | 8 | 9.1 | E | 9 | 51 | A | 7 | 987 | E | 9 | 200 | B | 8 | 4.2 | B | 8 | 16100 | C | 8 | 19925 | B | 8 | 1.5 | E | 8 | 0.125 | F | 8 | 0.16 | F | 8 | 0 | 1 | D | 9 | 63 | C | 8
[26 empty] | 3588100% | 24:00 | 0 | 0 | 0 | 2 | 0 | 0 | 2 | 0 | 0 | 2 | 0 | 0 | 2 | 0 | 0 | 2 | 0 | 0 | 2 | 0 | 0 | 2 | 0 | 6 | B | 8 | 4 | B | 8 | 19.3 | B | 8 | 9.2 | E | 9 | 52 | A | 7 | 987 | E | 9 | 200 | B | 8 | 4.4 | B | 8 | 16100 | C | 8 | 17850 | B | 8 | 1.5 | E | 8 | 0.125 | F | 8 | 0.16 | F | 8 | 0 | 1 | D | 9 | 63 | C | 8
[26 empty] | 3588200% | 1:00 | 0 | 0 | 0 | 2 | 0 | 0 | 2 | 0 | 0 | 2 | 0 | 0 | 2 | 0 | 0 | 2 | 0 | 0 | 2 | 0 | 0 | 2 | 0 | 7 | B | 8 | 5 | B | 8 | 18.6 | B | 8 | 9 | E | 9 | 54 | A | 7 | 987 | E | 9 | 200 | B | 8 | 4.5 | B | 8 | 16100 | C | 8 | 15775 | B | 8 | 1.5 | E | 8 | 0.126 | F | 8 | 0.16 | F | 8 | 0 | 1 | D | 9 | 63 | C | 8
[26 empty] | 3588200% | 2:00 | 0 | 0 | 0 | 2 | 0 | 0 | 2 | 0 | 0 | 2 | 0 | 0 | 2 | 0 | 0 | 2 | 0 | 0 | 2 | 0 | 0 | 2 | 0 | 8 | B | 8 | 6 | B | 8 | 18.2 | B | 8 | 9.1 | E | 9 | 55 | A | 7 | 987 | E | 9 | 200 | B | 8 | 4.6 | B | 8 | 16100 | C | 8 | 13700 | B | 8 | 1.5 | E | 8 | 0.126 | F | 8 | 0.16 | F | 8 | 0 | 1 | D | 9 | 63 | C | 8
[26 empty] | 3588200% | 3:00 | 0 | 0 | 0 | 2 | 0 | 0 | 2 | 0 | 0 | 2 | 0 | 0 | 2 | 0 | 0 | 2 | 0 | 0 | 2 | 0 | 0 | 2 | 0 | 8 | B | 8 | 7 | B | 8 | 17.9 | B | 8 | 9.3 | E | 9 | 57 | A | 7 | 987 | E | 9 | 200 | B | 8 | 4.7 | B | 8 | 16100 | C | 8 | 11625 | B | 8 | 1.5 | E | 8 | 0.126 | F | 8 | 0.16 | F | 8 | 0 | 1 | D | 9 | 63 | C | 8
[26 empty] | 3588200% | 4:00 | 0 | 0 | 0 | 2 | 0 | 0 | 2 | 0 | 0 | 2 | 0 | 0 | 2 | 0 | 0 | 2 | 0 | 0 | 2 | 0 | 0 | 2 | 0 | 9 | B | 8 | 8 | B | 8 | 17.6 | B | 8 | 9.4 | E | 9 | 59 | A | 7 | 987 | E | 9 | 200 | B | 8 | 4.9 | B | 8 | 16100 | C | 8 | 9550 | B | 8 | 1.5 | E | 8 | 0.126 | F | 8 | 0.16 | F | 8 | 0 | 1 | D | 9 | 63 | C | 8
[26 empty] | 3588200% | 5:00 | 0 | 0 | 0 | 2 | 0 | 0 | 2 | 0 | 0 | 2 | 0 | 0 | 2 | 0 | 0 | 2 | 0 | 0 | 2 | 0 | 0 | 2 | 0 | 9 | B | 8 | 9 | B | 8 | 17.3 | B | 8 | 9.5 | E | 9 | 60 | A | 7 | 987 | E | 9 | 200 | B | 8 | 5 | B | 8 | 16100 | C | 8 | 7475 | B | 8 | 1.5 | E | 8 | 0.126 | F | 8 | 0.16 | F | 8 | 0 | 1 | D | 9 | 63 | C | 8
[26 empty] | 3588200% | 6:00 | 0 | 0 | 0 | 2 | 0 | 0 | 2 | 0 | 0 | 2 | 0 | 0 | 2 | 0 | 0 | 2 | 0 | 0 | 2 | 0 | 0 | 2 | 0 | 10 | E | 9 | 10 | A | 7 | 17 | A | 7 | 9.7 | E | 9 | 62 | A | 7 | 987 | E | 9 | 200 | A | 7 | 5.1 | A | 7 | 16100 | B | 7 | 5400 | A | 7 | 1.4 | E | 8 | 0.126 | F | 8 | 0.16 | F | 8 | 0 | 1 | D | 9 | 63 | C | 8
[26 empty] | 3588200% | 7:00 | 116 | 1292 | 0 | 2 | 8 | 0 | 2 | 15 | 0 | 2 | 8 | 0 | 2 | 8 | 0 | 2 | 15 | 0 | 2 | 8 | 0 | 2 | 19 | 10 | E | 9 | 9 | A | 7 | 17 | A | 7 | 11 | A | 7 | 68 | A | 7 | 987 | E | 9 | 190 | A | 7 | 5.1 | A | 7 | 24100 | B | 7 | 4500 | A | 7 | 1.4 | E | 8 | 0.126 | F | 8 | 0.16 | F | 8 | 0 | 1 | D | 9 | 63 | C | 8
[26 empty] | 3588200% | 8:00 | 381 | 1372 | 190 | 2 | 8 | 217 | 2 | 15 | 130 | 2 | 8 | 198 | 2 | 8 | 189 | 2 | 15 | 145 | 2 | 8 | 270 | 2 | 19 | 10 | E | 9 | 9 | A | 7 | 17 | A | 7 | 11 | A | 7 | 68 | A | 7 | 987 | E | 9 | 190 | A | 7 | 5.1 | A | 7 | 24100 | B | 7 | 4500 | A | 7 | 1.4 | E | 8 | 0.126 | F | 8 | 0.16 | F | 8 | 0 | 1 | D | 9 | 63 | C | 8
[26 empty] | 3588200% | 9:00 | 627 | 1372 | 226 | 2 | 8 | 62 | 2 | 15 | 197 | 2 | 8 | 247 | 2 | 8 | 61 | 2 | 15 | 219 | 2 | 8 | 569 | 2 | 19 | 10 | E | 9 | 9 | A | 7 | 19 | A | 7 | 12 | A | 7 | 64 | A | 7 | 987 | E | 9 | 200 | A | 7 | 4.1 | A | 7 | 32200 | B | 7 | 4500 | A | 7 | 1.5 | E | 8 | 0.126 | F | 8 | 0.16 | F | 8 | 0 | 1 | D | 9 | 63 | C | 8
[26 empty] | 3588200% | 10:00 | 834 | 1372 | 594 | 2 | 8 | 591 | 2 | 15 | 234 | 2 | 8 | 624 | 2 | 8 | 605 | 2 | 15 | 255 | 2 | 8 | 566 | 2 | 19 | 10 | E | 9 | 5 | A | 7 | 21 | A | 7 | 12 | A | 7 | 56 | A | 7 | 987 | E | 9 | 210 | A | 7 | 5.1 | A | 7 | 32200 | B | 7 | 77777 | A | 7 | 1.5 | E | 8 | 0.126 | F | 8 | 0.16 | F | 8 | 0 | 1 | D | 9 | 63 | C | 8
[26 empty] | 3588200% | 11:00 | 988 | 1372 | 750 | 2 | 8 | 816 | 2 | 15 | 161 | 2 | 8 | 799 | 2 | 8 | 832 | 2 | 15 | 198 | 2 | 8 | 474 | 2 | 19 | 10 | E | 9 | 5 | A | 7 | 23 | A | 7 | 12 | A | 7 | 50 | A | 7 | 987 | E | 9 | 200 | A | 7 | 6.2 | A | 7 | 32200 | B | 7 | 77777 | A | 7 | 1.5 | E | 8 | 0.126 | F | 8 | 0.16 | F | 8 | 0 | 1 | D | 9 | 63 | C | 8
[26 empty] | 3588200% | 12:00 | 1078 | 1372 | 837 | 2 | 8 | 891 | 2 | 15 | 136 | 2 | 8 | 888 | 2 | 8 | 900 | 2 | 15 | 179 | 2 | 8 | 445 | 2 | 19 | 0 | E | 9 | 0 | E | 9 | 24 | A | 7 | 12 | A | 7 | 47 | A | 7 | 987 | E | 9 | 190 | A | 7 | 9.3 | A | 7 | 32200 | B | 7 | 77777 | A | 7 | 1.5 | E | 8 | 0.126 | F | 8 | 0.16 | F | 8 | 0 | 1 | D | 9 | 61 | C | 8
[26 empty] | 3588200% | 13:00 | 1097 | 1372 | 856 | 2 | 8 | 900 | 2 | 15 | 135 | 2 | 8 | 879 | 2 | 8 | 899 | 2 | 15 | 159 | 2 | 8 | 353 | 2 | 19 | 5 | E | 9 | 3 | A | 7 | 24 | A | 7 | 12 | A | 7 | 47 | A | 7 | 987 | E | 9 | 180 | A | 7 | 5.1 | A | 7 | 32200 | B | 7 | 77777 | A | 7 | 1.5 | E | 8 | 0.126 | F | 8 | 0.16 | F | 8 | 0 | 1 | D | 9 | 61 | C | 8
[26 empty] | 3588200% | 14:00 | 1045 | 1372 | 809 | 2 | 8 | 890 | 2 | 15 | 130 | 2 | 8 | 859 | 2 | 8 | 899 | 2 | 15 | 172 | 2 | 8 | 401 | 2 | 19 | 5 | E | 9 | 2 | A | 7 | 26 | A | 7 | 12 | A | 7 | 42 | A | 7 | 987 | E | 9 | 180 | A | 7 | 6.2 | A | 7 | 32200 | B | 7 | 77777 | A | 7 | 1.5 | E | 8 | 0.126 | F | 8 | 0.16 | F | 8 | 0 | 1 | D | 9 | 61 | C | 8
[26 empty] | 3588200% | 15:00 | 925 | 1372 | 693 | 2 | 8 | 844 | 2 | 15 | 122 | 2 | 8 | 727 | 2 | 8 | 846 | 2 | 15 | 155 | 2 | 8 | 309 | 2 | 19 | 5 | E | 9 | 3 | A | 7 | 27 | A | 7 | 12 | A | 7 | 39 | A | 7 | 987 | E | 9 | 200 | A | 7 | 7.7 | A | 7 | 32200 | B | 7 | 77777 | A | 7 | 1.5 | E | 8 | 0.126 | F | 8 | 0.16 | F | 8 | 0 | 1 | D | 9 | 61 | C | 8
[26 empty] | 3588200% | 16:00 | 745 | 1372 | 536 | 2 | 8 | 790 | 2 | 15 | 106 | 2 | 8 | 555 | 2 | 8 | 777 | 2 | 15 | 132 | 2 | 8 | 222 | 2 | 19 | 5 | E | 9 | 2 | A | 7 | 27 | A | 7 | 12 | A | 7 | 39 | A | 7 | 987 | E | 9 | 180 | A | 7 | 5.1 | A | 7 | 32200 | B | 7 | 77777 | A | 7 | 1.5 | E | 8 | 0.126 | F | 8 | 0.16 | F | 8 | 0 | 1 | D | 9 | 61 | C | 8
[26 empty] | 3588200% | 17:00 | 518 | 1372 | 341 | 2 | 8 | 681 | 2 | 15 | 83 | 2 | 8 | 357 | 2 | 8 | 640 | 2 | 15 | 114 | 2 | 8 | 163 | 2 | 19 | 5 | E | 9 | 3 | A | 7 | 26 | A | 7 | 11 | A | 7 | 39 | A | 7 | 987 | E | 9 | 200 | A | 7 | 8.2 | A | 7 | 32200 | B | 7 | 77777 | A | 7 | 1.6 | E | 8 | 0.126 | F | 8 | 0.16 | F | 8 | 0 | 1 | D | 9 | 61 | C | 8
[26 empty] | 3588200% | 18:00 | 260 | 1372 | 140 | 2 | 8 | 464 | 2 | 15 | 52 | 2 | 8 | 143 | 2 | 8 | 345 | 2 | 15 | 77 | 2 | 8 | 92 | 2 | 19 | 10 | E | 9 | 5 | A | 7 | 25 | A | 7 | 12 | A | 7 | 44 | A | 7 | 987 | E | 9 | 180 | A | 7 | 6.2 | A | 7 | 32200 | B | 7 | 77777 | A | 7 | 1.6 | E | 8 | 0.126 | F | 8 | 0.16 | F | 8 | 0 | 1 | D | 9 | 61 | C | 8
[26 empty] | 3588200% | 19:00 | 30 | 675 | 0 | 2 | 8 | 0 | 2 | 15 | 0 | 2 | 8 | 0 | 2 | 8 | 0 | 2 | 15 | 0 | 2 | 8 | 0 | 2 | 19 | 10 | E | 9 | 5 | A | 7 | 23 | A | 7 | 11 | A | 7 | 47 | A | 7 | 987 | E | 9 | 210 | A | 7 | 4.1 | A | 7 | 16100 | B | 7 | 77777 | A | 7 | 1.6 | E | 8 | 0.126 | F | 8 | 0.16 | F | 8 | 0 | 1 | D | 9 | 61 | C | 8
[26 empty] | 3588200% | 20:00 | 0 | 0 | 0 | 2 | 0 | 0 | 2 | 0 | 0 | 2 | 0 | 0 | 2 | 0 | 0 | 2 | 0 | 0 | 2 | 0 | 0 | 2 | 0 | 10 | E | 9 | 5 | A | 7 | 22 | A | 7 | 10 | A | 7 | 46 | A | 7 | 987 | E | 9 | 210 | A | 7 | 3.1 | A | 7 | 16100 | B | 7 | 77777 | A | 7 | 1.6 | E | 8 | 0.126 | F | 8 | 0.16 | F | 8 | 0 | 1 | D | 9 | 61 | C | 8
[26 empty] | 3588200% | 21:00 | 0 | 0 | 0 | 2 | 0 | 0 | 2 | 0 | 0 | 2 | 0 | 0 | 2 | 0 | 0 | 2 | 0 | 0 | 2 | 0 | 0 | 2 | 0 | 10 | E | 9 | 9 | E | 9 | 21.9 | E | 9 | 10.2 | E | 9 | 47 | A | 7 | 987 | E | 9 | 240 | E | 9 | 8 | E | 9 | 16100 | C | 8 | 77777 | E | 9 | 1.6 | E | 8 | 0.126 | F | 8 | 0.16 | F | 8 | 0 | 1 | D | 9 | 61 | C | 8
[26 empty] | 3588200% | 22:00 | 0 | 0 | 0 | 2 | 0 | 0 | 2 | 0 | 0 | 2 | 0 | 0 | 2 | 0 | 0 | 2 | 0 | 0 | 2 | 0 | 0 | 2 | 0 | 10 | E | 9 | 10 | E | 9 | 21.8 | E | 9 | 10.3 | E | 9 | 48 | A | 7 | 987 | E | 9 | 210 | E | 9 | 6.2 | E | 9 | 16100 | C | 8 | 77777 | E | 9 | 1.6 | E | 8 | 0.126 | F | 8 | 0.16 | F | 8 | 0 | 1 | D | 9 | 61 | C | 8
[26 empty] | 3588200% | 23:00 | 0 | 0 | 0 | 2 | 0 | 0 | 2 | 0 | 0 | 2 | 0 | 0 | 2 | 0 | 0 | 2 | 0 | 0 | 2 | 0 | 0 | 2 | 0 | 10 | E | 9 | 10 | E | 9 | 18.7 | E | 9 | 7.8 | E | 9 | 49 | A | 7 | 987 | E | 9 | 220 | E | 9 | 5 | E | 9 | 16100 | C | 8 | 3791 | E | 9 | 1.6 | E | 8 | 0.126 | F | 8 | 0.16 | F | 8 | 0 | 1 | D | 9 | 61 | C | 8
[26 empty] | 3588200% | 24:00 | 0 | 0 | 0 | 2 | 0 | 0 | 2 | 0 | 0 | 2 | 0 | 0 | 2 | 0 | 0 | 2 | 0 | 0 | 2 | 0 | 0 | 2 | 0 | 10 | E | 9 | 10 | E | 9 | 18.7 | E | 9 | 8.1 | E | 9 | 50 | A | 7 | 987 | E | 9 | 230 | E | 9 | 4.2 | E | 9 | 16100 | C | 8 | 3355 | E | 9 | 1.6 | E | 8 | 0.126 | F | 8 | 0.16 | F | 8 | 0 | 1 | D | 9 | 61 | C | 8
[26 empty] | 3588300% | 1:00 | 0 | 0 | 0 | 2 | 0 | 0 | 2 | 0 | 0 | 2 | 0 | 0 | 2 | 0 | 0 | 2 | 0 | 0 | 2 | 0 | 0 | 2 | 0 | 10 | E | 9 | 10 | E | 9 | 18.5 | E | 9 | 7.9 | E | 9 | 50 | A | 7 | 987 | E | 9 | 250 | E | 9 | 4 | E | 9 | 16100 | C | 8 | 3518 | E | 9 | 1.7 | E | 8 | 0.127 | F | 8 | 0.16 | F | 8 | 0 | 1 | D | 9 | 61 | C | 8
[26 empty] | 3588300% | 2:00 | 0 | 0 | 0 | 2 | 0 | 0 | 2 | 0 | 0 | 2 | 0 | 0 | 2 | 0 | 0 | 2 | 0 | 0 | 2 | 0 | 0 | 2 | 0 | 10 | E | 9 | 10 | E | 9 | 19.5 | E | 9 | 6.1 | E | 9 | 42 | A | 7 | 987 | E | 9 | 240 | E | 9 | 4.3 | E | 9 | 16100 | C | 8 | 3682 | E | 9 | 1.7 | E | 8 | 0.127 | F | 8 | 0.16 | F | 8 | 0 | 1 | D | 9 | 61 | C | 8
[26 empty] | 3588300% | 3:00 | 0 | 0 | 0 | 2 | 0 | 0 | 2 | 0 | 0 | 2 | 0 | 0 | 2 | 0 | 0 | 2 | 0 | 0 | 2 | 0 | 0 | 2 | 0 | 10 | E | 9 | 10 | E | 9 | 19.3 | E | 9 | 5.3 | E | 9 | 40 | A | 7 | 987 | E | 9 | 220 | E | 9 | 2.5 | E | 9 | 16100 | C | 8 | 3845 | E | 9 | 1.7 | E | 8 | 0.127 | F | 8 | 0.16 | F | 8 | 0 | 1 | D | 9 | 61 | C | 8
[26 empty] | 3588300% | 4:00 | 0 | 0 | 0 | 2 | 0 | 0 | 2 | 0 | 0 | 2 | 0 | 0 | 2 | 0 | 0 | 2 | 0 | 0 | 2 | 0 | 0 | 2 | 0 | 10 | E | 9 | 10 | E | 9 | 18.3 | E | 9 | 5.5 | E | 9 | 43 | A | 7 | 987 | E | 9 | 250 | E | 9 | 5.4 | E | 9 | 16100 | C | 8 | 3709 | E | 9 | 1.7 | E | 8 | 0.127 | F | 8 | 0.16 | F | 8 | 0 | 1 | D | 9 | 61 | C | 8
[26 empty] | 3588300% | 5:00 | 0 | 0 | 0 | 2 | 0 | 0 | 2 | 0 | 0 | 2 | 0 | 0 | 2 | 0 | 0 | 2 | 0 | 0 | 2 | 0 | 0 | 2 | 0 | 10 | E | 9 | 10 | E | 9 | 19.2 | E | 9 | 5.7 | E | 9 | 41 | A | 7 | 987 | E | 9 | 230 | E | 9 | 3.7 | E | 9 | 16100 | C | 8 | 3873 | E | 9 | 1.7 | E | 8 | 0.127 | F | 8 | 0.16 | F | 8 | 0 | 1 | D | 9 | 61 | C | 8
[26 empty] | 3588300% | 6:00 | 0 | 0 | 0 | 2 | 0 | 0 | 2 | 0 | 0 | 2 | 0 | 0 | 2 | 0 | 0 | 2 | 0 | 0 | 2 | 0 | 0 | 2 | 0 | 10 | E | 9 | 10 | E | 9 | 18.1 | E | 9 | 5.8 | E | 9 | 44 | A | 7 | 987 | E | 9 | 230 | E | 9 | 6.4 | E | 9 | 16100 | C | 8 | 3736 | E | 9 | 1.7 | E | 8 | 0.127 | F | 8 | 0.16 | F | 8 | 0 | 1 | D | 9 | 61 | C | 8
[26 empty] | 3588300% | 7:00 | 122 | 1337 | 0 | 2 | 8 | 0 | 2 | 15 | 0 | 2 | 8 | 0 | 2 | 8 | 0 | 2 | 15 | 0 | 2 | 8 | 0 | 2 | 19 | 10 | E | 9 | 9 | A | 7 | 17 | A | 7 | 9 | A | 7 | 59 | A | 7 | 987 | E | 9 | 210 | A | 7 | 2.6 | A | 7 | 16100 | B | 7 | 4500 | A | 7 | 1.7 | E | 8 | 0.127 | F | 8 | 0.16 | F | 8 | 0 | 1 | D | 9 | 61 | C | 8
[26 empty] | 3588300% | 8:00 | 388 | 1371 | 244 | 2 | 8 | 556 | 2 | 15 | 87 | 2 | 8 | 248 | 2 | 8 | 475 | 2 | 15 | 114 | 2 | 8 | 154 | 2 | 19 | 10 | E | 9 | 10 | A | 7 | 21 | A | 7 | 12 | A | 7 | 56 | A | 7 | 987 | E | 9 | 270 | A | 7 | 4.1 | A | 7 | 16100 | B | 7 | 4500 | A | 7 | 1.7 | E | 8 | 0.127 | F | 8 | 0.16 | F | 8 | 0 | 1 | D | 9 | 61 | C | 8
[26 empty] | 3588300% | 9:00 | 634 | 1371 | 430 | 2 | 8 | 632 | 2 | 15 | 137 | 2 | 8 | 442 | 2 | 8 | 608 | 2 | 15 | 160 | 2 | 8 | 270 | 2 | 19 | 10 | E | 9 | 9 | A | 7 | 23 | A | 7 | 13 | A | 7 | 53 | A | 7 | 987 | E | 9 | 270 | A | 7 | 6.2 | A | 7 | 16100 | B | 7 | 3300 | A | 7 | 1.7 | E | 8 | 0.127 | F | 8 | 0.16 | F | 8 | 0 | 1 | D | 9 | 61 | C | 8
[26 empty] | 3588300% | 10:00 | 840 | 1371 | 529 | 2 | 8 | 451 | 2 | 15 | 252 | 2 | 8 | 552 | 2 | 8 | 462 | 2 | 15 | 268 | 2 | 8 | 619 | 2 | 19 | 10 | B | 8 | 7 | B | 8 | 24.6 | B | 8 | 18 | B | 8 | 67 | A | 7 | 987 | E | 9 | 280 | B | 8 | 6.2 | B | 8 | 16100 | C | 8 | 12650 | B | 8 | 1.7 | E | 8 | 0.127 | F | 8 | 0.16 | F | 8 | 0 | 1 | D | 9 | 61 | C | 8
[26 empty] | 3588300% | 11:00 | 994 | 1371 | 744 | 2 | 8 | 756 | 2 | 15 | 195 | 2 | 8 | 783 | 2 | 8 | 765 | 2 | 15 | 227 | 2 | 8 | 568 | 2 | 19 | 9 | E | 9 | 5 | A | 7 | 26 | A | 7 | 23 | A | 7 | 84 | A | 7 | 987 | E | 9 | 290 | A | 7 | 6.2 | A | 7 | 16100 | B | 7 | 77777 | A | 7 | 1.7 | E | 8 | 0.127 | F | 8 | 0.16 | F | 8 | 0 | 1 | D | 9 | 61 | C | 8
[26 empty] | 3588300% | 12:00 | 1083 | 1371 | 843 | 2 | 8 | 897 | 2 | 15 | 133 | 2 | 8 | 866 | 2 | 8 | 896 | 2 | 15 | 157 | 2 | 8 | 339 | 2 | 19 | 10 | E | 9 | 9 | A | 7 | 27 | A | 7 | 12 | A | 7 | 39 | A | 7 | 987 | E | 9 | 310 | A | 7 | 6.2 | A | 7 | 16100 | B | 7 | 1800 | A | 7 | 1.7 | E | 8 | 0.127 | F | 8 | 0.16 | F | 8 | 0 | 1 | D | 9 | 61 | C | 8
[26 empty] | 3588300% | 13:00 | 1102 | 1371 | 862 | 2 | 8 | 906 | 2 | 15 | 133 | 2 | 8 | 886 | 2 | 8 | 905 | 2 | 15 | 157 | 2 | 8 | 357 | 2 | 19 | 9 | E | 9 | 5 | A | 7 | 27 | A | 7 | 12 | A | 7 | 39 | A | 7 | 987 | E | 9 | 310 | A | 7 | 5.1 | A | 7 | 16100 | B | 7 | 77777 | A | 7 | 1.8 | E | 8 | 0.127 | F | 8 | 0.16 | F | 8 | 0 | 1 | D | 9 | 61 | C | 8
[26 empty] | 3588300% | 14:00 | 1049 | 1371 | 810 | 2 | 8 | 884 | 2 | 15 | 131 | 2 | 8 | 858 | 2 | 8 | 893 | 2 | 15 | 173 | 2 | 8 | 407 | 2 | 19 | 9 | E | 9 | 5 | A | 7 | 28 | A | 7 | 17 | A | 7 | 51 | A | 7 | 987 | E | 9 | 300 | A | 7 | 5.1 | A | 7 | 32200 | B | 7 | 77777 | A | 7 | 1.8 | E | 8 | 0.127 | F | 8 | 0.16 | F | 8 | 0 | 1 | D | 9 | 61 | C | 8
[26 empty] | 3588300% | 15:00 | 929 | 1371 | 698 | 2 | 8 | 850 | 2 | 15 | 121 | 2 | 8 | 735 | 2 | 8 | 853 | 2 | 15 | 155 | 2 | 8 | 310 | 2 | 19 | 9 | E | 9 | 5 | A | 7 | 28 | A | 7 | 17 | A | 7 | 51 | A | 7 | 987 | E | 9 | 320 | A | 7 | 5.1 | A | 7 | 16100 | B | 7 | 77777 | A | 7 | 1.8 | E | 8 | 0.127 | F | 8 | 0.16 | F | 8 | 0 | 1 | D | 9 | 61 | C | 8
[26 empty] | 3588300% | 16:00 | 749 | 1371 | 536 | 2 | 8 | 755 | 2 | 15 | 123 | 2 | 8 | 566 | 2 | 8 | 754 | 2 | 15 | 153 | 2 | 8 | 276 | 2 | 19 | 9 | E | 9 | 5 | A | 7 | 28 | A | 7 | 13 | A | 7 | 40 | A | 7 | 987 | E | 9 | 290 | A | 7 | 4.1 | A | 7 | 16100 | B | 7 | 77777 | A | 7 | 1.8 | E | 8 | 0.127 | F | 8 | 0.16 | F | 8 | 0 | 1 | D | 9 | 61 | C | 8
[26 empty] | 3588300% | 17:00 | 522 | 1371 | 342 | 2 | 8 | 664 | 2 | 15 | 88 | 2 | 8 | 356 | 2 | 8 | 624 | 2 | 15 | 118 | 2 | 8 | 172 | 2 | 19 | 9 | E | 9 | 5 | A | 7 | 27 | A | 7 | 11 | A | 7 | 37 | A | 7 | 987 | E | 9 | 320 | A | 7 | 2.6 | A | 7 | 16100 | B | 7 | 77777 | A | 7 | 1.8 | E | 8 | 0.127 | F | 8 | 0.16 | F | 8 | 0 | 1 | D | 9 | 61 | C | 8
[26 empty] | 3588300% | 18:00 | 264 | 1371 | 141 | 2 | 8 | 454 | 2 | 15 | 53 | 2 | 8 | 143 | 2 | 8 | 340 | 2 | 15 | 78 | 2 | 8 | 94 | 2 | 19 | 9 | E | 9 | 5 | A | 7 | 26 | A | 7 | 12 | A | 7 | 42 | A | 7 | 987 | E | 9 | 290 | A | 7 | 2.6 | A | 7 | 16100 | B | 7 | 77777 | A | 7 | 1.8 | E | 8 | 0.127 | F | 8 | 0.16 | F | 8 | 0 | 1 | D | 9 | 61 | C | 8
[26 empty] | 3588300% | 19:00 | 32 | 697 | 0 | 2 | 8 | 0 | 2 | 15 | 0 | 2 | 8 | 0 | 2 | 8 | 0 | 2 | 15 | 0 | 2 | 8 | 0 | 2 | 19 | 4 | E | 9 | 2 | A | 7 | 24 | A | 7 | 10 | A | 7 | 41 | A | 7 | 987 | E | 9 | 0 | A | 7 | 0 | A | 7 | 16100 | B | 7 | 77777 | A | 7 | 1.8 | E | 8 | 0.127 | F | 8 | 0.16 | F | 8 | 0 | 1 | D | 9 | 61 | C | 8
[26 empty] | 3588300% | 20:00 | 0 | 0 | 0 | 2 | 0 | 0 | 2 | 0 | 0 | 2 | 0 | 0 | 2 | 0 | 0 | 2 | 0 | 0 | 2 | 0 | 0 | 2 | 0 | 0 | E | 9 | 0 | E | 9 | 22 | A | 7 | 10 | A | 7 | 46 | A | 7 | 987 | E | 9 | 0 | A | 7 | 0 | A | 7 | 16100 | B | 7 | 77777 | A | 7 | 1.8 | E | 8 | 0.127 | F | 8 | 0.16 | F | 8 | 0 | 1 | D | 9 | 61 | C | 8
[26 empty] | 3588300% | 21:00 | 0 | 0 | 0 | 2 | 0 | 0 | 2 | 0 | 0 | 2 | 0 | 0 | 2 | 0 | 0 | 2 | 0 | 0 | 2 | 0 | 0 | 2 | 0 | 0 | E | 9 | 0 | E | 9 | 20 | A | 7 | 9.5 | E | 9 | 51 | A | 7 | 987 | E | 9 | 100 | A | 7 | 1.5 | A | 7 | 16100 | B | 7 | 77777 | A | 7 | 1.8 | E | 8 | 0.127 | F | 8 | 0.16 | F | 8 | 0 | 1 | D | 9 | 61 | C | 8
[26 empty] | 3588300% | 22:00 | 0 | 0 | 0 | 2 | 0 | 0 | 2 | 0 | 0 | 2 | 0 | 0 | 2 | 0 | 0 | 2 | 0 | 0 | 2 | 0 | 0 | 2 | 0 | 0 | E | 9 | 0 | E | 9 | 18.1 | E | 9 | 10.1 | E | 9 | 60 | A | 7 | 987 | E | 9 | 120 | E | 9 | 1.2 | E | 9 | 16100 | C | 8 | 20898 | E | 9 | 1.8 | E | 8 | 0.127 | F | 8 | 0.16 | F | 8 | 0 | 1 | D | 9 | 61 | C | 8
[26 empty] | 3588300% | 23:00 | 0 | 0 | 0 | 2 | 0 | 0 | 2 | 0 | 0 | 2 | 0 | 0 | 2 | 0 | 0 | 2 | 0 | 0 | 2 | 0 | 0 | 2 | 0 | 0 | E | 9 | 0 | E | 9 | 16.2 | E | 9 | 10.5 | E | 9 | 69 | A | 7 | 987 | E | 9 | 160 | E | 9 | 2.1 | E | 9 | 16100 | C | 8 | 20996 | E | 9 | 1.8 | E | 8 | 0.127 | F | 8 | 0.16 | F | 8 | 0 | 1 | D | 9 | 61 | C | 8
[26 empty] | 3588300% | 24:00 | 0 | 0 | 0 | 2 | 0 | 0 | 2 | 0 | 0 | 2 | 0 | 0 | 2 | 0 | 0 | 2 | 0 | 0 | 2 | 0 | 0 | 2 | 0 | 0 | E | 9 | 0 | E | 9 | 15.3 | E | 9 | 10.6 | E | 9 | 74 | A | 7 | 987 | E | 9 | 200 | E | 9 | 2.9 | E | 9 | 16100 | C | 8 | 21394 | E | 9 | 1.8 | E | 8 | 0.127 | F | 8 | 0.16 | F | 8 | 0 | 1 | D | 9 | 61 | C | 8
[26 empty] | 3588400% | 1:00 | 0 | 0 | 0 | 2 | 0 | 0 | 2 | 0 | 0 | 2 | 0 | 0 | 2 | 0 | 0 | 2 | 0 | 0 | 2 | 0 | 0 | 2 | 0 | 0 | E | 9 | 0 | E | 9 | 15.4 | E | 9 | 11.3 | E | 9 | 77 | A | 7 | 987 | E | 9 | 340 | E | 9 | 2.6 | E | 9 | 16100 | C | 8 | 77777 | E | 9 | 1.8 | E | 8 | 0.128 | F | 8 | 0.16 | F | 8 | 0 | 1 | D | 9 | 61 | C | 8
[26 empty] | 3588400% | 2:00 | 0 | 0 | 0 | 2 | 0 | 0 | 2 | 0 | 0 | 2 | 0 | 0 | 2 | 0 | 0 | 2 | 0 | 0 | 2 | 0 | 0 | 2 | 0 | 0 | E | 9 | 0 | E | 9 | 14.5 | E | 9 | 10.9 | E | 9 | 79 | A | 7 | 987 | E | 9 | 350 | E | 9 | 3.9 | E | 9 | 16100 | C | 8 | 21680 | E | 9 | 1.8 | E | 8 | 0.128 | F | 8 | 0.16 | F | 8 | 0 | 1 | D | 9 | 61 | C | 8
[26 empty] | 3588400% | 3:00 | 0 | 0 | 0 | 2 | 0 | 0 | 2 | 0 | 0 | 2 | 0 | 0 | 2 | 0 | 0 | 2 | 0 | 0 | 2 | 0 | 0 | 2 | 0 | 0 | E | 9 | 0 | E | 9 | 14.6 | E | 9 | 10.5 | E | 9 | 76 | A | 7 | 987 | E | 9 | 30 | E | 9 | 1.1 | E | 9 | 16100 | C | 8 | 21838 | E | 9 | 1.8 | E | 8 | 0.128 | F | 8 | 0.16 | F | 8 | 0 | 1 | D | 9 | 61 | C | 8
[26 empty] | 3588400% | 4:00 | 0 | 0 | 0 | 2 | 0 | 0 | 2 | 0 | 0 | 2 | 0 | 0 | 2 | 0 | 0 | 2 | 0 | 0 | 2 | 0 | 0 | 2 | 0 | 0 | E | 9 | 0 | E | 9 | 15.7 | E | 9 | 10 | E | 9 | 69 | A | 7 | 987 | E | 9 | 210 | E | 9 | 3.5 | E | 9 | 16100 | C | 8 | 21877 | E | 9 | 1.8 | E | 8 | 0.128 | F | 8 | 0.16 | F | 8 | 0 | 1 | D | 9 | 61 | C | 8
[26 empty] | 3588400% | 5:00 | 0 | 0 | 0 | 2 | 0 | 0 | 2 | 0 | 0 | 2 | 0 | 0 | 2 | 0 | 0 | 2 | 0 | 0 | 2 | 0 | 0 | 2 | 0 | 0 | E | 9 | 0 | E | 9 | 15.9 | E | 9 | 10.5 | E | 9 | 70 | A | 7 | 987 | E | 9 | 270 | E | 9 | 4.3 | E | 9 | 16100 | C | 8 | 21915 | E | 9 | 1.8 | E | 8 | 0.128 | F | 8 | 0.16 | F | 8 | 0 | 1 | D | 9 | 61 | C | 8
[26 empty] | 3588400% | 6:00 | 0 | 11 | 0 | 2 | 0 | 0 | 2 | 0 | 0 | 2 | 0 | 0 | 2 | 1 | 0 | 2 | 2 | 0 | 2 | 2 | 0 | 2 | 1 | 0 | E | 9 | 0 | E | 9 | 13 | E | 9 | 11.5 | E | 9 | 91 | A | 7 | 987 | E | 9 | 330 | E | 9 | 5.6 | E | 9 | 16100 | C | 8 | 77777 | E | 9 | 1.8 | E | 8 | 0.128 | F | 8 | 0.16 | F | 8 | 0 | 1 | D | 9 | 61 | C | 8
[26 empty] | 3588400% | 7:00 | 129 | 1371 | 0 | 2 | 8 | 0 | 2 | 15 | 0 | 2 | 8 | 0 | 2 | 8 | 0 | 2 | 15 | 0 | 2 | 8 | 0 | 2 | 19 | 0 | E | 9 | 0 | E | 9 | 15 | E | 9 | 12.6 | E | 9 | 86 | A | 7 | 987 | E | 9 | 310 | E | 9 | 3.7 | E | 9 | 16100 | C | 8 | 21871 | E | 9 | 1.8 | E | 8 | 0.128 | F | 8 | 0.16 | F | 8 | 0 | 1 | D | 9 | 61 | C | 8
[26 empty] | 3588400% | 8:00 | 395 | 1371 | 250 | 2 | 8 | 561 | 2 | 15 | 88 | 2 | 8 | 254 | 2 | 8 | 482 | 2 | 15 | 115 | 2 | 8 | 156 | 2 | 19 | 0 | E | 9 | 0 | E | 9 | 21.7 | E | 9 | 12.9 | E | 9 | 57 | A | 7 | 987 | E | 9 | 160 | E | 9 | 2.5 | E | 9 | 16100 | C | 8 | 21864 | E | 9 | 1.8 | E | 8 | 0.128 | F | 8 | 0.16 | F | 8 | 0 | 1 | D | 9 | 61 | C | 8
[26 empty] | 3588400% | 9:00 | 640 | 1371 | 450 | 2 | 8 | 731 | 2 | 15 | 107 | 2 | 8 | 471 | 2 | 8 | 714 | 2 | 15 | 137 | 2 | 8 | 222 | 2 | 19 | 0 | E | 9 | 0 | E | 9 | 22.3 | E | 9 | 12.7 | E | 9 | 55 | A | 7 | 987 | E | 9 | 100 | E | 9 | 6.4 | E | 9 | 16100 | C | 8 | 21857 | E | 9 | 1.8 | E | 8 | 0.128 | F | 8 | 0.16 | F | 8 | 0 | 1 | D | 9 | 61 | C | 8
[26 empty] | 3588400% | 10:00 | 846 | 1371 | 626 | 2 | 8 | 780 | 2 | 15 | 143 | 2 | 8 | 661 | 2 | 8 | 787 | 2 | 15 | 174 | 2 | 8 | 349 | 2 | 19 | 0 | E | 9 | 0 | E | 9 | 24 | A | 7 | 12 | A | 7 | 47 | A | 7 | 987 | E | 9 | 220 | A | 7 | 3.1 | A | 7 | 16100 | B | 7 | 77777 | A | 7 | 1.8 | E | 8 | 0.128 | F | 8 | 0.16 | F | 8 | 0 | 1 | D | 9 | 61 | C | 8
[26 empty] | 3588400% | 11:00 | 999 | 1371 | 775 | 2 | 8 | 846 | 2 | 15 | 156 | 2 | 8 | 800 | 2 | 8 | 844 | 2 | 15 | 184 | 2 | 8 | 412 | 2 | 19 | 5 | E | 9 | 5 | A | 7 | 27 | A | 7 | 13 | A | 7 | 42 | A | 7 | 987 | E | 9 | 230 | A | 7 | 3.6 | A | 7 | 16100 | B | 7 | 77777 | A | 7 | 1.8 | E | 8 | 0.128 | F | 8 | 0.16 | F | 8 | 0 | 1 | D | 9 | 61 | C | 8
[26 empty] | 3588400% | 12:00 | 1088 | 1371 | 855 | 2 | 8 | 909 | 2 | 15 | 132 | 2 | 8 | 879 | 2 | 8 | 908 | 2 | 15 | 156 | 2 | 8 | 343 | 2 | 19 | 5 | E | 9 | 5 | A | 7 | 28 | A | 7 | 13 | A | 7 | 40 | A | 7 | 987 | E | 9 | 240 | A | 7 | 4.1 | A | 7 | 16100 | B | 7 | 77777 | A | 7 | 1.8 | E | 8 | 0.128 | F | 8 | 0.16 | F | 8 | 0 | 1 | D | 9 | 61 | C | 8
[26 empty] | 3588400% | 13:00 | 1106 | 1371 | 868 | 2 | 8 | 912 | 2 | 15 | 130 | 2 | 8 | 892 | 2 | 8 | 911 | 2 | 15 | 155 | 2 | 8 | 360 | 2 | 19 | 5 | E | 9 | 5 | A | 7 | 29 | A | 7 | 13 | A | 7 | 37 | A | 7 | 987 | E | 9 | 250 | A | 7 | 5.1 | A | 7 | 16100 | B | 7 | 77777 | A | 7 | 1.8 | E | 8 | 0.128 | F | 8 | 0.16 | F | 8 | 0 | 1 | D | 9 | 61 | C | 8
[26 empty] | 3588400% | 14:00 | 1054 | 1371 | 815 | 2 | 8 | 890 | 2 | 15 | 129 | 2 | 8 | 867 | 2 | 8 | 900 | 2 | 15 | 173 | 2 | 8 | 407 | 2 | 19 | 2 | E | 9 | 2 | A | 7 | 31 | A | 7 | 12 | A | 7 | 31 | A | 7 | 987 | E | 9 | 230 | A | 7 | 6.2 | A | 7 | 16100 | B | 7 | 77777 | A | 7 | 1.8 | E | 8 | 0.128 | F | 8 | 0.16 | F | 8 | 0 | 1 | D | 9 | 61 | C | 8
[26 empty] | 3588400% | 15:00 | 933 | 1371 | 699 | 2 | 8 | 839 | 2 | 15 | 126 | 2 | 8 | 732 | 2 | 8 | 841 | 2 | 15 | 158 | 2 | 8 | 320 | 2 | 19 | 3 | E | 9 | 3 | A | 7 | 31 | A | 7 | 12 | A | 7 | 31 | A | 7 | 987 | E | 9 | 220 | A | 7 | 4.1 | A | 7 | 16100 | B | 7 | 77777 | A | 7 | 1.9 | E | 8 | 0.128 | F | 8 | 0.16 | F | 8 | 0 | 1 | D | 9 | 61 | C | 8
[26 empty] | 3588400% | 16:00 | 753 | 1371 | 542 | 2 | 8 | 790 | 2 | 15 | 106 | 2 | 8 | 561 | 2 | 8 | 778 | 2 | 15 | 132 | 2 | 8 | 225 | 2 | 19 | 2 | E | 9 | 2 | A | 7 | 31 | A | 7 | 11 | A | 7 | 29 | A | 7 | 987 | E | 9 | 200 | A | 7 | 6.2 | A | 7 | 16100 | B | 7 | 77777 | A | 7 | 1.9 | E | 8 | 0.128 | F | 8 | 0.16 | F | 8 | 0 | 1 | D | 9 | 61 | C | 8
[26 empty] | 3588400% | 17:00 | 527 | 1371 | 347 | 2 | 8 | 682 | 2 | 15 | 85 | 2 | 8 | 364 | 2 | 8 | 644 | 2 | 15 | 116 | 2 | 8 | 168 | 2 | 19 | 3 | E | 9 | 3 | A | 7 | 30 | A | 7 | 11 | A | 7 | 31 | A | 7 | 987 | E | 9 | 200 | A | 7 | 5.1 | A | 7 | 16100 | B | 7 | 77777 | A | 7 | 1.9 | E | 8 | 0.128 | F | 8 | 0.16 | F | 8 | 0 | 1 | D | 9 | 61 | C | 8
[26 empty] | 3588400% | 18:00 | 269 | 1371 | 146 | 2 | 8 | 472 | 2 | 15 | 53 | 2 | 8 | 149 | 2 | 8 | 357 | 2 | 15 | 79 | 2 | 8 | 94 | 2 | 19 | 2 | E | 9 | 2 | A | 7 | 28 | A | 7 | 10 | A | 7 | 32 | A | 7 | 987 | E | 9 | 200 | A | 7 | 5.1 | A | 7 | 16100 | B | 7 | 77777 | A | 7 | 1.9 | E | 8 | 0.128 | F | 8 | 0.16 | F | 8 | 0 | 1 | D | 9 | 61 | C | 8
[26 empty] | 3588400% | 19:00 | 34 | 720 | 0 | 2 | 8 | 0 | 2 | 15 | 0 | 2 | 8 | 0 | 2 | 8 | 0 | 2 | 15 | 0 | 2 | 8 | 0 | 2 | 19 | 3 | E | 9 | 3 | A | 7 | 27 | A | 7 | 9 | A | 7 | 32 | A | 7 | 987 | E | 9 | 200 | A | 7 | 3.1 | A | 7 | 16100 | B | 7 | 77777 | A | 7 | 1.9 | E | 8 | 0.128 | F | 8 | 0.16 | F | 8 | 0 | 1 | D | 9 | 61 | C | 8
[26 empty] | 3588400% | 20:00 | 0 | 0 | 0 | 2 | 0 | 0 | 2 | 0 | 0 | 2 | 0 | 0 | 2 | 0 | 0 | 2 | 0 | 0 | 2 | 0 | 0 | 2 | 0 | 2 | E | 9 | 2 | A | 7 | 26 | A | 7 | 10 | A | 7 | 37 | A | 7 | 987 | E | 9 | 200 | A | 7 | 4.1 | A | 7 | 16100 | B | 7 | 77777 | A | 7 | 1.9 | E | 8 | 0.128 | F | 8 | 0.16 | F | 8 | 0 | 1 | D | 9 | 61 | C | 8
[26 empty] | 3588400% | 21:00 | 0 | 0 | 0 | 2 | 0 | 0 | 2 | 0 | 0 | 2 | 0 | 0 | 2 | 0 | 0 | 2 | 0 | 0 | 2 | 0 | 0 | 2 | 0 | 0 | E | 9 | 0 | E | 9 | 25 | A | 7 | 10.3 | E | 9 | 40 | A | 7 | 987 | E | 9 | 210 | A | 7 | 5.1 | A | 7 | 16100 | B | 7 | 77777 | A | 7 | 1.9 | E | 8 | 0.128 | F | 8 | 0.16 | F | 8 | 0 | 1 | D | 9 | 61 | C | 8
[26 empty] | 3588400% | 22:00 | 0 | 0 | 0 | 2 | 0 | 0 | 2 | 0 | 0 | 2 | 0 | 0 | 2 | 0 | 0 | 2 | 0 | 0 | 2 | 0 | 0 | 2 | 0 | 0 | E | 9 | 0 | E | 9 | 24 | A | 7 | 9.7 | E | 9 | 40 | A | 7 | 987 | E | 9 | 220 | A | 7 | 5.1 | A | 7 | 16100 | B | 7 | 77777 | A | 7 | 1.9 | E | 8 | 0.128 | F | 8 | 0.16 | F | 8 | 0 | 1 | D | 9 | 61 | C | 8
[26 empty] | 3588400% | 23:00 | 0 | 0 | 0 | 2 | 0 | 0 | 2 | 0 | 0 | 2 | 0 | 0 | 2 | 0 | 0 | 2 | 0 | 0 | 2 | 0 | 0 | 2 | 0 | 1 | E | 9 | 1 | E | 9 | 21.9 | E | 9 | 9 | E | 9 | 44 | A | 7 | 987 | E | 9 | 250 | E | 9 | 1.4 | E | 9 | 16100 | C | 8 | 77777 | E | 9 | 1.9 | E | 8 | 0.128 | F | 8 | 0.16 | F | 8 | 0 | 1 | D | 9 | 61 | C | 8
[26 empty] | 3588400% | 24:00 | 0 | 0 | 0 | 2 | 0 | 0 | 2 | 0 | 0 | 2 | 0 | 0 | 2 | 0 | 0 | 2 | 0 | 0 | 2 | 0 | 0 | 2 | 0 | 1 | E | 9 | 1 | E | 9 | 19.8 | E | 9 | 8.3 | E | 9 | 47 | A | 7 | 987 | E | 9 | 280 | E | 9 | 1 | E | 9 | 16100 | C | 8 | 77777 | E | 9 | 1.9 | E | 8 | 0.128 | F | 8 | 0.16 | F | 8 | 0 | 1 | D | 9 | 61 | C | 8
[26 empty] | 3588500% | 1:00 | 0 | 0 | 0 | 2 | 0 | 0 | 2 | 0 | 0 | 2 | 0 | 0 | 2 | 0 | 0 | 2 | 0 | 0 | 2 | 0 | 0 | 2 | 0 | 1 | E | 9 | 1 | E | 9 | 19.6 | E | 9 | 8.7 | E | 9 | 49 | A | 7 | 987 | E | 9 | 290 | E | 9 | 0.8 | E | 9 | 16100 | C | 8 | 21640 | E | 9 | 1.9 | E | 8 | 0.13 | F | 8 | 0.16 | F | 8 | 0 | 1 | D | 9 | 61 | C | 8
[26 empty] | 3588500% | 2:00 | 0 | 0 | 0 | 2 | 0 | 0 | 2 | 0 | 0 | 2 | 0 | 0 | 2 | 0 | 0 | 2 | 0 | 0 | 2 | 0 | 0 | 2 | 0 | 2 | E | 9 | 2 | E | 9 | 18.5 | E | 9 | 9 | E | 9 | 54 | A | 7 | 987 | E | 9 | 280 | E | 9 | 2.6 | E | 9 | 16100 | C | 8 | 77777 | E | 9 | 1.9 | E | 8 | 0.13 | F | 8 | 0.16 | F | 8 | 0 | 1 | D | 9 | 61 | C | 8
[26 empty] | 3588500% | 3:00 | 0 | 0 | 0 | 2 | 0 | 0 | 2 | 0 | 0 | 2 | 0 | 0 | 2 | 0 | 0 | 2 | 0 | 0 | 2 | 0 | 0 | 2 | 0 | 2 | E | 9 | 2 | E | 9 | 18.4 | E | 9 | 9.3 | E | 9 | 55 | A | 7 | 987 | E | 9 | 320 | E | 9 | 0.3 | E | 9 | 16100 | C | 8 | 21700 | E | 9 | 1.9 | E | 8 | 0.13 | F | 8 | 0.16 | F | 8 | 0 | 1 | D | 9 | 61 | C | 8
[26 empty] | 3588500% | 4:00 | 0 | 0 | 0 | 2 | 0 | 0 | 2 | 0 | 0 | 2 | 0 | 0 | 2 | 0 | 0 | 2 | 0 | 0 | 2 | 0 | 0 | 2 | 0 | 2 | E | 9 | 2 | E | 9 | 18.3 | E | 9 | 10.7 | E | 9 | 61 | A | 7 | 987 | E | 9 | 340 | E | 9 | 2.1 | E | 9 | 16100 | C | 8 | 21700 | E | 9 | 1.9 | E | 8 | 0.13 | F | 8 | 0.16 | F | 8 | 0 | 1 | D | 9 | 61 | C | 8
[26 empty] | 3588500% | 5:00 | 0 | 0 | 0 | 2 | 0 | 0 | 2 | 0 | 0 | 2 | 0 | 0 | 2 | 0 | 0 | 2 | 0 | 0 | 2 | 0 | 0 | 2 | 0 | 3 | E | 9 | 3 | E | 9 | 17.1 | E | 9 | 13 | E | 9 | 77 | A | 7 | 987 | E | 9 | 20 | E | 9 | 1.3 | E | 9 | 16100 | C | 8 | 21850 | E | 9 | 1.9 | E | 8 | 0.13 | F | 8 | 0.16 | F | 8 | 0 | 1 | D | 9 | 61 | C | 8
[26 empty] | 3588500% | 6:00 | 0 | 34 | 0 | 2 | 8 | 0 | 2 | 15 | 0 | 2 | 8 | 0 | 2 | 8 | 0 | 2 | 15 | 0 | 2 | 8 | 0 | 2 | 19 | 3 | E | 9 | 3 | A | 7 | 16 | A | 7 | 13.3 | E | 9 | 84 | A | 7 | 987 | E | 9 | 180 | A | 7 | 2.1 | A | 7 | 16100 | B | 7 | 77777 | A | 7 | 1.9 | E | 8 | 0.13 | F | 8 | 0.16 | F | 8 | 0 | 1 | D | 9 | 61 | C | 8
[26 empty] | 3588500% | 7:00 | 136 | 1370 | 0 | 2 | 8 | 0 | 2 | 15 | 0 | 2 | 8 | 0 | 2 | 8 | 0 | 2 | 15 | 0 | 2 | 8 | 0 | 2 | 19 | 3 | B | 8 | 3 | B | 8 | 18 | B | 8 | 10.7 | E | 9 | 62 | A | 7 | 987 | E | 9 | 190 | B | 8 | 2.4 | B | 8 | 16100 | C | 8 | 77777 | B | 8 | 1.9 | E | 8 | 0.13 | F | 8 | 0.16 | F | 8 | 0 | 1 | D | 9 | 61 | C | 8
[26 empty] | 3588500% | 8:00 | 401 | 1370 | 257 | 2 | 8 | 573 | 2 | 15 | 88 | 2 | 8 | 261 | 2 | 8 | 496 | 2 | 15 | 115 | 2 | 8 | 157 | 2 | 19 | 3 | E | 9 | 3 | A | 7 | 21 | A | 7 | 11 | A | 7 | 53 | A | 7 | 987 | E | 9 | 200 | A | 7 | 2.6 | A | 7 | 16100 | B | 7 | 77777 | A | 7 | 1.9 | E | 8 | 0.13 | F | 8 | 0.16 | F | 8 | 0 | 1 | D | 9 | 61 | C | 8
[26 empty] | 3588500% | 9:00 | 647 | 1370 | 456 | 2 | 8 | 736 | 2 | 15 | 107 | 2 | 8 | 478 | 2 | 8 | 721 | 2 | 15 | 137 | 2 | 8 | 223 | 2 | 19 | 2 | E | 9 | 2 | A | 7 | 23 | A | 7 | 12 | A | 7 | 50 | A | 7 | 987 | E | 9 | 210 | A | 7 | 3.1 | A | 7 | 16100 | B | 7 | 77777 | A | 7 | 1.9 | E | 8 | 0.13 | F | 8 | 0.16 | F | 8 | 0 | 1 | D | 9 | 61 | C | 8
[26 empty] | 3588500% | 10:00 | 852 | 1370 | 632 | 2 | 8 | 810 | 2 | 15 | 126 | 2 | 8 | 653 | 2 | 8 | 804 | 2 | 15 | 152 | 2 | 8 | 282 | 2 | 19 | 3 | E | 9 | 3 | A | 7 | 25 | A | 7 | 13 | A | 7 | 47 | A | 7 | 987 | E | 9 | 220 | A | 7 | 2.6 | A | 7 | 16100 | B | 7 | 77777 | A | 7 | 1.9 | E | 8 | 0.13 | F | 8 | 0.16 | F | 8 | 0 | 1 | D | 9 | 61 | C | 8
[26 empty] | 3588500% | 11:00 | 1005 | 1370 | 768 | 2 | 8 | 864 | 2 | 15 | 133 | 2 | 8 | 809 | 2 | 8 | 869 | 2 | 15 | 170 | 2 | 8 | 377 | 2 | 19 | 2 | E | 9 | 2 | A | 7 | 27 | A | 7 | 14 | A | 7 | 45 | A | 7 | 987 | E | 9 | 210 | A | 7 | 4.1 | A | 7 | 16100 | B | 7 | 77777 | A | 7 | 2 | E | 8 | 0.13 | F | 8 | 0.16 | F | 8 | 0 | 1 | D | 9 | 61 | C | 8
[26 empty] | 3588500% | 12:00 | 1093 | 1370 | 855 | 2 | 8 | 830 | 2 | 15 | 190 | 2 | 8 | 910 | 2 | 8 | 848 | 2 | 15 | 231 | 2 | 8 | 680 | 2 | 19 | 3 | E | 9 | 3 | A | 7 | 28 | A | 7 | 14 | A | 7 | 42 | A | 7 | 987 | E | 9 | 190 | A | 7 | 3.1 | A | 7 | 16100 | B | 7 | 77777 | A | 7 | 2 | E | 8 | 0.13 | F | 8 | 0.16 | F | 8 | 0 | 1 | D | 9 | 61 | C | 8
[26 empty] | 3588500% | 13:00 | 1111 | 1370 | 754 | 2 | 8 | 582 | 2 | 15 | 281 | 2 | 8 | 811 | 2 | 8 | 608 | 2 | 15 | 317 | 2 | 8 | 1054 | 2 | 19 | 6 | E | 9 | 5 | A | 7 | 29 | A | 7 | 14 | A | 7 | 40 | A | 7 | 987 | E | 9 | 190 | A | 7 | 4.1 | A | 7 | 16100 | B | 7 | 77777 | A | 7 | 2 | E | 8 | 0.13 | F | 8 | 0.16 | F | 8 | 0 | 1 | D | 9 | 61 | C | 8
[26 empty] | 3588500% | 14:00 | 1058 | 1370 | 710 | 2 | 8 | 604 | 2 | 15 | 242 | 2 | 8 | 740 | 2 | 8 | 607 | 2 | 15 | 270 | 2 | 8 | 779 | 2 | 19 | 10 | E | 9 | 9 | A | 7 | 28 | A | 7 | 14 | A | 7 | 42 | A | 7 | 987 | E | 9 | 190 | A | 7 | 5.1 | A | 7 | 16100 | B | 7 | 4500 | A | 7 | 2 | E | 8 | 0.13 | F | 8 | 0.16 | F | 8 | 0 | 1 | D | 9 | 61 | C | 8
[26 empty] | 3588500% | 15:00 | 937 | 1370 | 619 | 2 | 8 | 565 | 2 | 15 | 231 | 2 | 8 | 662 | 2 | 8 | 585 | 2 | 15 | 260 | 2 | 8 | 627 | 2 | 19 | 10 | E | 9 | 9 | A | 7 | 28 | A | 7 | 14 | A | 7 | 42 | A | 7 | 987 | E | 9 | 190 | A | 7 | 5.1 | A | 7 | 24100 | B | 7 | 4500 | A | 7 | 2 | E | 8 | 0.13 | F | 8 | 0.16 | F | 8 | 0 | 1 | D | 9 | 61 | C | 8
[26 empty] | 3588500% | 16:00 | 758 | 1370 | 503 | 2 | 8 | 554 | 2 | 15 | 196 | 2 | 8 | 531 | 2 | 8 | 562 | 2 | 15 | 219 | 2 | 8 | 439 | 2 | 19 | 10 | E | 9 | 9 | A | 7 | 29 | A | 7 | 14 | A | 7 | 40 | A | 7 | 987 | E | 9 | 190 | A | 7 | 5.1 | A | 7 | 24100 | B | 7 | 4500 | A | 7 | 2 | E | 8 | 0.13 | F | 8 | 0.16 | F | 8 | 0 | 1 | D | 9 | 61 | C | 8
[26 empty] | 3588500% | 17:00 | 531 | 1370 | 239 | 2 | 8 | 168 | 2 | 15 | 174 | 2 | 8 | 259 | 2 | 8 | 164 | 2 | 15 | 195 | 2 | 8 | 405 | 2 | 19 | 10 | E | 9 | 9 | A | 7 | 28 | A | 7 | 13 | A | 7 | 40 | A | 7 | 987 | E | 9 | 200 | A | 7 | 5.1 | A | 7 | 24100 | B | 7 | 3300 | A | 7 | 2 | E | 8 | 0.13 | F | 8 | 0.16 | F | 8 | 0 | 1 | D | 9 | 61 | C | 8
[26 empty] | 3588500% | 18:00 | 273 | 1370 | 147 | 2 | 8 | 328 | 2 | 15 | 81 | 2 | 8 | 149 | 2 | 8 | 244 | 2 | 15 | 100 | 2 | 8 | 152 | 2 | 19 | 10 | E | 9 | 9 | A | 7 | 27 | A | 7 | 13 | A | 7 | 42 | A | 7 | 987 | E | 9 | 190 | A | 7 | 5.1 | A | 7 | 24100 | B | 7 | 4500 | A | 7 | 2.1 | E | 8 | 0.13 | F | 8 | 0.16 | F | 8 | 0 | 1 | D | 9 | 61 | C | 8
[26 empty] | 3588500% | 19:00 | 37 | 742 | 1 | 2 | 8 | 28 | 2 | 15 | 1 | 2 | 8 | 3 | 2 | 8 | 16 | 2 | 15 | 2 | 2 | 8 | 4 | 2 | 19 | 10 | E | 9 | 9 | A | 7 | 25 | A | 7 | 12 | A | 7 | 44 | A | 7 | 987 | E | 9 | 190 | A | 7 | 6.2 | A | 7 | 24100 | B | 7 | 4500 | A | 7 | 2.1 | E | 8 | 0.13 | F | 8 | 0.16 | F | 8 | 0 | 1 | D | 9 | 61 | C | 8
[26 empty] | 3588500% | 20:00 | 0 | 0 | 0 | 2 | 0 | 0 | 2 | 0 | 0 | 2 | 0 | 0 | 2 | 0 | 0 | 2 | 0 | 0 | 2 | 0 | 0 | 2 | 0 | 10 | E | 9 | 9 | A | 7 | 24 | A | 7 | 12 | A | 7 | 47 | A | 7 | 987 | E | 9 | 190 | A | 7 | 5.1 | A | 7 | 24100 | B | 7 | 4500 | A | 7 | 2.1 | E | 8 | 0.13 | F | 8 | 0.16 | F | 8 | 0 | 1 | D | 9 | 61 | C | 8
[26 empty] | 3588500% | 21:00 | 0 | 0 | 0 | 2 | 0 | 0 | 2 | 0 | 0 | 2 | 0 | 0 | 2 | 0 | 0 | 2 | 0 | 0 | 2 | 0 | 0 | 2 | 0 | 5 | E | 9 | 3 | E | 9 | 22 | A | 7 | 12.2 | E | 9 | 54 | A | 7 | 987 | E | 9 | 210 | A | 7 | 5.1 | A | 7 | 16100 | B | 7 | 77777 | A | 7 | 2.1 | E | 8 | 0.13 | F | 8 | 0.16 | F | 8 | 0 | 1 | D | 9 | 61 | C | 8
[26 empty] | 3588500% | 22:00 | 0 | 0 | 0 | 2 | 0 | 0 | 2 | 0 | 0 | 2 | 0 | 0 | 2 | 0 | 0 | 2 | 0 | 0 | 2 | 0 | 0 | 2 | 0 | 3 | E | 9 | 2 | E | 9 | 21.5 | A | 7 | 11.9 | E | 9 | 55 | A | 7 | 987 | E | 9 | 200 | A | 7 | 5 | A | 7 | 16100 | B | 7 | 77777 | A | 7 | 2.1 | E | 8 | 0.13 | F | 8 | 0.16 | F | 8 | 0 | 1 | D | 9 | 61 | C | 8
[26 empty] | 3588500% | 23:00 | 0 | 0 | 0 | 2 | 0 | 0 | 2 | 0 | 0 | 2 | 0 | 0 | 2 | 0 | 0 | 2 | 0 | 0 | 2 | 0 | 0 | 2 | 0 | 4 | E | 9 | 3 | E | 9 | 20.9 | E | 9 | 11.7 | E | 9 | 57 | A | 7 | 987 | E | 9 | 180 | E | 9 | 4.8 | E | 9 | 16100 | C | 8 | 19700 | E | 9 | 2.1 | E | 8 | 0.13 | F | 8 | 0.16 | F | 8 | 0 | 1 | D | 9 | 61 | C | 8
[26 empty] | 3588500% | 24:00 | 0 | 0 | 0 | 2 | 0 | 0 | 2 | 0 | 0 | 2 | 0 | 0 | 2 | 0 | 0 | 2 | 0 | 0 | 2 | 0 | 0 | 2 | 0 | 5 | E | 9 | 4 | E | 9 | 20.4 | E | 9 | 11.4 | E | 9 | 58 | A | 7 | 987 | E | 9 | 360 | E | 9 | 4.7 | E | 9 | 16100 | C | 8 | 17400 | E | 9 | 2.2 | E | 8 | 0.13 | F | 8 | 0.16 | F | 8 | 0 | 1 | D | 9 | 61 | C | 8
[26 empty] | 3588600% | 1:00 | 0 | 0 | 0 | 2 | 0 | 0 | 2 | 0 | 0 | 2 | 0 | 0 | 2 | 0 | 0 | 2 | 0 | 0 | 2 | 0 | 0 | 2 | 0 | 5 | E | 9 | 5 | E | 9 | 19.9 | E | 9 | 11.2 | E | 9 | 58 | A | 7 | 987 | E | 9 | 160 | E | 9 | 4.5 | E | 9 | 16100 | C | 8 | 15100 | E | 9 | 2.2 | E | 8 | 0.131 | F | 8 | 0.15 | F | 8 | 0 | 1 | D | 9 | 61 | C | 8
[26 empty] | 3588600% | 2:00 | 0 | 0 | 0 | 2 | 0 | 0 | 2 | 0 | 0 | 2 | 0 | 0 | 2 | 0 | 0 | 2 | 0 | 0 | 2 | 0 | 0 | 2 | 0 | 6 | E | 9 | 6 | E | 9 | 19.4 | E | 9 | 10.9 | E | 9 | 59 | A | 7 | 987 | E | 9 | 250 | E | 9 | 4.4 | E | 9 | 16100 | C | 8 | 12800 | E | 9 | 2.2 | E | 8 | 0.131 | F | 8 | 0.15 | F | 8 | 0 | 1 | D | 9 | 61 | C | 8
[26 empty] | 3588600% | 3:00 | 0 | 0 | 0 | 2 | 0 | 0 | 2 | 0 | 0 | 2 | 0 | 0 | 2 | 0 | 0 | 2 | 0 | 0 | 2 | 0 | 0 | 2 | 0 | 7 | E | 9 | 7 | E | 9 | 18.8 | E | 9 | 10.7 | E | 9 | 60 | A | 7 | 987 | E | 9 | 230 | E | 9 | 4.2 | E | 9 | 16100 | C | 8 | 10500 | E | 9 | 2.2 | E | 8 | 0.131 | F | 8 | 0.15 | F | 8 | 0 | 1 | D | 9 | 61 | C | 8
[26 empty] | 3588600% | 4:00 | 0 | 0 | 0 | 2 | 0 | 0 | 2 | 0 | 0 | 2 | 0 | 0 | 2 | 0 | 0 | 2 | 0 | 0 | 2 | 0 | 0 | 2 | 0 | 8 | E | 9 | 7 | E | 9 | 18.3 | E | 9 | 10.4 | E | 9 | 60 | A | 7 | 987 | E | 9 | 130 | E | 9 | 4.1 | E | 9 | 16100 | C | 8 | 8200 | E | 9 | 2.2 | E | 8 | 0.131 | F | 8 | 0.15 | F | 8 | 0 | 1 | D | 9 | 61 | C | 8
[26 empty] | 3588600% | 5:00 | 0 | 0 | 0 | 2 | 0 | 0 | 2 | 0 | 0 | 2 | 0 | 0 | 2 | 0 | 0 | 2 | 0 | 0 | 2 | 0 | 0 | 2 | 0 | 8 | E | 9 | 8 | E | 9 | 19.6 | E | 9 | 11.9 | E | 9 | 61 | A | 7 | 987 | E | 9 | 210 | E | 9 | 6.7 | E | 9 | 16100 | C | 8 | 5900 | E | 9 | 2.2 | E | 8 | 0.131 | F | 8 | 0.15 | F | 8 | 0 | 1 | D | 9 | 61 | C | 8
[26 empty] | 3588600% | 6:00 | 0 | 80 | 0 | 2 | 8 | 0 | 2 | 15 | 0 | 2 | 8 | 0 | 2 | 8 | 0 | 2 | 15 | 0 | 2 | 8 | 0 | 2 | 19 | 9 | E | 9 | 9 | A | 7 | 19 | A | 7 | 11.5 | E | 9 | 62 | A | 7 | 987 | E | 9 | 200 | A | 7 | 6.2 | A | 7 | 16100 | B | 7 | 3600 | A | 7 | 2.2 | E | 8 | 0.131 | F | 8 | 0.15 | F | 8 | 0 | 1 | D | 9 | 61 | C | 8
[26 empty] | 3588600% | 7:00 | 143 | 1369 | 69 | 2 | 8 | 37 | 2 | 15 | 65 | 2 | 8 | 75 | 2 | 8 | 25 | 2 | 15 | 72 | 2 | 8 | 129 | 2 | 19 | 5 | E | 9 | 5 | A | 7 | 20 | A | 7 | 14 | A | 7 | 68 | A | 7 | 987 | E | 9 | 190 | A | 7 | 6.2 | A | 7 | 16100 | B | 7 | 77777 | A | 7 | 2.3 | E | 8 | 0.131 | F | 8 | 0.15 | F | 8 | 0 | 1 | D | 9 | 61 | C | 8
[26 empty] | 3588600% | 8:00 | 408 | 1369 | 85 | 2 | 8 | 0 | 2 | 15 | 85 | 2 | 8 | 97 | 2 | 8 | 0 | 2 | 15 | 97 | 2 | 8 | 330 | 2 | 19 | 9 | E | 9 | 9 | A | 7 | 20 | A | 7 | 14 | A | 7 | 68 | A | 7 | 987 | E | 9 | 190 | A | 7 | 6.2 | A | 7 | 12900 | B | 7 | 2400 | A | 7 | 2.2 | E | 8 | 0.131 | F | 8 | 0.15 | F | 8 | 0 | 1 | D | 9 | 61 | C | 8
[26 empty] | 3588600% | 9:00 | 653 | 1369 | 75 | 2 | 8 | 0 | 2 | 15 | 75 | 2 | 8 | 91 | 2 | 8 | 0 | 2 | 15 | 91 | 2 | 8 | 354 | 2 | 19 | 10 | E | 9 | 10 | A | 7 | 19 | A | 7 | 15 | A | 7 | 78 | A | 7 | 987 | E | 9 | 180 | A | 7 | 5.1 | A | 7 | 6400 | B | 7 | 2400 | A | 7 | 2.2 | E | 8 | 0.131 | F | 8 | 0.15 | F | 8 | 0 | 1 | D | 9 | 10 | C | 8
[26 empty] | 3588600% | 10:00 | 858 | 1369 | 142 | 2 | 8 | 0 | 2 | 15 | 142 | 2 | 8 | 171 | 2 | 8 | 0 | 2 | 15 | 171 | 2 | 8 | 683 | 2 | 19 | 10 | B | 8 | 10 | B | 8 | 19.5 | B | 8 | 15.4 | B | 8 | 77 | A | 7 | 987 | E | 9 | 190 | B | 8 | 5.1 | B | 8 | 7200 | C | 8 | 1815 | B | 8 | 2.2 | E | 8 | 0.131 | F | 8 | 0.15 | F | 8 | 0 | 1 | D | 9 | 10 | C | 8
[26 empty] | 3588600% | 11:00 | 1010 | 1369 | 181 | 2 | 8 | 0 | 2 | 15 | 181 | 2 | 8 | 219 | 2 | 8 | 0 | 2 | 15 | 219 | 2 | 8 | 892 | 2 | 19 | 10 | E | 9 | 10 | A | 7 | 20 | A | 7 | 16 | A | 7 | 78 | A | 7 | 987 | E | 9 | 200 | A | 7 | 5.1 | A | 7 | 8000 | B | 7 | 1230 | A | 7 | 2.2 | E | 8 | 0.131 | F | 8 | 0.15 | F | 8 | 0 | 1 | D | 9 | 10 | C | 8
[26 empty] | 3588600% | 12:00 | 1098 | 1369 | 134 | 2 | 8 | 0 | 2 | 15 | 134 | 2 | 8 | 168 | 2 | 8 | 0 | 2 | 15 | 168 | 2 | 8 | 703 | 2 | 19 | 10 | E | 9 | 10 | A | 7 | 18 | A | 7 | 14 | A | 7 | 77 | A | 7 | 987 | E | 9 | 250 | A | 7 | 5.1 | A | 7 | 1200 | B | 7 | 360 | A | 7 | 2.1 | E | 8 | 0.131 | F | 8 | 0.15 | F | 8 | 0 | 1 | D | 9 | 10 | C | 8
[26 empty] | 3588600% | 13:00 | 1116 | 1369 | 138 | 2 | 8 | 0 | 2 | 15 | 138 | 2 | 8 | 173 | 2 | 8 | 0 | 2 | 15 | 173 | 2 | 8 | 723 | 2 | 19 | 10 | E | 9 | 10 | A | 7 | 17 | A | 7 | 17 | A | 7 | 100 | A | 7 | 987 | E | 9 | 200 | A | 7 | 2.6 | A | 7 | 6400 | B | 7 | 1800 | A | 7 | 2.1 | E | 8 | 0.131 | F | 8 | 0.15 | F | 8 | 0 | 1 | D | 9 | 17 | C | 8
[26 empty] | 3588600% | 14:00 | 1062 | 1369 | 452 | 2 | 8 | 114 | 2 | 15 | 363 | 2 | 8 | 495 | 2 | 8 | 121 | 2 | 15 | 401 | 2 | 8 | 1243 | 2 | 19 | 10 | E | 9 | 10 | A | 7 | 19 | A | 7 | 16 | A | 7 | 83 | A | 7 | 987 | E | 9 | 260 | A | 7 | 4.1 | A | 7 | 16100 | B | 7 | 1800 | A | 7 | 2.1 | E | 8 | 0.131 | F | 8 | 0.15 | F | 8 | 0 | 1 | D | 9 | 17 | C | 8
[26 empty] | 3588600% | 15:00 | 942 | 1369 | 642 | 2 | 8 | 517 | 2 | 15 | 285 | 2 | 8 | 672 | 2 | 8 | 534 | 2 | 15 | 304 | 2 | 8 | 793 | 2 | 19 | 9 | E | 9 | 9 | A | 7 | 21 | A | 7 | 15 | A | 7 | 69 | A | 7 | 987 | E | 9 | 270 | A | 7 | 4.1 | A | 7 | 16100 | B | 7 | 2100 | A | 7 | 2.1 | E | 8 | 0.131 | F | 8 | 0.15 | F | 8 | 0 | 1 | D | 9 | 17 | C | 8
[26 empty] | 3588600% | 16:00 | 762 | 1369 | 531 | 2 | 8 | 666 | 2 | 15 | 160 | 2 | 8 | 551 | 2 | 8 | 658 | 2 | 15 | 184 | 2 | 8 | 348 | 2 | 19 | 5 | E | 9 | 5 | A | 7 | 21 | A | 7 | 14 | A | 7 | 64 | A | 7 | 987 | E | 9 | 280 | A | 7 | 2.1 | A | 7 | 32200 | B | 7 | 77777 | A | 7 | 2.1 | E | 8 | 0.131 | F | 8 | 0.15 | F | 8 | 0 | 1 | D | 9 | 17 | C | 8
[26 empty] | 3588600% | 17:00 | 535 | 1369 | 322 | 2 | 8 | 509 | 2 | 15 | 123 | 2 | 8 | 341 | 2 | 8 | 486 | 2 | 15 | 150 | 2 | 8 | 238 | 2 | 19 | 5 | E | 9 | 5 | A | 7 | 22 | A | 7 | 14 | A | 7 | 60 | A | 7 | 987 | E | 9 | 260 | A | 7 | 1.5 | A | 7 | 32200 | B | 7 | 77777 | A | 7 | 2 | E | 8 | 0.131 | F | 8 | 0.15 | F | 8 | 0 | 1 | D | 9 | 17 | C | 8
[26 empty] | 3588600% | 18:00 | 277 | 1369 | 143 | 2 | 8 | 393 | 2 | 15 | 64 | 2 | 8 | 150 | 2 | 8 | 297 | 2 | 15 | 90 | 2 | 8 | 116 | 2 | 19 | 5 | E | 9 | 5 | A | 7 | 21 | A | 7 | 14 | A | 7 | 64 | A | 7 | 987 | E | 9 | 0 | A | 7 | 0 | A | 7 | 32200 | B | 7 | 77777 | A | 7 | 2 | E | 8 | 0.131 | F | 8 | 0.15 | F | 8 | 0 | 1 | D | 9 | 17 | C | 8
[26 empty] | 3588600% | 19:00 | 39 | 764 | 2 | 2 | 8 | 18 | 2 | 15 | 2 | 2 | 8 | 4 | 2 | 8 | 8 | 2 | 15 | 3 | 2 | 8 | 4 | 2 | 19 | 9 | E | 9 | 9 | A | 7 | 20 | A | 7 | 12 | A | 7 | 60 | A | 7 | 987 | E | 9 | 0 | A | 7 | 0 | A | 7 | 32200 | B | 7 | 3600 | A | 7 | 2 | E | 8 | 0.131 | F | 8 | 0.15 | F | 8 | 0 | 1 | D | 9 | 17 | C | 8
[26 empty] | 3588600% | 20:00 | 0 | 0 | 0 | 2 | 0 | 0 | 2 | 0 | 0 | 2 | 0 | 0 | 2 | 0 | 0 | 2 | 0 | 0 | 2 | 0 | 0 | 2 | 0 | 9 | E | 9 | 9 | A | 7 | 18 | A | 7 | 12 | A | 7 | 68 | A | 7 | 987 | E | 9 | 20 | A | 7 | 2.1 | A | 7 | 32200 | B | 7 | 2400 | A | 7 | 2 | E | 8 | 0.131 | F | 8 | 0.15 | F | 8 | 0 | 1 | D | 9 | 17 | C | 8
[26 empty] | 3588600% | 21:00 | 0 | 0 | 0 | 2 | 0 | 0 | 2 | 0 | 0 | 2 | 0 | 0 | 2 | 0 | 0 | 2 | 0 | 0 | 2 | 0 | 0 | 2 | 0 | 3 | E | 9 | 3 | A | 7 | 17 | A | 7 | 7 | A | 7 | 52 | A | 7 | 987 | E | 9 | 0 | A | 7 | 0 | A | 7 | 32200 | B | 7 | 77777 | A | 7 | 1.9 | E | 8 | 0.131 | F | 8 | 0.15 | F | 8 | 0 | 1 | D | 9 | 17 | C | 8
[26 empty] | 3588600% | 22:00 | 0 | 0 | 0 | 2 | 0 | 0 | 2 | 0 | 0 | 2 | 0 | 0 | 2 | 0 | 0 | 2 | 0 | 0 | 2 | 0 | 0 | 2 | 0 | 5 | E | 9 | 5 | A | 7 | 15 | A | 7 | 7 | A | 7 | 59 | A | 7 | 987 | E | 9 | 0 | A | 7 | 0 | A | 7 | 32200 | B | 7 | 77777 | A | 7 | 1.9 | E | 8 | 0.131 | F | 8 | 0.15 | F | 8 | 0 | 1 | D | 9 | 17 | C | 8
[26 empty] | 3588600% | 23:00 | 0 | 0 | 0 | 2 | 0 | 0 | 2 | 0 | 0 | 2 | 0 | 0 | 2 | 0 | 0 | 2 | 0 | 0 | 2 | 0 | 0 | 2 | 0 | 0 | E | 9 | 0 | E | 9 | 14.3 | E | 9 | 6 | E | 9 | 57 | A | 7 | 987 | E | 9 | 20 | E | 9 | 0.7 | E | 9 | 30187 | C | 8 | 77777 | E | 9 | 1.9 | E | 8 | 0.131 | F | 8 | 0.15 | F | 8 | 0 | 1 | D | 9 | 17 | C | 8
[26 empty] | 3588600% | 24:00 | 0 | 0 | 0 | 2 | 0 | 0 | 2 | 0 | 0 | 2 | 0 | 0 | 2 | 0 | 0 | 2 | 0 | 0 | 2 | 0 | 0 | 2 | 0 | 5 | E | 9 | 5 | E | 9 | 14.5 | E | 9 | 6 | E | 9 | 57 | A | 7 | 987 | E | 9 | 20 | E | 9 | 0.5 | E | 9 | 28175 | C | 8 | 21978 | E | 9 | 1.9 | E | 8 | 0.131 | F | 8 | 0.15 | F | 8 | 0 | 1 | D | 9 | 17 | C | 8
[26 empty] | 3588700% | 1:00 | 0 | 0 | 0 | 2 | 0 | 0 | 2 | 0 | 0 | 2 | 0 | 0 | 2 | 0 | 0 | 2 | 0 | 0 | 2 | 0 | 0 | 2 | 0 | 5 | E | 9 | 4 | E | 9 | 13.8 | E | 9 | 5 | E | 9 | 55 | A | 7 | 987 | E | 9 | 0 | E | 9 | 0 | E | 9 | 26162 | C | 8 | 21606 | E | 9 | 1.8 | E | 8 | 0.132 | F | 8 | 0.15 | F | 8 | 0 | 1 | D | 9 | 17 | C | 8
[26 empty] | 3588700% | 2:00 | 0 | 0 | 0 | 2 | 0 | 0 | 2 | 0 | 0 | 2 | 0 | 0 | 2 | 0 | 0 | 2 | 0 | 0 | 2 | 0 | 0 | 2 | 0 | 5 | E | 9 | 4 | E | 9 | 14.1 | E | 9 | 5 | E | 9 | 54 | A | 7 | 987 | E | 9 | 110 | E | 9 | 0.5 | E | 9 | 24150 | C | 8 | 21775 | E | 9 | 1.8 | E | 8 | 0.132 | F | 8 | 0.15 | F | 8 | 0 | 1 | D | 9 | 17 | C | 8
[26 empty] | 3588700% | 3:00 | 0 | 0 | 0 | 2 | 0 | 0 | 2 | 0 | 0 | 2 | 0 | 0 | 2 | 0 | 0 | 2 | 0 | 0 | 2 | 0 | 0 | 2 | 0 | 4 | E | 9 | 4 | E | 9 | 14.2 | E | 9 | 4.9 | E | 9 | 53 | A | 7 | 987 | E | 9 | 160 | E | 9 | 1.4 | E | 9 | 22137 | C | 8 | 77777 | E | 9 | 1.8 | E | 8 | 0.132 | F | 8 | 0.15 | F | 8 | 0 | 1 | D | 9 | 17 | C | 8
[26 empty] | 3588700% | 4:00 | 0 | 0 | 0 | 2 | 0 | 0 | 2 | 0 | 0 | 2 | 0 | 0 | 2 | 0 | 0 | 2 | 0 | 0 | 2 | 0 | 0 | 2 | 0 | 4 | E | 9 | 4 | E | 9 | 13.5 | E | 9 | 4 | E | 9 | 53 | A | 7 | 987 | E | 9 | 180 | E | 9 | 1.1 | E | 9 | 20125 | C | 8 | 21993 | E | 9 | 1.8 | E | 8 | 0.132 | F | 8 | 0.15 | F | 8 | 0 | 1 | D | 9 | 17 | C | 8
[26 empty] | 3588700% | 5:00 | 0 | 0 | 0 | 2 | 0 | 0 | 2 | 0 | 0 | 2 | 0 | 0 | 2 | 0 | 0 | 2 | 0 | 0 | 2 | 0 | 0 | 2 | 0 | 4 | E | 9 | 3 | E | 9 | 13.8 | E | 9 | 4 | E | 9 | 52 | A | 7 | 987 | E | 9 | 200 | E | 9 | 0.9 | E | 9 | 18112 | C | 8 | 77777 | E | 9 | 1.7 | E | 8 | 0.132 | F | 8 | 0.15 | F | 8 | 0 | 1 | D | 9 | 17 | C | 8
[26 empty] | 3588700% | 6:00 | 1 | 103 | 0 | 2 | 8 | 0 | 2 | 15 | 0 | 2 | 8 | 0 | 2 | 8 | 0 | 2 | 15 | 0 | 2 | 8 | 0 | 2 | 19 | 4 | E | 9 | 3 | A | 7 | 14 | A | 7 | 4 | E | 9 | 51 | A | 7 | 987 | E | 9 | 240 | A | 7 | 2.1 | A | 7 | 16100 | B | 7 | 77777 | A | 7 | 1.7 | E | 8 | 0.132 | F | 8 | 0.15 | F | 8 | 0 | 1 | D | 9 | 17 | C | 8
[26 empty] | 3588700% | 7:00 | 150 | 1368 | 81 | 2 | 8 | 125 | 2 | 15 | 67 | 2 | 8 | 85 | 2 | 8 | 70 | 2 | 15 | 77 | 2 | 8 | 140 | 2 | 19 | 7 | E | 9 | 5 | A | 7 | 15 | A | 7 | 4 | A | 7 | 48 | A | 7 | 987 | E | 9 | 240 | A | 7 | 2.6 | A | 7 | 32200 | B | 7 | 77777 | A | 7 | 1.7 | E | 8 | 0.132 | F | 8 | 0.15 | F | 8 | 0 | 1 | D | 9 | 17 | C | 8
[26 empty] | 3588700% | 8:00 | 415 | 1368 | 254 | 2 | 8 | 454 | 2 | 15 | 116 | 2 | 8 | 261 | 2 | 8 | 402 | 2 | 15 | 139 | 2 | 8 | 221 | 2 | 19 | 8 | E | 9 | 5 | A | 7 | 16 | A | 7 | 3 | A | 7 | 42 | A | 7 | 987 | E | 9 | 270 | A | 7 | 5.1 | A | 7 | 32200 | B | 7 | 77777 | A | 7 | 1.7 | E | 8 | 0.132 | F | 8 | 0.15 | F | 8 | 0 | 1 | D | 9 | 17 | C | 8
[26 empty] | 3588700% | 9:00 | 659 | 1368 | 447 | 2 | 8 | 624 | 2 | 15 | 146 | 2 | 8 | 460 | 2 | 8 | 604 | 2 | 15 | 168 | 2 | 8 | 291 | 2 | 19 | 8 | B | 8 | 5 | B | 8 | 16.6 | B | 8 | 2.1 | B | 8 | 38 | A | 7 | 987 | E | 9 | 270 | B | 8 | 6.4 | B | 8 | 40250 | C | 8 | 77777 | B | 8 | 1.6 | E | 8 | 0.132 | F | 8 | 0.15 | F | 8 | 0 | 1 | D | 9 | 17 | C | 8
[26 empty] | 3588700% | 10:00 | 864 | 1368 | 598 | 2 | 8 | 639 | 2 | 15 | 194 | 2 | 8 | 620 | 2 | 8 | 636 | 2 | 15 | 217 | 2 | 8 | 463 | 2 | 19 | 8 | E | 9 | 5 | A | 7 | 17 | A | 7 | 1 | A | 7 | 34 | A | 7 | 987 | E | 9 | 270 | A | 7 | 7.7 | A | 7 | 48300 | B | 7 | 77777 | A | 7 | 1.6 | E | 8 | 0.132 | F | 8 | 0.15 | F | 8 | 0 | 1 | D | 9 | 17 | C | 8
[26 empty] | 3588700% | 11:00 | 1015 | 1368 | 743 | 2 | 8 | 695 | 2 | 15 | 226 | 2 | 8 | 775 | 2 | 8 | 699 | 2 | 15 | 255 | 2 | 8 | 674 | 2 | 19 | 10 | E | 9 | 9 | A | 7 | 17.6 | B | 8 | 2.1 | B | 8 | 35 | A | 7 | 987 | E | 9 | 280 | A | 7 | 7.7 | A | 7 | 30000 | B | 7 | 2700 | A | 7 | 1.6 | E | 8 | 0.132 | F | 8 | 0.15 | F | 8 | 0 | 1 | D | 9 | 17 | C | 8
[26 empty] | 3588700% | 12:00 | 1103 | 1368 | 751 | 2 | 8 | 560 | 2 | 15 | 298 | 2 | 8 | 802 | 2 | 8 | 584 | 2 | 15 | 330 | 2 | 8 | 1103 | 2 | 19 | 8 | E | 9 | 5 | A | 7 | 18 | A | 7 | 3 | A | 7 | 37 | A | 7 | 987 | E | 9 | 270 | A | 7 | 7.2 | A | 7 | 48300 | B | 7 | 77777 | A | 7 | 1.6 | E | 8 | 0.132 | F | 8 | 0.15 | F | 8 | 0 | 1 | D | 9 | 17 | C | 8
[26 empty] | 3588700% | 13:00 | 1120 | 1368 | 862 | 2 | 8 | 792 | 2 | 15 | 212 | 2 | 8 | 914 | 2 | 8 | 806 | 2 | 15 | 252 | 2 | 8 | 804 | 2 | 19 | 7 | E | 9 | 5 | A | 7 | 19 | A | 7 | 2 | A | 7 | 32 | A | 7 | 987 | E | 9 | 280 | A | 7 | 7.7 | A | 7 | 48300 | B | 7 | 77777 | A | 7 | 1.5 | E | 8 | 0.132 | F | 8 | 0.15 | F | 8 | 0 | 1 | D | 9 | 17 | C | 8
[26 empty] | 3588700% | 14:00 | 1067 | 1368 | 804 | 2 | 8 | 819 | 2 | 15 | 164 | 2 | 8 | 835 | 2 | 8 | 820 | 2 | 15 | 194 | 2 | 8 | 497 | 2 | 19 | 8 | E | 9 | 5 | A | 7 | 20 | A | 7 | 2 | A | 7 | 30 | A | 7 | 987 | E | 9 | 280 | A | 7 | 9.3 | A | 7 | 48300 | B | 7 | 77777 | A | 7 | 1.5 | E | 8 | 0.132 | F | 8 | 0.15 | F | 8 | 0 | 1 | D | 9 | 17 | C | 8
[26 empty] | 3588700% | 15:00 | 946 | 1368 | 699 | 2 | 8 | 767 | 2 | 15 | 167 | 2 | 8 | 739 | 2 | 8 | 778 | 2 | 15 | 199 | 2 | 8 | 459 | 2 | 19 | 7 | E | 9 | 5 | A | 7 | 20 | A | 7 | 2 | A | 7 | 30 | A | 7 | 987 | E | 9 | 300 | A | 7 | 9.3 | A | 7 | 48300 | B | 7 | 77777 | A | 7 | 1.5 | E | 8 | 0.132 | F | 8 | 0.15 | F | 8 | 0 | 1 | D | 9 | 17 | C | 8
[26 empty] | 3588700% | 16:00 | 766 | 1368 | 509 | 2 | 8 | 578 | 2 | 15 | 185 | 2 | 8 | 541 | 2 | 8 | 588 | 2 | 15 | 211 | 2 | 8 | 414 | 2 | 19 | 8 | E | 9 | 5 | A | 7 | 19 | A | 7 | 1 | A | 7 | 30 | A | 7 | 987 | E | 9 | 300 | A | 7 | 7.7 | A | 7 | 40200 | B | 7 | 77777 | A | 7 | 1.5 | E | 8 | 0.132 | F | 8 | 0.15 | F | 8 | 0 | 1 | D | 9 | 17 | C | 8
[26 empty] | 3588700% | 17:00 | 539 | 1368 | 343 | 2 | 8 | 619 | 2 | 15 | 99 | 2 | 8 | 356 | 2 | 8 | 584 | 2 | 15 | 126 | 2 | 8 | 192 | 2 | 19 | 7 | E | 9 | 5 | A | 7 | 18 | A | 7 | 2 | A | 7 | 34 | A | 7 | 987 | E | 9 | 320 | A | 7 | 6.7 | A | 7 | 40200 | B | 7 | 77777 | A | 7 | 1.4 | E | 8 | 0.132 | F | 8 | 0.15 | F | 8 | 0 | 1 | D | 9 | 17 | C | 8
[26 empty] | 3588700% | 18:00 | 281 | 1368 | 148 | 2 | 8 | 416 | 2 | 15 | 63 | 2 | 8 | 150 | 2 | 8 | 317 | 2 | 15 | 85 | 2 | 8 | 109 | 2 | 19 | 4 | E | 9 | 3 | A | 7 | 17 | A | 7 | 1 | A | 7 | 34 | A | 7 | 987 | E | 9 | 330 | A | 7 | 5.1 | A | 7 | 40200 | B | 7 | 77777 | A | 7 | 1.4 | E | 8 | 0.132 | F | 8 | 0.15 | F | 8 | 0 | 1 | D | 9 | 17 | C | 8
[26 empty] | 3588700% | 19:00 | 41 | 787 | 3 | 2 | 8 | 41 | 2 | 15 | 2 | 2 | 8 | 5 | 2 | 8 | 23 | 2 | 15 | 4 | 2 | 8 | 6 | 2 | 19 | 0 | E | 9 | 0 | A | 7 | 14 | A | 7 | 1 | A | 7 | 41 | A | 7 | 987 | E | 9 | 330 | A | 7 | 4.1 | A | 7 | 40200 | B | 7 | 77777 | A | 7 | 1.4 | E | 8 | 0.132 | F | 8 | 0.15 | F | 8 | 0 | 1 | D | 9 | 17 | C | 8
[26 empty] | 3588700% | 20:00 | 0 | 0 | 0 | 2 | 0 | 0 | 2 | 0 | 0 | 2 | 0 | 0 | 2 | 0 | 0 | 2 | 0 | 0 | 2 | 0 | 0 | 2 | 0 | 0 | E | 9 | 0 | E | 9 | 12 | A | 7 | 1 | A | 7 | 47 | A | 7 | 987 | E | 9 | 360 | A | 7 | 4.1 | A | 7 | 40200 | B | 7 | 77777 | A | 7 | 1.3 | E | 8 | 0.132 | F | 8 | 0.15 | F | 8 | 0 | 1 | D | 9 | 17 | C | 8
[26 empty] | 3588700% | 21:00 | 0 | 0 | 0 | 2 | 0 | 0 | 2 | 0 | 0 | 2 | 0 | 0 | 2 | 0 | 0 | 2 | 0 | 0 | 2 | 0 | 0 | 2 | 0 | 0 | E | 9 | 0 | E | 9 | 17 | A | 7 | -1 | A | 7 | 29 | A | 7 | 987 | E | 9 | 360 | A | 7 | 2.6 | A | 7 | 40200 | B | 7 | 77777 | A | 7 | 1.3 | E | 8 | 0.132 | F | 8 | 0.15 | F | 8 | 0 | 1 | D | 9 | 17 | C | 8
[26 empty] | 3588700% | 22:00 | 0 | 0 | 0 | 2 | 0 | 0 | 2 | 0 | 0 | 2 | 0 | 0 | 2 | 0 | 0 | 2 | 0 | 0 | 2 | 0 | 0 | 2 | 0 | 0 | E | 9 | 0 | E | 9 | 17 | A | 7 | -1 | A | 7 | 29 | A | 7 | 987 | E | 9 | 10 | A | 7 | 2.6 | A | 7 | 40200 | B | 7 | 77777 | A | 7 | 1.3 | E | 8 | 0.132 | F | 8 | 0.15 | F | 8 | 0 | 1 | D | 9 | 17 | C | 8
[26 empty] | 3588700% | 23:00 | 0 | 0 | 0 | 2 | 0 | 0 | 2 | 0 | 0 | 2 | 0 | 0 | 2 | 0 | 0 | 2 | 0 | 0 | 2 | 0 | 0 | 2 | 0 | 0 | E | 9 | 0 | E | 9 | 15.6 | E | 9 | -3.2 | E | 9 | 26 | A | 7 | 987 | E | 9 | 250 | E | 9 | 2.6 | E | 9 | 37187 | C | 8 | 19648 | E | 9 | 1.3 | E | 8 | 0.132 | F | 8 | 0.15 | F | 8 | 0 | 1 | D | 9 | 10 | C | 8
[26 empty] | 3588700% | 24:00 | 0 | 0 | 0 | 2 | 0 | 0 | 2 | 0 | 0 | 2 | 0 | 0 | 2 | 0 | 0 | 2 | 0 | 0 | 2 | 0 | 0 | 2 | 0 | 1 | E | 9 | 1 | E | 9 | 14.3 | E | 9 | -3.4 | E | 9 | 28 | A | 7 | 987 | E | 9 | 310 | E | 9 | 0.4 | E | 9 | 34175 | C | 8 | 17025 | E | 9 | 1.2 | E | 8 | 0.132 | F | 8 | 0.15 | F | 8 | 0 | 1 | D | 9 | 10 | C | 8
[26 empty] | 3588800% | 1:00 | 0 | 0 | 0 | 2 | 0 | 0 | 2 | 0 | 0 | 2 | 0 | 0 | 2 | 0 | 0 | 2 | 0 | 0 | 2 | 0 | 0 | 2 | 0 | 1 | E | 9 | 1 | E | 9 | 12.9 | E | 9 | -2.7 | E | 9 | 33 | A | 7 | 987 | E | 9 | 40 | E | 9 | 2.4 | E | 9 | 31162 | C | 8 | 14103 | E | 9 | 1.2 | E | 8 | 0.133 | F | 8 | 0.15 | F | 8 | 0 | 1 | D | 9 | 10 | C | 8
[26 empty] | 3588800% | 2:00 | 0 | 0 | 0 | 2 | 0 | 0 | 2 | 0 | 0 | 2 | 0 | 0 | 2 | 0 | 0 | 2 | 0 | 0 | 2 | 0 | 0 | 2 | 0 | 1 | E | 9 | 1 | E | 9 | 11.5 | E | 9 | -1.7 | E | 9 | 39 | A | 7 | 987 | E | 9 | 60 | E | 9 | 2.9 | E | 9 | 28150 | C | 8 | 12170 | E | 9 | 1.2 | E | 8 | 0.133 | F | 8 | 0.15 | F | 8 | 0 | 1 | D | 9 | 10 | C | 8
[26 empty] | 3588800% | 3:00 | 0 | 0 | 0 | 2 | 0 | 0 | 2 | 0 | 0 | 2 | 0 | 0 | 2 | 0 | 0 | 2 | 0 | 0 | 2 | 0 | 0 | 2 | 0 | 1 | E | 9 | 1 | E | 9 | 9.1 | E | 9 | -1.1 | E | 9 | 48 | A | 7 | 987 | E | 9 | 330 | E | 9 | 0.2 | E | 9 | 25137 | C | 8 | 9878 | E | 9 | 1.1 | E | 8 | 0.133 | F | 8 | 0.15 | F | 8 | 0 | 1 | D | 9 | 10 | C | 8
[26 empty] | 3588800% | 4:00 | 0 | 0 | 0 | 2 | 0 | 0 | 2 | 0 | 0 | 2 | 0 | 0 | 2 | 0 | 0 | 2 | 0 | 0 | 2 | 0 | 0 | 2 | 0 | 2 | E | 9 | 2 | E | 9 | 7.8 | E | 9 | -1.3 | E | 9 | 52 | A | 7 | 987 | E | 9 | 330 | E | 9 | 2.2 | E | 9 | 22125 | C | 8 | 7885 | E | 9 | 1.1 | E | 8 | 0.133 | F | 8 | 0.15 | F | 8 | 0 | 1 | D | 9 | 10 | C | 8
[26 empty] | 3588800% | 5:00 | 0 | 0 | 0 | 2 | 0 | 0 | 2 | 0 | 0 | 2 | 0 | 0 | 2 | 0 | 0 | 2 | 0 | 0 | 2 | 0 | 0 | 2 | 0 | 2 | E | 9 | 2 | E | 9 | 6.4 | E | 9 | -0.6 | E | 9 | 60 | A | 7 | 987 | E | 9 | 350 | E | 9 | 0.1 | E | 9 | 19112 | C | 8 | 5593 | E | 9 | 1.1 | E | 8 | 0.133 | F | 8 | 0.15 | F | 8 | 0 | 1 | D | 9 | 10 | C | 8
[26 empty] | 3588800% | 6:00 | 1 | 148 | 0 | 2 | 8 | 0 | 2 | 15 | 0 | 2 | 8 | 0 | 2 | 8 | 0 | 2 | 15 | 0 | 2 | 8 | 0 | 2 | 19 | 2 | E | 9 | 2 | A | 7 | 4 | A | 7 | 0.2 | E | 9 | 76 | A | 7 | 987 | E | 9 | 0 | A | 7 | 0 | A | 7 | 16100 | B | 7 | 77777 | A | 7 | 1.1 | E | 8 | 0.133 | F | 8 | 0.15 | F | 8 | 0 | 1 | D | 9 | 10 | C | 8
[26 empty] | 3588800% | 7:00 | 157 | 1367 | 76 | 2 | 8 | 87 | 2 | 15 | 66 | 2 | 8 | 80 | 2 | 8 | 50 | 2 | 15 | 74 | 2 | 8 | 138 | 2 | 19 | 5 | E | 9 | 5 | A | 7 | 7 | A | 7 | 1 | A | 7 | 66 | A | 7 | 987 | E | 9 | 250 | A | 7 | 2.1 | A | 7 | 32200 | B | 7 | 77777 | A | 7 | 1 | E | 8 | 0.133 | F | 8 | 0.15 | F | 8 | 0 | 1 | D | 9 | 10 | C | 8
[26 empty] | 3588800% | 8:00 | 421 | 1367 | 260 | 2 | 8 | 459 | 2 | 15 | 118 | 2 | 8 | 268 | 2 | 8 | 408 | 2 | 15 | 141 | 2 | 8 | 226 | 2 | 19 | 5 | E | 9 | 5 | A | 7 | 9 | A | 7 | 2 | A | 7 | 61 | A | 7 | 987 | E | 9 | 280 | A | 7 | 2.6 | A | 7 | 32200 | B | 7 | 77777 | A | 7 | 1 | E | 8 | 0.133 | F | 8 | 0.15 | F | 8 | 0 | 1 | D | 9 | 10 | C | 8
[26 empty] | 3588800% | 9:00 | 665 | 1367 | 447 | 2 | 8 | 605 | 2 | 15 | 151 | 2 | 8 | 475 | 2 | 8 | 604 | 2 | 15 | 180 | 2 | 8 | 312 | 2 | 19 | 5 | E | 9 | 5 | A | 7 | 10 | A | 7 | 2 | A | 7 | 57 | A | 7 | 987 | E | 9 | 260 | A | 7 | 2.6 | A | 7 | 32200 | B | 7 | 77777 | A | 7 | 1.1 | E | 8 | 0.133 | F | 8 | 0.15 | F | 8 | 0 | 1 | D | 9 | 10 | C | 8
[26 empty] | 3588800% | 10:00 | 870 | 1367 | 611 | 2 | 8 | 682 | 2 | 15 | 176 | 2 | 8 | 638 | 2 | 8 | 684 | 2 | 15 | 202 | 2 | 8 | 431 | 2 | 19 | 10 | E | 9 | 9 | A | 7 | 12 | A | 7 | 2 | A | 7 | 50 | A | 7 | 987 | E | 9 | 280 | A | 7 | 4.1 | A | 7 | 32200 | B | 7 | 3000 | A | 7 | 1.1 | E | 8 | 0.133 | F | 8 | 0.15 | F | 8 | 0 | 1 | D | 9 | 10 | C | 8
[26 empty] | 3588800% | 11:00 | 1021 | 1367 | 742 | 2 | 8 | 719 | 2 | 15 | 204 | 2 | 8 | 780 | 2 | 8 | 728 | 2 | 15 | 236 | 2 | 8 | 624 | 2 | 19 | 10 | E | 9 | 10 | A | 7 | 13 | A | 7 | 2 | A | 7 | 47 | A | 7 | 987 | E | 9 | 300 | A | 7 | 3.1 | A | 7 | 32200 | B | 7 | 3600 | A | 7 | 1.1 | E | 8 | 0.133 | F | 8 | 0.15 | F | 8 | 0 | 1 | D | 9 | 10 | C | 8
[26 empty] | 3588800% | 12:00 | 1107 | 1367 | 775 | 2 | 8 | 614 | 2 | 15 | 276 | 2 | 8 | 835 | 2 | 8 | 641 | 2 | 15 | 314 | 2 | 8 | 1030 | 2 | 19 | 10 | E | 9 | 10 | A | 7 | 14 | A | 7 | 3 | A | 7 | 47 | A | 7 | 987 | E | 9 | 280 | A | 7 | 1.5 | A | 7 | 32200 | B | 7 | 4500 | A | 7 | 1.1 | E | 8 | 0.133 | F | 8 | 0.15 | F | 8 | 0 | 1 | D | 9 | 10 | C | 8
[26 empty] | 3588800% | 13:00 | 1125 | 1367 | 760 | 2 | 8 | 558 | 2 | 15 | 300 | 2 | 8 | 814 | 2 | 8 | 582 | 2 | 15 | 334 | 2 | 8 | 1172 | 2 | 19 | 10 | E | 9 | 10 | A | 7 | 15 | A | 7 | 2 | A | 7 | 41 | A | 7 | 987 | E | 9 | 0 | A | 7 | 0 | A | 7 | 32200 | B | 7 | 4500 | A | 7 | 1.1 | E | 8 | 0.133 | F | 8 | 0.15 | F | 8 | 0 | 1 | D | 9 | 10 | C | 8
[26 empty] | 3588800% | 14:00 | 1071 | 1367 | 622 | 2 | 8 | 329 | 2 | 15 | 364 | 2 | 8 | 674 | 2 | 8 | 356 | 2 | 15 | 394 | 2 | 8 | 1248 | 2 | 19 | 10 | E | 9 | 10 | A | 7 | 16 | A | 7 | 3 | A | 7 | 42 | A | 7 | 987 | E | 9 | 360 | B | 8 | 2.1 | A | 7 | 32200 | B | 7 | 4500 | A | 7 | 1.1 | E | 8 | 0.133 | F | 8 | 0.15 | F | 8 | 0 | 1 | D | 9 | 10 | C | 8
[26 empty] | 3588800% | 15:00 | 950 | 1367 | 584 | 2 | 8 | 428 | 2 | 15 | 286 | 2 | 8 | 612 | 2 | 8 | 442 | 2 | 15 | 304 | 2 | 8 | 805 | 2 | 19 | 10 | E | 9 | 10 | A | 7 | 16 | A | 7 | 2 | A | 7 | 39 | A | 7 | 987 | E | 9 | 0 | A | 7 | 0 | A | 7 | 32200 | B | 7 | 4500 | A | 7 | 1.1 | E | 8 | 0.133 | F | 8 | 0.15 | F | 8 | 0 | 1 | D | 9 | 10 | C | 8
[26 empty] | 3588800% | 16:00 | 769 | 1367 | 410 | 2 | 8 | 271 | 2 | 15 | 257 | 2 | 8 | 437 | 2 | 8 | 285 | 2 | 15 | 276 | 2 | 8 | 628 | 2 | 19 | 10 | E | 9 | 10 | A | 7 | 16 | A | 7 | 2 | A | 7 | 39 | A | 7 | 987 | E | 9 | 20 | B | 8 | 2.1 | A | 7 | 32200 | B | 7 | 4500 | A | 7 | 1.1 | E | 8 | 0.133 | F | 8 | 0.15 | F | 8 | 0 | 1 | D | 9 | 10 | C | 8
[26 empty] | 3588800% | 17:00 | 543 | 1367 | 193 | 2 | 8 | 64 | 2 | 15 | 167 | 2 | 8 | 211 | 2 | 8 | 62 | 2 | 15 | 186 | 2 | 8 | 463 | 2 | 19 | 10 | E | 9 | 10 | A | 7 | 16 | A | 7 | 2 | A | 7 | 39 | A | 7 | 987 | E | 9 | 40 | B | 8 | 2.1 | A | 7 | 16100 | B | 7 | 4500 | A | 7 | 1.1 | E | 8 | 0.133 | F | 8 | 0.15 | F | 8 | 0 | 1 | D | 9 | 10 | C | 8
[26 empty] | 3588800% | 18:00 | 286 | 1367 | 92 | 2 | 8 | 49 | 2 | 15 | 82 | 2 | 8 | 101 | 2 | 8 | 41 | 2 | 15 | 92 | 2 | 8 | 202 | 2 | 19 | 10 | E | 9 | 9 | A | 7 | 13 | A | 7 | 3 | A | 7 | 51 | A | 7 | 987 | E | 9 | 60 | B | 8 | 2.1 | A | 7 | 32200 | B | 7 | 4500 | A | 7 | 1.1 | E | 8 | 0.133 | F | 8 | 0.15 | F | 8 | 0 | 1 | D | 9 | 10 | C | 8
[26 empty] | 3588800% | 19:00 | 44 | 809 | 4 | 2 | 8 | 25 | 2 | 15 | 3 | 2 | 8 | 5 | 2 | 8 | 12 | 2 | 15 | 4 | 2 | 8 | 6 | 2 | 19 | 10 | E | 9 | 9 | A | 7 | 12 | A | 7 | 2 | A | 7 | 50 | A | 7 | 987 | E | 9 | 80 | B | 8 | 2.1 | A | 7 | 32200 | B | 7 | 4500 | A | 7 | 1.2 | E | 8 | 0.133 | F | 8 | 0.15 | F | 8 | 0 | 1 | D | 9 | 10 | C | 8
[26 empty] | 3588800% | 20:00 | 0 | 0 | 0 | 2 | 0 | 0 | 2 | 0 | 0 | 2 | 0 | 0 | 2 | 0 | 0 | 2 | 0 | 0 | 2 | 0 | 0 | 2 | 0 | 5 | E | 9 | 5 | A | 7 | 11 | A | 7 | 2 | A | 7 | 54 | A | 7 | 987 | E | 9 | 100 | A | 7 | 2.6 | A | 7 | 32200 | B | 7 | 77777 | A | 7 | 1.2 | E | 8 | 0.133 | F | 8 | 0.15 | F | 8 | 0 | 1 | D | 9 | 10 | C | 8
[26 empty] | 3588800% | 21:00 | 0 | 0 | 0 | 2 | 0 | 0 | 2 | 0 | 0 | 2 | 0 | 0 | 2 | 0 | 0 | 2 | 0 | 0 | 2 | 0 | 0 | 2 | 0 | 5 | E | 9 | 5 | A | 7 | 10 | A | 7 | 2 | A | 7 | 57 | A | 7 | 987 | E | 9 | 100 | A | 7 | 3.1 | A | 7 | 32200 | B | 7 | 77777 | A | 7 | 1.2 | E | 8 | 0.133 | F | 8 | 0.15 | F | 8 | 0 | 1 | D | 9 | 10 | C | 8
[26 empty] | 3588800% | 22:00 | 0 | 0 | 0 | 2 | 0 | 0 | 2 | 0 | 0 | 2 | 0 | 0 | 2 | 0 | 0 | 2 | 0 | 0 | 2 | 0 | 0 | 2 | 0 | 2 | E | 9 | 2 | A | 7 | 9 | A | 7 | 1 | A | 7 | 57 | A | 7 | 987 | E | 9 | 90 | A | 7 | 2.6 | A | 7 | 32200 | B | 7 | 77777 | A | 7 | 1.2 | E | 8 | 0.133 | F | 8 | 0.15 | F | 8 | 0 | 1 | D | 9 | 10 | C | 8
[26 empty] | 3588800% | 23:00 | 0 | 0 | 0 | 2 | 0 | 0 | 2 | 0 | 0 | 2 | 0 | 0 | 2 | 0 | 0 | 2 | 0 | 0 | 2 | 0 | 0 | 2 | 0 | 3 | E | 9 | 3 | E | 9 | 9.5 | E | 9 | -0.8 | E | 9 | 48 | A | 7 | 987 | E | 9 | 30 | E | 9 | 3.8 | E | 9 | 30187 | C | 8 | 20124 | E | 9 | 1.2 | E | 8 | 0.133 | F | 8 | 0.15 | F | 8 | 0 | 1 | D | 9 | 10 | C | 8
[26 empty] | 3588800% | 24:00 | 0 | 0 | 0 | 2 | 0 | 0 | 2 | 0 | 0 | 2 | 0 | 0 | 2 | 0 | 0 | 2 | 0 | 0 | 2 | 0 | 0 | 2 | 0 | 4 | E | 9 | 4 | E | 9 | 11 | E | 9 | -0.6 | E | 9 | 44 | A | 7 | 987 | E | 9 | 80 | E | 9 | 4 | E | 9 | 28175 | C | 8 | 18248 | E | 9 | 1.2 | E | 8 | 0.133 | F | 8 | 0.15 | F | 8 | 0 | 1 | D | 9 | 10 | C | 8
[26 empty] | 3588900% | 1:00 | 0 | 0 | 0 | 2 | 0 | 0 | 2 | 0 | 0 | 2 | 0 | 0 | 2 | 0 | 0 | 2 | 0 | 0 | 2 | 0 | 0 | 2 | 0 | 5 | E | 9 | 5 | E | 9 | 12.5 | E | 9 | -0.3 | E | 9 | 41 | A | 7 | 987 | E | 9 | 70 | E | 9 | 4.5 | E | 9 | 26162 | C | 8 | 15171 | E | 9 | 1.2 | E | 8 | 0.135 | F | 8 | 0.15 | F | 8 | 0 | 1 | D | 9 | 10 | C | 8
[26 empty] | 3588900% | 2:00 | 0 | 0 | 0 | 2 | 0 | 0 | 2 | 0 | 0 | 2 | 0 | 0 | 2 | 0 | 0 | 2 | 0 | 0 | 2 | 0 | 0 | 2 | 0 | 6 | E | 9 | 6 | E | 9 | 13 | E | 9 | -0.1 | E | 9 | 40 | A | 7 | 987 | E | 9 | 80 | E | 9 | 5.2 | E | 9 | 24150 | C | 8 | 12095 | E | 9 | 1.2 | E | 8 | 0.135 | F | 8 | 0.15 | F | 8 | 0 | 1 | D | 9 | 10 | C | 8
[26 empty] | 3588900% | 3:00 | 0 | 0 | 0 | 2 | 0 | 0 | 2 | 0 | 0 | 2 | 0 | 0 | 2 | 0 | 0 | 2 | 0 | 0 | 2 | 0 | 0 | 2 | 0 | 7 | E | 9 | 7 | E | 9 | 12.5 | E | 9 | 0.1 | E | 9 | 42 | A | 7 | 987 | E | 9 | 60 | E | 9 | 5.6 | E | 9 | 22137 | C | 8 | 9019 | E | 9 | 1.2 | E | 8 | 0.135 | F | 8 | 0.15 | F | 8 | 0 | 1 | D | 9 | 10 | C | 8
[26 empty] | 3588900% | 4:00 | 0 | 0 | 0 | 2 | 0 | 0 | 2 | 0 | 0 | 2 | 0 | 0 | 2 | 0 | 0 | 2 | 0 | 0 | 2 | 0 | 0 | 2 | 0 | 8 | E | 9 | 8 | E | 9 | 13 | E | 9 | 0.3 | E | 9 | 42 | A | 7 | 987 | E | 9 | 90 | E | 9 | 4.4 | E | 9 | 20125 | C | 8 | 6543 | E | 9 | 1.2 | E | 8 | 0.135 | F | 8 | 0.15 | F | 8 | 0 | 1 | D | 9 | 10 | C | 8
[26 empty] | 3588900% | 5:00 | 0 | 0 | 0 | 2 | 0 | 0 | 2 | 0 | 0 | 2 | 0 | 0 | 2 | 0 | 0 | 2 | 0 | 0 | 2 | 0 | 0 | 2 | 0 | 9 | E | 9 | 9 | E | 9 | 14.5 | E | 9 | 0.6 | E | 9 | 39 | A | 7 | 987 | E | 9 | 40 | E | 9 | 3 | E | 9 | 18112 | C | 8 | 3826 | E | 9 | 1.2 | E | 8 | 0.135 | F | 8 | 0.15 | F | 8 | 0 | 1 | D | 9 | 10 | C | 8
[26 empty] | 3588900% | 6:00 | 2 | 171 | 0 | 2 | 8 | 0 | 2 | 15 | 0 | 2 | 8 | 0 | 2 | 8 | 0 | 2 | 15 | 0 | 2 | 8 | 0 | 2 | 19 | 10 | E | 9 | 10 | A | 7 | 16 | A | 7 | 0.8 | E | 9 | 36 | A | 7 | 987 | E | 9 | 40 | A | 7 | 3.6 | A | 7 | 16100 | B | 7 | 1200 | A | 7 | 1.3 | E | 8 | 0.135 | F | 8 | 0.15 | F | 8 | 0 | 1 | D | 9 | 10 | C | 8
[26 empty] | 3588900% | 7:00 | 163 | 1367 | 72 | 2 | 8 | 34 | 2 | 15 | 68 | 2 | 8 | 78 | 2 | 8 | 24 | 2 | 15 | 76 | 2 | 8 | 141 | 2 | 19 | 10 | E | 9 | 10 | A | 7 | 5 | A | 7 | 2 | A | 7 | 81 | A | 7 | 987 | E | 9 | 50 | A | 7 | 6.2 | A | 7 | 6400 | B | 7 | 1200 | A | 7 | 1.3 | E | 8 | 0.135 | F | 8 | 0.15 | F | 8 | 0 | 1 | D | 9 | 10 | C | 8
[26 empty] | 3588900% | 8:00 | 428 | 1367 | 68 | 2 | 8 | 0 | 2 | 15 | 68 | 2 | 8 | 80 | 2 | 8 | 0 | 2 | 15 | 80 | 2 | 8 | 281 | 2 | 19 | 10 | E | 9 | 10 | A | 7 | 6 | A | 7 | 2 | A | 7 | 75 | A | 7 | 987 | E | 9 | 40 | A | 7 | 5.1 | A | 7 | 8000 | B | 7 | 1380 | A | 7 | 1.3 | E | 8 | 0.135 | F | 8 | 0.15 | F | 8 | 0 | 1 | D | 9 | 10 | C | 8
[26 empty] | 3588900% | 9:00 | 671 | 1367 | 81 | 2 | 8 | 0 | 2 | 15 | 81 | 2 | 8 | 99 | 2 | 8 | 0 | 2 | 15 | 99 | 2 | 8 | 383 | 2 | 19 | 10 | E | 9 | 10 | A | 7 | 5 | A | 7 | 2 | A | 7 | 81 | A | 7 | 987 | E | 9 | 40 | A | 7 | 5.1 | A | 7 | 8000 | B | 7 | 1260 | A | 7 | 1.2 | E | 8 | 0.135 | F | 8 | 0.15 | F | 8 | 0 | 1 | D | 9 | 10 | C | 8
[26 empty] | 3588900% | 10:00 | 875 | 1367 | 186 | 2 | 8 | 0 | 2 | 15 | 186 | 2 | 8 | 220 | 2 | 8 | 0 | 2 | 15 | 220 | 2 | 8 | 860 | 2 | 19 | 10 | E | 9 | 10 | A | 7 | 6 | A | 7 | 2 | A | 7 | 75 | A | 7 | 987 | E | 9 | 40 | A | 7 | 6.2 | A | 7 | 6400 | B | 7 | 1020 | A | 7 | 1.2 | E | 8 | 0.135 | F | 8 | 0.15 | F | 8 | 0 | 1 | D | 9 | 10 | C | 8
[26 empty] | 3588900% | 11:00 | 1026 | 1367 | 206 | 2 | 8 | 6 | 2 | 15 | 201 | 2 | 8 | 247 | 2 | 8 | 5 | 2 | 15 | 244 | 2 | 8 | 978 | 2 | 19 | 10 | E | 9 | 10 | A | 7 | 6 | A | 7 | 2 | A | 7 | 75 | A | 7 | 987 | E | 9 | 30 | A | 7 | 6.7 | A | 7 | 11300 | B | 7 | 960 | A | 7 | 1.2 | E | 8 | 0.135 | F | 8 | 0.15 | F | 8 | 0 | 1 | D | 9 | 10 | C | 8
[26 empty] | 3588900% | 12:00 | 1112 | 1367 | 226 | 2 | 8 | 6 | 2 | 15 | 221 | 2 | 8 | 273 | 2 | 8 | 5 | 2 | 15 | 269 | 2 | 8 | 1083 | 2 | 19 | 10 | E | 9 | 10 | A | 7 | 7 | A | 7 | 1 | A | 7 | 66 | A | 7 | 987 | E | 9 | 30 | A | 7 | 6.2 | A | 7 | 12900 | B | 7 | 960 | A | 7 | 1.2 | E | 8 | 0.135 | F | 8 | 0.15 | F | 8 | 0 | 1 | D | 9 | 10 | C | 8
[26 empty] | 3588900% | 13:00 | 1129 | 1367 | 467 | 2 | 8 | 96 | 2 | 15 | 387 | 2 | 8 | 515 | 2 | 8 | 99 | 2 | 15 | 433 | 2 | 8 | 1600 | 2 | 19 | 10 | E | 9 | 10 | A | 7 | 9 | A | 7 | 1 | A | 7 | 57 | A | 7 | 987 | E | 9 | 20 | A | 7 | 7.7 | A | 7 | 12900 | B | 7 | 1500 | A | 7 | 1.2 | E | 8 | 0.135 | F | 8 | 0.15 | F | 8 | 0 | 1 | D | 9 | 10 | C | 8
[26 empty] | 3588900% | 14:00 | 1075 | 1367 | 205 | 2 | 8 | 6 | 2 | 15 | 201 | 2 | 8 | 249 | 2 | 8 | 5 | 2 | 15 | 245 | 2 | 8 | 993 | 2 | 19 | 10 | B | 8 | 10 | B | 8 | 9.7 | B | 8 | 0.2 | B | 8 | 52 | A | 7 | 987 | E | 9 | 20 | B | 8 | 6.4 | B | 8 | 12100 | C | 8 | 1350 | B | 8 | 1.2 | E | 8 | 0.135 | F | 8 | 0.15 | F | 8 | 0 | 1 | D | 9 | 10 | C | 8
[26 empty] | 3588900% | 15:00 | 953 | 1367 | 143 | 2 | 8 | 0 | 2 | 15 | 143 | 2 | 8 | 175 | 2 | 8 | 0 | 2 | 15 | 175 | 2 | 8 | 716 | 2 | 19 | 10 | E | 9 | 10 | A | 7 | 10 | A | 7 | -1 | A | 7 | 46 | A | 7 | 987 | E | 9 | 20 | A | 7 | 5.1 | A | 7 | 11300 | B | 7 | 1200 | A | 7 | 1.2 | E | 8 | 0.135 | F | 8 | 0.15 | F | 8 | 0 | 1 | D | 9 | 10 | C | 8
[26 empty] | 3588900% | 16:00 | 773 | 1367 | 111 | 2 | 8 | 0 | 2 | 15 | 111 | 2 | 8 | 134 | 2 | 8 | 0 | 2 | 15 | 134 | 2 | 8 | 532 | 2 | 19 | 10 | E | 9 | 10 | A | 7 | 9 | A | 7 | 0 | A | 7 | 53 | A | 7 | 987 | E | 9 | 360 | A | 7 | 5.1 | A | 7 | 16100 | B | 7 | 1500 | A | 7 | 1.1 | E | 8 | 0.135 | F | 8 | 0.15 | F | 8 | 0 | 1 | D | 9 | 10 | C | 8
[26 empty] | 3588900% | 17:00 | 547 | 1367 | 99 | 2 | 8 | 0 | 2 | 15 | 99 | 2 | 8 | 116 | 2 | 8 | 0 | 2 | 15 | 116 | 2 | 8 | 420 | 2 | 19 | 10 | E | 9 | 10 | A | 7 | 8 | A | 7 | -1 | A | 7 | 52 | A | 7 | 987 | E | 9 | 360 | A | 7 | 3.6 | A | 7 | 16100 | B | 7 | 1800 | A | 7 | 1.1 | E | 8 | 0.135 | F | 8 | 0.15 | F | 8 | 0 | 1 | D | 9 | 10 | C | 8
[26 empty] | 3588900% | 18:00 | 290 | 1367 | 62 | 2 | 8 | 0 | 2 | 15 | 62 | 2 | 8 | 70 | 2 | 8 | 0 | 2 | 15 | 70 | 2 | 8 | 226 | 2 | 19 | 10 | E | 9 | 10 | A | 7 | 8 | A | 7 | -2 | A | 7 | 48 | A | 7 | 987 | E | 9 | 360 | A | 7 | 6.2 | A | 7 | 16100 | B | 7 | 1350 | A | 7 | 1.1 | E | 8 | 0.135 | F | 8 | 0.15 | F | 8 | 0 | 1 | D | 9 | 10 | C | 8
[26 empty] | 3588900% | 19:00 | 46 | 831 | 4 | 2 | 8 | 15 | 2 | 15 | 4 | 2 | 8 | 6 | 2 | 8 | 5 | 2 | 15 | 6 | 2 | 8 | 6 | 2 | 19 | 10 | E | 9 | 10 | A | 7 | 7 | A | 7 | -2 | A | 7 | 52 | A | 7 | 987 | E | 9 | 30 | A | 7 | 5.1 | A | 7 | 16100 | B | 7 | 1350 | A | 7 | 1.1 | E | 8 | 0.135 | F | 8 | 0.15 | F | 8 | 0 | 1 | D | 9 | 10 | C | 8
[26 empty] | 3588900% | 20:00 | 0 | 0 | 0 | 2 | 0 | 0 | 2 | 0 | 0 | 2 | 0 | 0 | 2 | 0 | 0 | 2 | 0 | 0 | 2 | 0 | 0 | 2 | 0 | 10 | E | 9 | 10 | A | 7 | 6 | A | 7 | -3 | A | 7 | 51 | A | 7 | 987 | E | 9 | 30 | A | 7 | 6.7 | A | 7 | 16100 | B | 7 | 1410 | A | 7 | 1.1 | E | 8 | 0.135 | F | 8 | 0.15 | F | 8 | 0 | 1 | D | 9 | 10 | C | 8
[26 empty] | 3588900% | 21:00 | 0 | 0 | 0 | 2 | 0 | 0 | 2 | 0 | 0 | 2 | 0 | 0 | 2 | 0 | 0 | 2 | 0 | 0 | 2 | 0 | 0 | 2 | 0 | 10 | E | 9 | 10 | A | 7 | 6 | A | 7 | -3 | A | 7 | 51 | A | 7 | 987 | E | 9 | 20 | A | 7 | 5.1 | A | 7 | 16100 | B | 7 | 1350 | A | 7 | 1.1 | E | 8 | 0.135 | F | 8 | 0.15 | F | 8 | 0 | 1 | D | 9 | 10 | C | 8
[26 empty] | 3588900% | 22:00 | 0 | 0 | 0 | 2 | 0 | 0 | 2 | 0 | 0 | 2 | 0 | 0 | 2 | 0 | 0 | 2 | 0 | 0 | 2 | 0 | 0 | 2 | 0 | 10 | E | 9 | 10 | E | 9 | 6.2 | E | 9 | -4.2 | E | 9 | 45 | A | 7 | 987 | E | 9 | 60 | E | 9 | 5.6 | E | 9 | 17888 | C | 8 | 3055 | E | 9 | 1.1 | E | 8 | 0.135 | F | 8 | 0.15 | F | 8 | 0 | 1 | D | 9 | 10 | C | 8
[26 empty] | 3588900% | 23:00 | 0 | 0 | 0 | 2 | 0 | 0 | 2 | 0 | 0 | 2 | 0 | 0 | 2 | 0 | 0 | 2 | 0 | 0 | 2 | 0 | 0 | 2 | 0 | 10 | E | 9 | 10 | E | 9 | 4.4 | E | 9 | -4.5 | E | 9 | 50 | A | 7 | 987 | E | 9 | 300 | E | 9 | 3.5 | E | 9 | 19677 | C | 8 | 3420 | E | 9 | 1 | E | 8 | 0.135 | F | 8 | 0.15 | F | 8 | 0 | 1 | D | 9 | 10 | C | 8
[26 empty] | 3588900% | 24:00 | 0 | 0 | 0 | 2 | 0 | 0 | 2 | 0 | 0 | 2 | 0 | 0 | 2 | 0 | 0 | 2 | 0 | 0 | 2 | 0 | 0 | 2 | 0 | 10 | E | 9 | 10 | E | 9 | 4.6 | E | 9 | -4.6 | E | 9 | 49 | A | 7 | 987 | E | 9 | 310 | E | 9 | 3.4 | E | 9 | 21466 | C | 8 | 2884 | E | 9 | 1 | E | 8 | 0.135 | F | 8 | 0.15 | F | 8 | 0 | 1 | D | 9 | 10 | C | 8
[26 empty] | 3589000% | 1:00 | 0 | 0 | 0 | 2 | 0 | 0 | 2 | 0 | 0 | 2 | 0 | 0 | 2 | 0 | 0 | 2 | 0 | 0 | 2 | 0 | 0 | 2 | 0 | 10 | E | 9 | 10 | E | 9 | 3.8 | E | 9 | -3.9 | E | 9 | 55 | A | 7 | 987 | E | 9 | 320 | E | 9 | 3.4 | E | 9 | 23255 | C | 8 | 2769 | E | 9 | 1 | E | 8 | 0.136 | F | 8 | 0.15 | F | 8 | 0 | 1 | D | 9 | 10 | C | 8
[26 empty] | 3589000% | 2:00 | 0 | 0 | 0 | 2 | 0 | 0 | 2 | 0 | 0 | 2 | 0 | 0 | 2 | 0 | 0 | 2 | 0 | 0 | 2 | 0 | 0 | 2 | 0 | 10 | E | 9 | 10 | E | 9 | 3.2 | E | 9 | -3.1 | E | 9 | 61 | A | 7 | 987 | E | 9 | 50 | E | 9 | 6.9 | E | 9 | 25044 | C | 8 | 2473 | E | 9 | 1 | E | 8 | 0.136 | F | 8 | 0.15 | F | 8 | 0 | 1 | D | 9 | 10 | C | 8
[26 empty] | 3589000% | 3:00 | 0 | 0 | 0 | 2 | 0 | 0 | 2 | 0 | 0 | 2 | 0 | 0 | 2 | 0 | 0 | 2 | 0 | 0 | 2 | 0 | 0 | 2 | 0 | 10 | E | 9 | 10 | E | 9 | 4.4 | E | 9 | -4.4 | E | 9 | 51 | A | 7 | 987 | E | 9 | 70 | E | 9 | 5.9 | E | 9 | 26833 | C | 8 | 2207 | E | 9 | 1 | E | 8 | 0.136 | F | 8 | 0.15 | F | 8 | 0 | 1 | D | 9 | 10 | C | 8
[26 empty] | 3589000% | 4:00 | 0 | 0 | 0 | 2 | 0 | 0 | 2 | 0 | 0 | 2 | 0 | 0 | 2 | 0 | 0 | 2 | 0 | 0 | 2 | 0 | 0 | 2 | 0 | 10 | E | 9 | 10 | E | 9 | 3.6 | E | 9 | -4.5 | E | 9 | 53 | A | 7 | 987 | E | 9 | 20 | E | 9 | 4.7 | E | 9 | 28622 | C | 8 | 2031 | E | 9 | 1 | E | 8 | 0.136 | F | 8 | 0.15 | F | 8 | 0 | 1 | D | 9 | 10 | C | 8
[26 empty] | 3589000% | 5:00 | 0 | 0 | 0 | 2 | 0 | 0 | 2 | 0 | 0 | 2 | 0 | 0 | 2 | 0 | 0 | 2 | 0 | 0 | 2 | 0 | 0 | 2 | 0 | 10 | E | 9 | 10 | E | 9 | 3.8 | E | 9 | -4.8 | E | 9 | 51 | A | 7 | 987 | E | 9 | 80 | E | 9 | 5.3 | E | 9 | 30411 | C | 8 | 1586 | E | 9 | 1 | E | 8 | 0.136 | F | 8 | 0.15 | F | 8 | 0 | 1 | D | 9 | 10 | C | 8
[26 empty] | 3589000% | 6:00 | 3 | 216 | 0 | 2 | 8 | 0 | 2 | 15 | 0 | 2 | 8 | 0 | 2 | 8 | 0 | 2 | 15 | 0 | 2 | 8 | 0 | 2 | 19 | 10 | E | 9 | 10 | A | 7 | 4 | A | 7 | -6 | A | 7 | 45 | A | 7 | 987 | E | 9 | 330 | A | 7 | 4.6 | A | 7 | 32200 | B | 7 | 1440 | A | 7 | 1 | E | 8 | 0.136 | F | 8 | 0.15 | F | 8 | 0 | 1 | D | 9 | 10 | C | 8
[26 empty] | 3589000% | 7:00 | 170 | 1366 | 55 | 2 | 8 | 0 | 2 | 15 | 55 | 2 | 8 | 60 | 2 | 8 | 0 | 2 | 15 | 60 | 2 | 8 | 164 | 2 | 19 | 10 | E | 9 | 10 | A | 7 | 4 | A | 7 | -6 | A | 7 | 45 | A | 7 | 987 | E | 9 | 360 | A | 7 | 2.6 | A | 7 | 32200 | B | 7 | 1380 | A | 7 | 0.9 | E | 8 | 0.136 | F | 8 | 0.15 | F | 8 | 0 | 1 | D | 9 | 10 | C | 8
[26 empty] | 3589000% | 8:00 | 435 | 1366 | 159 | 2 | 8 | 39 | 2 | 15 | 147 | 2 | 8 | 174 | 2 | 8 | 36 | 2 | 15 | 163 | 2 | 8 | 376 | 2 | 19 | 10 | E | 9 | 9 | A | 7 | 4 | A | 7 | -6 | A | 7 | 45 | A | 7 | 987 | E | 9 | 360 | A | 7 | 6.2 | A | 7 | 32200 | B | 7 | 1350 | A | 7 | 0.9 | E | 8 | 0.136 | F | 8 | 0.15 | F | 8 | 0 | 1 | D | 9 | 10 | C | 8
[26 empty] | 3589000% | 9:00 | 677 | 1366 | 270 | 2 | 8 | 74 | 2 | 15 | 233 | 2 | 8 | 296 | 2 | 8 | 74 | 2 | 15 | 259 | 2 | 8 | 679 | 2 | 19 | 10 | E | 9 | 9 | A | 7 | 6 | A | 7 | -4 | A | 7 | 47 | A | 7 | 987 | E | 9 | 360 | A | 7 | 6.2 | A | 7 | 32200 | B | 7 | 1440 | A | 7 | 0.9 | E | 8 | 0.136 | F | 8 | 0.15 | F | 8 | 0 | 1 | D | 9 | 10 | C | 8
[26 empty] | 3589000% | 10:00 | 881 | 1366 | 533 | 2 | 8 | 371 | 2 | 15 | 293 | 2 | 8 | 572 | 2 | 8 | 397 | 2 | 15 | 315 | 2 | 8 | 784 | 2 | 19 | 10 | E | 9 | 9 | A | 7 | 9 | A | 7 | -3 | A | 7 | 41 | A | 7 | 987 | E | 9 | 350 | A | 7 | 6.2 | A | 7 | 32200 | B | 7 | 1380 | A | 7 | 0.9 | E | 8 | 0.136 | F | 8 | 0.15 | F | 8 | 0 | 1 | D | 9 | 10 | C | 8
[26 empty] | 3589000% | 11:00 | 1031 | 1366 | 736 | 2 | 8 | 616 | 2 | 15 | 269 | 2 | 8 | 786 | 2 | 8 | 641 | 2 | 15 | 300 | 2 | 8 | 857 | 2 | 19 | 5 | E | 9 | 5 | A | 7 | 9 | A | 7 | -4 | A | 7 | 38 | A | 7 | 987 | E | 9 | 330 | A | 7 | 5.1 | A | 7 | 32200 | B | 7 | 77777 | A | 7 | 0.9 | E | 8 | 0.136 | F | 8 | 0.15 | F | 8 | 0 | 1 | D | 9 | 10 | C | 8
[26 empty] | 3589000% | 12:00 | 1117 | 1366 | 860 | 2 | 8 | 818 | 2 | 15 | 189 | 2 | 8 | 885 | 2 | 8 | 815 | 2 | 15 | 216 | 2 | 8 | 626 | 2 | 19 | 5 | E | 9 | 5 | A | 7 | 10 | A | 7 | -3 | A | 7 | 39 | A | 7 | 987 | E | 9 | 360 | A | 7 | 5.1 | A | 7 | 32200 | B | 7 | 77777 | A | 7 | 0.9 | E | 8 | 0.136 | F | 8 | 0.15 | F | 8 | 0 | 1 | D | 9 | 10 | C | 8
[26 empty] | 3589000% | 13:00 | 1133 | 1366 | 880 | 2 | 8 | 870 | 2 | 15 | 156 | 2 | 8 | 927 | 2 | 8 | 877 | 2 | 15 | 197 | 2 | 8 | 574 | 2 | 19 | 5 | E | 9 | 5 | A | 7 | 11 | A | 7 | -3 | A | 7 | 36 | A | 7 | 987 | E | 9 | 330 | A | 7 | 4.1 | A | 7 | 32200 | B | 7 | 77777 | A | 7 | 0.9 | E | 8 | 0.136 | F | 8 | 0.15 | F | 8 | 0 | 1 | D | 9 | 10 | C | 8
[26 empty] | 3589000% | 14:00 | 1079 | 1366 | 827 | 2 | 8 | 849 | 2 | 15 | 155 | 2 | 8 | 866 | 2 | 8 | 853 | 2 | 15 | 190 | 2 | 8 | 495 | 2 | 19 | 5 | E | 9 | 5 | A | 7 | 13 | A | 7 | -3 | A | 7 | 32 | A | 7 | 987 | E | 9 | 20 | A | 7 | 4.1 | A | 7 | 32200 | B | 7 | 77777 | A | 7 | 0.8 | E | 8 | 0.136 | F | 8 | 0.15 | F | 8 | 0 | 1 | D | 9 | 10 | C | 8
[26 empty] | 3589000% | 15:00 | 957 | 1366 | 711 | 2 | 8 | 797 | 2 | 15 | 151 | 2 | 8 | 759 | 2 | 8 | 813 | 2 | 15 | 187 | 2 | 8 | 429 | 2 | 19 | 4 | B | 8 | 4 | B | 8 | 13.8 | B | 8 | -3.4 | B | 8 | 29 | A | 7 | 987 | E | 9 | 360 | B | 8 | 4.1 | B | 8 | 32200 | C | 8 | 77777 | B | 8 | 0.8 | E | 8 | 0.136 | F | 8 | 0.15 | F | 8 | 0 | 1 | D | 9 | 10 | C | 8
[26 empty] | 3589000% | 16:00 | 777 | 1366 | 549 | 2 | 8 | 720 | 2 | 15 | 138 | 2 | 8 | 576 | 2 | 8 | 719 | 2 | 15 | 166 | 2 | 8 | 314 | 2 | 19 | 2 | E | 9 | 2 | A | 7 | 14 | A | 7 | -4 | A | 7 | 27 | A | 7 | 987 | E | 9 | 330 | A | 7 | 4.1 | A | 7 | 32200 | B | 7 | 77777 | A | 7 | 0.8 | E | 8 | 0.136 | F | 8 | 0.15 | F | 8 | 0 | 1 | D | 9 | 10 | C | 8
[26 empty] | 3589000% | 17:00 | 551 | 1366 | 355 | 2 | 8 | 637 | 2 | 15 | 98 | 2 | 8 | 370 | 2 | 8 | 604 | 2 | 15 | 125 | 2 | 8 | 193 | 2 | 19 | 3 | E | 9 | 3 | A | 7 | 14 | A | 7 | -5 | A | 7 | 25 | A | 7 | 987 | E | 9 | 300 | A | 7 | 6.2 | A | 7 | 32200 | B | 7 | 77777 | A | 7 | 0.8 | E | 8 | 0.136 | F | 8 | 0.15 | F | 8 | 0 | 1 | D | 9 | 10 | C | 8
[26 empty] | 3589000% | 18:00 | 294 | 1366 | 155 | 2 | 8 | 418 | 2 | 15 | 65 | 2 | 8 | 163 | 2 | 8 | 324 | 2 | 15 | 93 | 2 | 8 | 118 | 2 | 19 | 2 | E | 9 | 2 | A | 7 | 13 | A | 7 | -5 | A | 7 | 27 | A | 7 | 987 | E | 9 | 310 | A | 7 | 6.2 | A | 7 | 32200 | B | 7 | 77777 | A | 7 | 0.8 | E | 8 | 0.136 | F | 8 | 0.15 | F | 8 | 0 | 1 | D | 9 | 10 | C | 8
[26 empty] | 3589000% | 19:00 | 49 | 854 | 6 | 2 | 8 | 52 | 2 | 15 | 5 | 2 | 8 | 9 | 2 | 8 | 25 | 2 | 15 | 8 | 2 | 8 | 10 | 2 | 19 | 3 | E | 9 | 3 | A | 7 | 11 | A | 7 | -5 | A | 7 | 31 | A | 7 | 987 | E | 9 | 320 | A | 7 | 3.1 | A | 7 | 32200 | B | 7 | 77777 | A | 7 | 0.8 | E | 8 | 0.136 | F | 8 | 0.15 | F | 8 | 0 | 1 | D | 9 | 10 | C | 8
[26 empty] | 3589000% | 20:00 | 0 | 0 | 0 | 2 | 0 | 0 | 2 | 0 | 0 | 2 | 0 | 0 | 2 | 0 | 0 | 2 | 0 | 0 | 2 | 0 | 0 | 2 | 0 | 0 | E | 9 | 0 | E | 9 | 9 | A | 7 | -6 | A | 7 | 32 | A | 7 | 987 | E | 9 | 320 | A | 7 | 3.1 | A | 7 | 16100 | B | 7 | 77777 | A | 7 | 0.8 | E | 8 | 0.136 | F | 8 | 0.15 | F | 8 | 0 | 1 | D | 9 | 10 | C | 8
[26 empty] | 3589000% | 21:00 | 0 | 0 | 0 | 2 | 0 | 0 | 2 | 0 | 0 | 2 | 0 | 0 | 2 | 0 | 0 | 2 | 0 | 0 | 2 | 0 | 0 | 2 | 0 | 0 | E | 9 | 0 | E | 9 | 8 | A | 7 | -6 | A | 7 | 34 | A | 7 | 987 | E | 9 | 0 | A | 7 | 0 | A | 7 | 16100 | B | 7 | 77777 | A | 7 | 0.8 | E | 8 | 0.136 | F | 8 | 0.15 | F | 8 | 0 | 1 | D | 9 | 10 | C | 8
[26 empty] | 3589000% | 22:00 | 0 | 0 | 0 | 2 | 0 | 0 | 2 | 0 | 0 | 2 | 0 | 0 | 2 | 0 | 0 | 2 | 0 | 0 | 2 | 0 | 0 | 2 | 0 | 0 | B | 8 | 0 | B | 8 | 7 | B | 8 | -5.8 | E | 9 | 37 | A | 7 | 987 | E | 9 | 360 | B | 8 | 0.3 | B | 8 | 16100 | C | 8 | 77777 | B | 8 | 0.7 | E | 8 | 0.136 | F | 8 | 0.15 | F | 8 | 0 | 1 | D | 9 | 10 | C | 8
[26 empty] | 3589000% | 23:00 | 0 | 0 | 0 | 2 | 0 | 0 | 2 | 0 | 0 | 2 | 0 | 0 | 2 | 0 | 0 | 2 | 0 | 0 | 2 | 0 | 0 | 2 | 0 | 0 | B | 8 | 0 | B | 8 | 6.4 | B | 8 | -6.6 | E | 9 | 36 | A | 7 | 987 | E | 9 | 350 | B | 8 | 0.7 | B | 8 | 16100 | C | 8 | 77777 | B | 8 | 0.7 | E | 8 | 0.136 | F | 8 | 0.15 | F | 8 | 0 | 1 | D | 9 | 10 | C | 8
[26 empty] | 3589000% | 24:00 | 0 | 0 | 0 | 2 | 0 | 0 | 2 | 0 | 0 | 2 | 0 | 0 | 2 | 0 | 0 | 2 | 0 | 0 | 2 | 0 | 0 | 2 | 0 | 0 | B | 8 | 0 | B | 8 | 5.6 | B | 8 | -6.3 | E | 9 | 39 | A | 7 | 987 | E | 9 | 350 | B | 8 | 1 | B | 8 | 16100 | C | 8 | 77777 | B | 8 | 0.7 | E | 8 | 0.136 | F | 8 | 0.15 | F | 8 | 0 | 1 | D | 9 | 10 | C | 8
[26 empty] | 3589100% | 1:00 | 0 | 0 | 0 | 2 | 0 | 0 | 2 | 0 | 0 | 2 | 0 | 0 | 2 | 0 | 0 | 2 | 0 | 0 | 2 | 0 | 0 | 2 | 0 | 0 | B | 8 | 0 | B | 8 | 4.6 | B | 8 | -7.1 | E | 9 | 40 | A | 7 | 987 | E | 9 | 340 | B | 8 | 1.3 | B | 8 | 16100 | C | 8 | 77777 | B | 8 | 0.7 | E | 8 | 0.137 | F | 8 | 0.15 | F | 8 | 0 | 1 | D | 9 | 10 | C | 8
[26 empty] | 3589100% | 2:00 | 0 | 0 | 0 | 2 | 0 | 0 | 2 | 0 | 0 | 2 | 0 | 0 | 2 | 0 | 0 | 2 | 0 | 0 | 2 | 0 | 0 | 2 | 0 | 0 | B | 8 | 0 | B | 8 | 4 | B | 8 | -6.9 | E | 9 | 42 | A | 7 | 987 | E | 9 | 340 | B | 8 | 1.6 | B | 8 | 16100 | C | 8 | 77777 | B | 8 | 0.7 | E | 8 | 0.137 | F | 8 | 0.15 | F | 8 | 0 | 1 | D | 9 | 10 | C | 8
[26 empty] | 3589100% | 3:00 | 0 | 0 | 0 | 2 | 0 | 0 | 2 | 0 | 0 | 2 | 0 | 0 | 2 | 0 | 0 | 2 | 0 | 0 | 2 | 0 | 0 | 2 | 0 | 0 | B | 8 | 0 | B | 8 | 3.4 | B | 8 | -7.7 | E | 9 | 41 | A | 7 | 987 | E | 9 | 330 | B | 8 | 2 | B | 8 | 16100 | C | 8 | 77777 | B | 8 | 0.7 | E | 8 | 0.137 | F | 8 | 0.15 | F | 8 | 0 | 1 | D | 9 | 10 | C | 8
[26 empty] | 3589100% | 4:00 | 0 | 0 | 0 | 2 | 0 | 0 | 2 | 0 | 0 | 2 | 0 | 0 | 2 | 0 | 0 | 2 | 0 | 0 | 2 | 0 | 0 | 2 | 0 | 0 | B | 8 | 0 | B | 8 | 2.7 | B | 8 | -7.4 | E | 9 | 44 | A | 7 | 987 | E | 9 | 330 | B | 8 | 2.3 | B | 8 | 16100 | C | 8 | 77777 | B | 8 | 0.7 | E | 8 | 0.137 | F | 8 | 0.15 | F | 8 | 0 | 1 | D | 9 | 10 | C | 8
[26 empty] | 3589100% | 5:00 | 0 | 0 | 0 | 2 | 0 | 0 | 2 | 0 | 0 | 2 | 0 | 0 | 2 | 0 | 0 | 2 | 0 | 0 | 2 | 0 | 0 | 2 | 0 | 0 | E | 9 | 0 | E | 9 | 2 | A | 7 | -8.2 | E | 9 | 43 | A | 7 | 987 | E | 9 | 320 | A | 7 | 2.6 | A | 7 | 16100 | B | 7 | 77777 | A | 7 | 0.6 | E | 8 | 0.137 | F | 8 | 0.15 | F | 8 | 0 | 1 | D | 9 | 10 | C | 8
[26 empty] | 3589100% | 6:00 | 4 | 262 | 0 | 2 | 8 | 0 | 2 | 15 | 0 | 2 | 8 | 0 | 2 | 8 | 0 | 2 | 15 | 0 | 2 | 8 | 0 | 2 | 19 | 0 | E | 9 | 0 | E | 9 | 2 | A | 7 | -6 | A | 7 | 52 | A | 7 | 987 | E | 9 | 300 | A | 7 | 2.1 | A | 7 | 15000 | B | 7 | 77777 | A | 7 | 0.6 | E | 8 | 0.137 | F | 8 | 0.15 | F | 8 | 0 | 1 | D | 9 | 10 | C | 8
[26 empty] | 3589100% | 7:00 | 177 | 1365 | 93 | 2 | 8 | 156 | 2 | 15 | 72 | 2 | 8 | 94 | 2 | 8 | 89 | 2 | 15 | 82 | 2 | 8 | 149 | 2 | 19 | 0 | E | 9 | 0 | E | 9 | 4 | A | 7 | -5 | A | 7 | 49 | A | 7 | 987 | E | 9 | 310 | A | 7 | 2.6 | A | 7 | 24100 | B | 7 | 77777 | A | 7 | 0.6 | E | 8 | 0.137 | F | 8 | 0.15 | F | 8 | 0 | 1 | D | 9 | 10 | C | 8
[26 empty] | 3589100% | 8:00 | 441 | 1365 | 271 | 2 | 8 | 450 | 2 | 15 | 126 | 2 | 8 | 279 | 2 | 8 | 406 | 2 | 15 | 148 | 2 | 8 | 243 | 2 | 19 | 0 | E | 9 | 0 | E | 9 | 6 | A | 7 | -3 | A | 7 | 51 | A | 7 | 987 | E | 9 | 310 | A | 7 | 4.1 | A | 7 | 24100 | B | 7 | 77777 | A | 7 | 0.6 | E | 8 | 0.137 | F | 8 | 0.15 | F | 8 | 0 | 1 | D | 9 | 10 | C | 8
[26 empty] | 3589100% | 9:00 | 683 | 1365 | 478 | 2 | 8 | 666 | 2 | 15 | 144 | 2 | 8 | 494 | 2 | 8 | 650 | 2 | 15 | 168 | 2 | 8 | 296 | 2 | 19 | 0 | E | 9 | 0 | E | 9 | 8 | A | 7 | -4 | A | 7 | 41 | A | 7 | 987 | E | 9 | 330 | A | 7 | 4.1 | A | 7 | 24100 | B | 7 | 77777 | A | 7 | 0.6 | E | 8 | 0.137 | F | 8 | 0.15 | F | 8 | 0 | 1 | D | 9 | 10 | C | 8
[26 empty] | 3589100% | 10:00 | 886 | 1365 | 642 | 2 | 8 | 736 | 2 | 15 | 162 | 2 | 8 | 675 | 2 | 8 | 743 | 2 | 15 | 191 | 2 | 8 | 412 | 2 | 19 | 0 | E | 9 | 0 | E | 9 | 10 | A | 7 | -4 | A | 7 | 36 | A | 7 | 987 | E | 9 | 300 | A | 7 | 6.2 | A | 7 | 24100 | B | 7 | 77777 | A | 7 | 0.7 | E | 8 | 0.137 | F | 8 | 0.15 | F | 8 | 0 | 1 | D | 9 | 10 | C | 8
[26 empty] | 3589100% | 11:00 | 1036 | 1365 | 779 | 2 | 8 | 803 | 2 | 15 | 168 | 2 | 8 | 832 | 2 | 8 | 821 | 2 | 15 | 207 | 2 | 8 | 543 | 2 | 19 | 0 | E | 9 | 0 | E | 9 | 11 | A | 7 | -5 | A | 7 | 31 | A | 7 | 987 | E | 9 | 300 | A | 7 | 6.2 | A | 7 | 24100 | B | 7 | 77777 | A | 7 | 0.7 | E | 8 | 0.137 | F | 8 | 0.15 | F | 8 | 0 | 1 | D | 9 | 10 | C | 8
[26 empty] | 3589100% | 12:00 | 1121 | 1365 | 866 | 2 | 8 | 854 | 2 | 15 | 162 | 2 | 8 | 907 | 2 | 8 | 859 | 2 | 15 | 199 | 2 | 8 | 572 | 2 | 19 | 0 | E | 9 | 0 | E | 9 | 12 | A | 7 | -6 | A | 7 | 26 | A | 7 | 987 | E | 9 | 330 | A | 7 | 5.1 | A | 7 | 24100 | B | 7 | 77777 | A | 7 | 0.7 | E | 8 | 0.137 | F | 8 | 0.15 | F | 8 | 0 | 1 | D | 9 | 10 | C | 8
[26 empty] | 3589100% | 13:00 | 1137 | 1365 | 880 | 2 | 8 | 864 | 2 | 15 | 158 | 2 | 8 | 926 | 2 | 8 | 871 | 2 | 15 | 199 | 2 | 8 | 588 | 2 | 19 | 0 | E | 9 | 0 | E | 9 | 14 | A | 7 | -6 | A | 7 | 23 | A | 7 | 987 | E | 9 | 340 | A | 7 | 5.1 | A | 7 | 24100 | B | 7 | 77777 | A | 7 | 0.7 | E | 8 | 0.137 | F | 8 | 0.15 | F | 8 | 0 | 1 | D | 9 | 10 | C | 8
[26 empty] | 3589100% | 14:00 | 1083 | 1365 | 827 | 2 | 8 | 843 | 2 | 15 | 157 | 2 | 8 | 865 | 2 | 8 | 847 | 2 | 15 | 192 | 2 | 8 | 505 | 2 | 19 | 0 | E | 9 | 0 | E | 9 | 14 | A | 7 | -7 | A | 7 | 21 | A | 7 | 987 | E | 9 | 330 | A | 7 | 5.1 | A | 7 | 24100 | B | 7 | 77777 | A | 7 | 0.7 | E | 8 | 0.137 | F | 8 | 0.15 | F | 8 | 0 | 1 | D | 9 | 10 | C | 8
[26 empty] | 3589100% | 15:00 | 961 | 1365 | 711 | 2 | 8 | 791 | 2 | 15 | 152 | 2 | 8 | 758 | 2 | 8 | 807 | 2 | 15 | 188 | 2 | 8 | 435 | 2 | 19 | 0 | E | 9 | 0 | E | 9 | 16 | A | 7 | -7 | A | 7 | 19 | A | 7 | 987 | E | 9 | 320 | A | 7 | 3.1 | A | 7 | 24100 | B | 7 | 77777 | A | 7 | 0.7 | E | 8 | 0.137 | F | 8 | 0.15 | F | 8 | 0 | 1 | D | 9 | 10 | C | 8
[26 empty] | 3589100% | 16:00 | 781 | 1365 | 555 | 2 | 8 | 744 | 2 | 15 | 128 | 2 | 8 | 586 | 2 | 8 | 747 | 2 | 15 | 158 | 2 | 8 | 296 | 2 | 19 | 0 | E | 9 | 0 | E | 9 | 16 | A | 7 | -7 | A | 7 | 19 | A | 7 | 987 | E | 9 | 310 | A | 7 | 5.1 | A | 7 | 32200 | B | 7 | 77777 | A | 7 | 0.7 | E | 8 | 0.137 | F | 8 | 0.15 | F | 8 | 0 | 1 | D | 9 | 10 | C | 8
[26 empty] | 3589100% | 17:00 | 555 | 1365 | 361 | 2 | 8 | 649 | 2 | 15 | 96 | 2 | 8 | 375 | 2 | 8 | 618 | 2 | 15 | 124 | 2 | 8 | 190 | 2 | 19 | 0 | E | 9 | 0 | E | 9 | 16 | A | 7 | -7 | A | 7 | 19 | A | 7 | 987 | E | 9 | 310 | A | 7 | 4.1 | A | 7 | 32200 | B | 7 | 77777 | A | 7 | 0.7 | E | 8 | 0.137 | F | 8 | 0.15 | F | 8 | 0 | 1 | D | 9 | 10 | C | 8
[26 empty] | 3589100% | 18:00 | 298 | 1365 | 160 | 2 | 8 | 441 | 2 | 15 | 64 | 2 | 8 | 163 | 2 | 8 | 345 | 2 | 15 | 87 | 2 | 8 | 112 | 2 | 19 | 0 | E | 9 | 0 | E | 9 | 15 | A | 7 | -8 | A | 7 | 18 | A | 7 | 987 | E | 9 | 330 | A | 7 | 5.1 | A | 7 | 32200 | B | 7 | 77777 | A | 7 | 0.7 | E | 8 | 0.137 | F | 8 | 0.15 | F | 8 | 0 | 1 | D | 9 | 10 | C | 8
[26 empty] | 3589100% | 19:00 | 51 | 876 | 6 | 2 | 8 | 50 | 2 | 15 | 5 | 2 | 8 | 9 | 2 | 8 | 24 | 2 | 15 | 8 | 2 | 8 | 10 | 2 | 19 | 2 | E | 9 | 2 | A | 7 | 12 | A | 7 | -7 | A | 7 | 24 | A | 7 | 987 | E | 9 | 290 | A | 7 | 2.6 | A | 7 | 32200 | B | 7 | 77777 | A | 7 | 0.7 | E | 8 | 0.137 | F | 8 | 0.15 | F | 8 | 0 | 1 | D | 9 | 10 | C | 8
[26 empty] | 3589100% | 20:00 | 0 | 0 | 0 | 2 | 0 | 0 | 2 | 0 | 0 | 2 | 0 | 0 | 2 | 0 | 0 | 2 | 0 | 0 | 2 | 0 | 0 | 2 | 0 | 1 | B | 8 | 1 | B | 8 | 10.3 | B | 8 | -7.7 | B | 8 | 25 | A | 7 | 987 | E | 9 | 330 | B | 8 | 1.3 | B | 8 | 24150 | C | 8 | 77777 | B | 8 | 0.7 | E | 8 | 0.137 | F | 8 | 0.15 | F | 8 | 0 | 1 | D | 9 | 10 | C | 8
[26 empty] | 3589100% | 21:00 | 0 | 0 | 0 | 2 | 0 | 0 | 2 | 0 | 0 | 2 | 0 | 0 | 2 | 0 | 0 | 2 | 0 | 0 | 2 | 0 | 0 | 2 | 0 | 0 | E | 9 | 0 | E | 9 | 9 | A | 7 | -8 | A | 7 | 27 | A | 7 | 987 | E | 9 | 0 | A | 7 | 0 | A | 7 | 16100 | B | 7 | 77777 | A | 7 | 0.8 | E | 8 | 0.137 | F | 8 | 0.15 | F | 8 | 0 | 1 | D | 9 | 10 | C | 8
[26 empty] | 3589100% | 22:00 | 0 | 0 | 0 | 2 | 0 | 0 | 2 | 0 | 0 | 2 | 0 | 0 | 2 | 0 | 0 | 2 | 0 | 0 | 2 | 0 | 0 | 2 | 0 | 0 | B | 8 | 0 | B | 8 | 8 | B | 8 | -6.7 | E | 9 | 32 | A | 7 | 987 | E | 9 | 0 | B | 8 | 0 | B | 8 | 16500 | C | 8 | 77777 | B | 8 | 0.8 | E | 8 | 0.137 | F | 8 | 0.15 | F | 8 | 0 | 1 | D | 9 | 10 | C | 8
[26 empty] | 3589100% | 23:00 | 0 | 0 | 0 | 2 | 0 | 0 | 2 | 0 | 0 | 2 | 0 | 0 | 2 | 0 | 0 | 2 | 0 | 0 | 2 | 0 | 0 | 2 | 0 | 0 | B | 8 | 0 | B | 8 | 7.4 | B | 8 | -6.3 | E | 9 | 35 | A | 7 | 987 | E | 9 | 0 | B | 8 | 0 | B | 8 | 16900 | C | 8 | 77777 | B | 8 | 0.8 | E | 8 | 0.137 | F | 8 | 0.15 | F | 8 | 0 | 1 | D | 9 | 10 | C | 8
[26 empty] | 3589100% | 24:00 | 0 | 0 | 0 | 2 | 0 | 0 | 2 | 0 | 0 | 2 | 0 | 0 | 2 | 0 | 0 | 2 | 0 | 0 | 2 | 0 | 0 | 2 | 0 | 0 | B | 8 | 0 | B | 8 | 6.6 | B | 8 | -6 | E | 9 | 38 | A | 7 | 987 | E | 9 | 0 | B | 8 | 0 | B | 8 | 17300 | C | 8 | 77777 | B | 8 | 0.8 | E | 8 | 0.137 | F | 8 | 0.15 | F | 8 | 0 | 1 | D | 9 | 10 | C | 8
[26 empty] | 3589200% | 1:00 | 0 | 0 | 0 | 2 | 0 | 0 | 2 | 0 | 0 | 2 | 0 | 0 | 2 | 0 | 0 | 2 | 0 | 0 | 2 | 0 | 0 | 2 | 0 | 0 | B | 8 | 0 | B | 8 | 5.6 | B | 8 | -6.7 | E | 9 | 38 | A | 7 | 987 | E | 9 | 0 | B | 8 | 0 | B | 8 | 17700 | C | 8 | 77777 | B | 8 | 0.8 | E | 8 | 0.138 | F | 8 | 0.15 | F | 8 | 0 | 1 | D | 9 | 10 | C | 8
[26 empty] | 3589200% | 2:00 | 0 | 0 | 0 | 2 | 0 | 0 | 2 | 0 | 0 | 2 | 0 | 0 | 2 | 0 | 0 | 2 | 0 | 0 | 2 | 0 | 0 | 2 | 0 | 0 | B | 8 | 0 | B | 8 | 5 | B | 8 | -6.1 | E | 9 | 42 | A | 7 | 987 | E | 9 | 0 | B | 8 | 0 | B | 8 | 18100 | C | 8 | 77777 | B | 8 | 0.8 | E | 8 | 0.138 | F | 8 | 0.15 | F | 8 | 0 | 1 | D | 9 | 10 | C | 8
[26 empty] | 3589200% | 3:00 | 0 | 0 | 0 | 2 | 0 | 0 | 2 | 0 | 0 | 2 | 0 | 0 | 2 | 0 | 0 | 2 | 0 | 0 | 2 | 0 | 0 | 2 | 0 | 0 | B | 8 | 0 | B | 8 | 4.4 | B | 8 | -6 | E | 9 | 44 | A | 7 | 987 | E | 9 | 0 | B | 8 | 0 | B | 8 | 18500 | C | 8 | 77777 | B | 8 | 0.8 | E | 8 | 0.138 | F | 8 | 0.15 | F | 8 | 0 | 1 | D | 9 | 10 | C | 8
[26 empty] | 3589200% | 4:00 | 0 | 0 | 0 | 2 | 0 | 0 | 2 | 0 | 0 | 2 | 0 | 0 | 2 | 0 | 0 | 2 | 0 | 0 | 2 | 0 | 0 | 2 | 0 | 0 | B | 8 | 0 | B | 8 | 3.7 | B | 8 | -5.7 | E | 9 | 48 | A | 7 | 987 | E | 9 | 0 | B | 8 | 0 | B | 8 | 18900 | C | 8 | 77777 | B | 8 | 0.8 | E | 8 | 0.138 | F | 8 | 0.15 | F | 8 | 0 | 1 | D | 9 | 10 | C | 8
[26 empty] | 3589200% | 5:00 | 0 | 0 | 0 | 2 | 0 | 0 | 2 | 0 | 0 | 2 | 0 | 0 | 2 | 0 | 0 | 2 | 0 | 0 | 2 | 0 | 0 | 2 | 0 | 0 | E | 9 | 0 | E | 9 | 3 | A | 7 | -5.3 | E | 9 | 52 | A | 7 | 987 | E | 9 | 0 | A | 7 | 0 | A | 7 | 19300 | B | 7 | 77777 | A | 7 | 0.8 | E | 8 | 0.138 | F | 8 | 0.15 | F | 8 | 0 | 1 | D | 9 | 10 | C | 8
[26 empty] | 3589200% | 6:00 | 5 | 284 | 0 | 2 | 8 | 0 | 2 | 15 | 0 | 2 | 8 | 0 | 2 | 8 | 0 | 2 | 15 | 0 | 2 | 8 | 0 | 2 | 19 | 5 | E | 9 | 2 | A | 7 | -1 | A | 7 | -5 | A | 7 | 71 | A | 7 | 987 | E | 9 | 360 | B | 8 | 1.5 | A | 7 | 32200 | B | 7 | 77777 | A | 7 | 0.8 | E | 8 | 0.138 | F | 8 | 0.15 | F | 8 | 0 | 1 | D | 9 | 10 | C | 8
[26 empty] | 3589200% | 7:00 | 183 | 1364 | 102 | 2 | 8 | 186 | 2 | 15 | 77 | 2 | 8 | 103 | 2 | 8 | 109 | 2 | 15 | 89 | 2 | 8 | 162 | 2 | 19 | 5 | E | 9 | 3 | A | 7 | 4 | A | 7 | -5 | A | 7 | 49 | A | 7 | 987 | E | 9 | 10 | B | 8 | 1.5 | A | 7 | 32200 | B | 7 | 77777 | A | 7 | 0.9 | E | 8 | 0.138 | F | 8 | 0.15 | F | 8 | 0 | 1 | D | 9 | 10 | C | 8
[26 empty] | 3589200% | 8:00 | 447 | 1364 | 277 | 2 | 8 | 468 | 2 | 15 | 124 | 2 | 8 | 287 | 2 | 8 | 425 | 2 | 15 | 147 | 2 | 8 | 238 | 2 | 19 | 5 | E | 9 | 2 | A | 7 | 5 | A | 7 | -2 | A | 7 | 59 | A | 7 | 987 | E | 9 | 10 | B | 8 | 1.5 | A | 7 | 24100 | B | 7 | 77777 | A | 7 | 0.9 | E | 8 | 0.138 | F | 8 | 0.15 | F | 8 | 0 | 1 | D | 9 | 10 | C | 8
[26 empty] | 3589200% | 9:00 | 689 | 1364 | 464 | 2 | 8 | 610 | 2 | 15 | 155 | 2 | 8 | 477 | 2 | 8 | 594 | 2 | 15 | 176 | 2 | 8 | 315 | 2 | 19 | 5 | E | 9 | 3 | A | 7 | 10 | A | 7 | -2 | A | 7 | 42 | A | 7 | 987 | E | 9 | 30 | B | 8 | 1.5 | A | 7 | 24100 | B | 7 | 77777 | A | 7 | 0.9 | E | 8 | 0.138 | F | 8 | 0.15 | F | 8 | 0 | 1 | D | 9 | 10 | C | 8
[26 empty] | 3589200% | 10:00 | 892 | 1364 | 622 | 2 | 8 | 644 | 2 | 15 | 200 | 2 | 8 | 645 | 2 | 8 | 643 | 2 | 15 | 224 | 2 | 8 | 496 | 2 | 19 | 10 | E | 9 | 5 | A | 7 | 13 | A | 7 | -5 | A | 7 | 27 | A | 7 | 987 | E | 9 | 170 | B | 8 | 1.5 | A | 7 | 24100 | B | 7 | 77777 | A | 7 | 1 | E | 8 | 0.138 | F | 8 | 0.15 | F | 8 | 0 | 1 | D | 9 | 10 | C | 8
[26 empty] | 3589200% | 11:00 | 1041 | 1364 | 785 | 2 | 8 | 785 | 2 | 15 | 184 | 2 | 8 | 833 | 2 | 8 | 800 | 2 | 15 | 221 | 2 | 8 | 595 | 2 | 19 | 10 | E | 9 | 5 | A | 7 | 14 | A | 7 | -4 | A | 7 | 27 | A | 7 | 987 | E | 9 | 190 | B | 8 | 2.1 | A | 7 | 24100 | B | 7 | 77777 | A | 7 | 1 | E | 8 | 0.138 | F | 8 | 0.15 | F | 8 | 0 | 1 | D | 9 | 10 | C | 8
[26 empty] | 3589200% | 12:00 | 1126 | 1364 | 854 | 2 | 8 | 818 | 2 | 15 | 177 | 2 | 8 | 886 | 2 | 8 | 819 | 2 | 15 | 209 | 2 | 8 | 618 | 2 | 19 | 10 | E | 9 | 5 | A | 7 | 16 | A | 7 | -2 | A | 7 | 28 | A | 7 | 987 | E | 9 | 50 | B | 8 | 2.1 | A | 7 | 24100 | B | 7 | 77777 | A | 7 | 1.1 | E | 8 | 0.138 | F | 8 | 0.15 | F | 8 | 0 | 1 | D | 9 | 10 | C | 8
[26 empty] | 3589200% | 13:00 | 1142 | 1364 | 885 | 2 | 8 | 870 | 2 | 15 | 156 | 2 | 8 | 934 | 2 | 8 | 877 | 2 | 15 | 198 | 2 | 8 | 590 | 2 | 19 | 10 | E | 9 | 5 | A | 7 | 17 | A | 7 | -3 | A | 7 | 25 | A | 7 | 987 | E | 9 | 230 | B | 8 | 2.1 | A | 7 | 24100 | B | 7 | 77777 | A | 7 | 1.1 | E | 8 | 0.138 | F | 8 | 0.15 | F | 8 | 0 | 1 | D | 9 | 10 | C | 8
[26 empty] | 3589200% | 14:00 | 1087 | 1364 | 827 | 2 | 8 | 837 | 2 | 15 | 159 | 2 | 8 | 865 | 2 | 8 | 840 | 2 | 15 | 193 | 2 | 8 | 516 | 2 | 19 | 10 | E | 9 | 5 | A | 7 | 18 | A | 7 | 1 | A | 7 | 32 | A | 7 | 987 | E | 9 | 210 | B | 8 | 2.1 | A | 7 | 24100 | B | 7 | 77777 | A | 7 | 1.2 | E | 8 | 0.138 | F | 8 | 0.15 | F | 8 | 0 | 1 | D | 9 | 10 | C | 8
[26 empty] | 3589200% | 15:00 | 965 | 1364 | 705 | 2 | 8 | 637 | 2 | 15 | 254 | 2 | 8 | 751 | 2 | 8 | 661 | 2 | 15 | 283 | 2 | 8 | 725 | 2 | 19 | 10 | E | 9 | 9 | A | 7 | 18 | A | 7 | -1 | A | 7 | 27 | A | 7 | 987 | E | 9 | 60 | B | 8 | 2.1 | A | 7 | 24100 | B | 7 | 2700 | A | 7 | 1.2 | E | 8 | 0.138 | F | 8 | 0.15 | F | 8 | 0 | 1 | D | 9 | 10 | C | 8
[26 empty] | 3589200% | 16:00 | 785 | 1364 | 339 | 2 | 8 | 124 | 2 | 15 | 267 | 2 | 8 | 368 | 2 | 8 | 129 | 2 | 15 | 294 | 2 | 8 | 706 | 2 | 19 | 10 | E | 9 | 10 | A | 7 | 17 | A | 7 | -1 | A | 7 | 29 | A | 7 | 987 | E | 9 | 240 | A | 7 | 2.6 | A | 7 | 24100 | B | 7 | 3600 | A | 7 | 1.2 | E | 8 | 0.138 | F | 8 | 0.15 | F | 8 | 0 | 1 | D | 9 | 10 | C | 8
[26 empty] | 3589200% | 17:00 | 558 | 1364 | 126 | 2 | 8 | 0 | 2 | 15 | 126 | 2 | 8 | 145 | 2 | 8 | 0 | 2 | 15 | 145 | 2 | 8 | 513 | 2 | 19 | 10 | E | 9 | 10 | A | 7 | 18 | A | 7 | 0 | A | 7 | 30 | A | 7 | 987 | E | 9 | 210 | B | 8 | 2.1 | A | 7 | 24100 | B | 7 | 3600 | A | 7 | 1.3 | E | 8 | 0.138 | F | 8 | 0.15 | F | 8 | 0 | 1 | D | 9 | 10 | C | 8
[26 empty] | 3589200% | 18:00 | 302 | 1364 | 94 | 2 | 8 | 60 | 2 | 15 | 81 | 2 | 8 | 103 | 2 | 8 | 50 | 2 | 15 | 92 | 2 | 8 | 205 | 2 | 19 | 10 | E | 9 | 10 | A | 7 | 17 | A | 7 | -1 | A | 7 | 29 | A | 7 | 987 | E | 9 | 180 | A | 7 | 2.1 | A | 7 | 32200 | B | 7 | 4500 | A | 7 | 1.3 | E | 8 | 0.138 | F | 8 | 0.15 | F | 8 | 0 | 1 | D | 9 | 10 | C | 8
[26 empty] | 3589200% | 19:00 | 54 | 898 | 6 | 2 | 8 | 16 | 2 | 15 | 5 | 2 | 8 | 7 | 2 | 8 | 6 | 2 | 15 | 7 | 2 | 8 | 8 | 2 | 19 | 10 | E | 9 | 10 | A | 7 | 16 | A | 7 | 0 | A | 7 | 34 | A | 7 | 987 | E | 9 | 180 | A | 7 | 2.6 | A | 7 | 32200 | B | 7 | 4500 | A | 7 | 1.4 | E | 8 | 0.138 | F | 8 | 0.15 | F | 8 | 0 | 1 | D | 9 | 10 | C | 8
[26 empty] | 3589200% | 20:00 | 0 | 0 | 0 | 2 | 0 | 0 | 2 | 0 | 0 | 2 | 0 | 0 | 2 | 0 | 0 | 2 | 0 | 0 | 2 | 0 | 0 | 2 | 0 | 10 | E | 9 | 10 | A | 7 | 16 | A | 7 | -1 | A | 7 | 31 | A | 7 | 987 | E | 9 | 160 | B | 8 | 2.1 | A | 7 | 16100 | B | 7 | 3300 | A | 7 | 1.4 | E | 8 | 0.138 | F | 8 | 0.15 | F | 8 | 0 | 1 | D | 9 | 10 | C | 8
[26 empty] | 3589200% | 21:00 | 0 | 0 | 0 | 2 | 0 | 0 | 2 | 0 | 0 | 2 | 0 | 0 | 2 | 0 | 0 | 2 | 0 | 0 | 2 | 0 | 0 | 2 | 0 | 10 | E | 9 | 10 | A | 7 | 15 | A | 7 | -1 | A | 7 | 33 | A | 7 | 987 | E | 9 | 140 | B | 8 | 1.5 | A | 7 | 16100 | B | 7 | 3600 | A | 7 | 1.5 | E | 8 | 0.138 | F | 8 | 0.15 | F | 8 | 0 | 1 | D | 9 | 10 | C | 8
[26 empty] | 3589200% | 22:00 | 0 | 0 | 0 | 2 | 0 | 0 | 2 | 0 | 0 | 2 | 0 | 0 | 2 | 0 | 0 | 2 | 0 | 0 | 2 | 0 | 0 | 2 | 0 | 10 | B | 8 | 10 | B | 8 | 14.2 | B | 8 | -0.2 | E | 9 | 37 | A | 7 | 987 | E | 9 | 130 | B | 8 | 1.3 | B | 8 | 16100 | C | 8 | 3713 | B | 8 | 1.5 | E | 8 | 0.138 | F | 8 | 0.15 | F | 8 | 0 | 1 | D | 9 | 10 | C | 8
[26 empty] | 3589200% | 23:00 | 0 | 0 | 0 | 2 | 0 | 0 | 2 | 0 | 0 | 2 | 0 | 0 | 2 | 0 | 0 | 2 | 0 | 0 | 2 | 0 | 0 | 2 | 0 | 10 | B | 8 | 10 | B | 8 | 13.7 | B | 8 | 1.3 | E | 9 | 43 | A | 7 | 987 | E | 9 | 110 | B | 8 | 1.1 | B | 8 | 16100 | C | 8 | 3825 | B | 8 | 1.6 | E | 8 | 0.138 | F | 8 | 0.15 | F | 8 | 0 | 1 | D | 9 | 10 | C | 8
[26 empty] | 3589200% | 24:00 | 0 | 0 | 0 | 2 | 0 | 0 | 2 | 0 | 0 | 2 | 0 | 0 | 2 | 0 | 0 | 2 | 0 | 0 | 2 | 0 | 0 | 2 | 0 | 10 | B | 8 | 10 | B | 8 | 13 | B | 8 | 2.4 | E | 9 | 48 | A | 7 | 987 | E | 9 | 90 | B | 8 | 0.9 | B | 8 | 16100 | C | 8 | 3938 | B | 8 | 1.6 | E | 8 | 0.138 | F | 8 | 0.15 | F | 8 | 0 | 1 | D | 9 | 10 | C | 8
[26 empty] | 3589300% | 1:00 | 0 | 0 | 0 | 2 | 0 | 0 | 2 | 0 | 0 | 2 | 0 | 0 | 2 | 0 | 0 | 2 | 0 | 0 | 2 | 0 | 0 | 2 | 0 | 10 | B | 8 | 10 | B | 8 | 12.1 | B | 8 | 3.1 | E | 9 | 54 | A | 7 | 987 | E | 9 | 70 | B | 8 | 0.8 | B | 8 | 16100 | C | 8 | 4050 | B | 8 | 1.6 | E | 8 | 0.139 | F | 8 | 0.15 | F | 8 | 0 | 1 | D | 9 | 10 | C | 8
[26 empty] | 3589300% | 2:00 | 0 | 0 | 0 | 2 | 0 | 0 | 2 | 0 | 0 | 2 | 0 | 0 | 2 | 0 | 0 | 2 | 0 | 0 | 2 | 0 | 0 | 2 | 0 | 10 | B | 8 | 10 | B | 8 | 11.6 | B | 8 | 4.5 | E | 9 | 62 | A | 7 | 987 | E | 9 | 50 | B | 8 | 0.6 | B | 8 | 16100 | C | 8 | 4163 | B | 8 | 1.7 | E | 8 | 0.139 | F | 8 | 0.15 | F | 8 | 0 | 1 | D | 9 | 10 | C | 8
[26 empty] | 3589300% | 3:00 | 0 | 0 | 0 | 2 | 0 | 0 | 2 | 0 | 0 | 2 | 0 | 0 | 2 | 0 | 0 | 2 | 0 | 0 | 2 | 0 | 0 | 2 | 0 | 10 | B | 8 | 10 | B | 8 | 11.1 | B | 8 | 5.4 | E | 9 | 68 | A | 7 | 987 | E | 9 | 40 | B | 8 | 0.4 | B | 8 | 16100 | C | 8 | 4275 | B | 8 | 1.7 | E | 8 | 0.139 | F | 8 | 0.15 | F | 8 | 0 | 1 | D | 9 | 10 | C | 8
[26 empty] | 3589300% | 4:00 | 0 | 0 | 0 | 2 | 0 | 0 | 2 | 0 | 0 | 2 | 0 | 0 | 2 | 0 | 0 | 2 | 0 | 0 | 2 | 0 | 0 | 2 | 0 | 10 | B | 8 | 10 | B | 8 | 10.6 | B | 8 | 6.2 | E | 9 | 74 | A | 7 | 987 | E | 9 | 20 | B | 8 | 0.2 | B | 8 | 16100 | C | 8 | 4388 | B | 8 | 1.8 | E | 8 | 0.139 | F | 8 | 0.15 | F | 8 | 0 | 1 | D | 9 | 10 | C | 8
[26 empty] | 3589300% | 5:00 | 0 | 0 | 0 | 2 | 0 | 0 | 2 | 0 | 0 | 2 | 0 | 0 | 2 | 0 | 0 | 2 | 0 | 0 | 2 | 0 | 0 | 2 | 0 | 10 | E | 9 | 10 | A | 7 | 10 | A | 7 | 7.3 | E | 9 | 83 | A | 7 | 987 | E | 9 | 0 | A | 7 | 0 | A | 7 | 16100 | B | 7 | 4500 | A | 7 | 1.8 | E | 8 | 0.139 | F | 8 | 0.15 | F | 8 | 0 | 1 | D | 9 | 10 | C | 8
[26 empty] | 3589300% | 6:00 | 7 | 329 | 0 | 2 | 8 | 0 | 2 | 15 | 0 | 2 | 8 | 0 | 2 | 8 | 0 | 2 | 15 | 0 | 2 | 8 | 0 | 2 | 19 | 10 | E | 9 | 10 | A | 7 | 8 | A | 7 | 2 | A | 7 | 66 | A | 7 | 987 | E | 9 | 0 | A | 7 | 0 | A | 7 | 11300 | B | 7 | 4500 | A | 7 | 1.9 | E | 8 | 0.139 | F | 8 | 0.15 | F | 8 | 0 | 1 | D | 9 | 10 | C | 8
[26 empty] | 3589300% | 7:00 | 190 | 1363 | 74 | 2 | 8 | 40 | 2 | 15 | 68 | 2 | 8 | 80 | 2 | 8 | 29 | 2 | 15 | 76 | 2 | 8 | 151 | 2 | 19 | 10 | E | 9 | 10 | A | 7 | 8 | A | 7 | 2 | A | 7 | 66 | A | 7 | 987 | E | 9 | 0 | A | 7 | 0 | A | 7 | 11300 | B | 7 | 3600 | A | 7 | 1.9 | E | 8 | 0.139 | F | 8 | 0.15 | F | 8 | 0 | 1 | D | 9 | 10 | C | 8
[26 empty] | 3589300% | 8:00 | 454 | 1363 | 127 | 2 | 8 | 6 | 2 | 15 | 125 | 2 | 8 | 143 | 2 | 8 | 4 | 2 | 15 | 141 | 2 | 8 | 458 | 2 | 19 | 10 | E | 9 | 10 | A | 7 | 11 | A | 7 | 4 | A | 7 | 62 | A | 7 | 987 | E | 9 | 0 | A | 7 | 0 | A | 7 | 16100 | B | 7 | 4500 | A | 7 | 1.9 | E | 8 | 0.139 | F | 8 | 0.15 | F | 8 | 0 | 1 | D | 9 | 10 | C | 8
[26 empty] | 3589300% | 9:00 | 695 | 1363 | 121 | 2 | 8 | 0 | 2 | 15 | 121 | 2 | 8 | 143 | 2 | 8 | 0 | 2 | 15 | 143 | 2 | 8 | 548 | 2 | 19 | 10 | E | 9 | 10 | A | 7 | 11 | A | 7 | 3 | A | 7 | 58 | A | 7 | 987 | E | 9 | 0 | A | 7 | 0 | A | 7 | 16100 | B | 7 | 2700 | A | 7 | 1.9 | E | 8 | 0.139 | F | 8 | 0.15 | F | 8 | 0 | 1 | D | 9 | 10 | C | 8
[26 empty] | 3589300% | 10:00 | 897 | 1363 | 109 | 2 | 8 | 0 | 2 | 15 | 109 | 2 | 8 | 135 | 2 | 8 | 0 | 2 | 15 | 135 | 2 | 8 | 553 | 2 | 19 | 10 | E | 9 | 10 | A | 7 | 10 | A | 7 | 5 | A | 7 | 71 | A | 7 | 987 | E | 9 | 300 | A | 7 | 5.1 | A | 7 | 4800 | B | 7 | 2100 | A | 7 | 2 | E | 8 | 0.139 | F | 8 | 0.15 | F | 8 | 0 | 1 | D | 9 | 10 | C | 8
[26 empty] | 3589300% | 11:00 | 1046 | 1363 | 162 | 2 | 8 | 0 | 2 | 15 | 162 | 2 | 8 | 199 | 2 | 8 | 0 | 2 | 15 | 199 | 2 | 8 | 822 | 2 | 19 | 10 | E | 9 | 9 | A | 7 | 8 | A | 7 | 7 | A | 7 | 93 | A | 7 | 987 | E | 9 | 330 | B | 8 | 2.1 | A | 7 | 8000 | B | 7 | 1800 | A | 7 | 2 | E | 8 | 0.139 | F | 8 | 0.15 | F | 8 | 0 | 1 | D | 9 | 63 | C | 8
[26 empty] | 3589300% | 12:00 | 1130 | 1363 | 561 | 2 | 8 | 199 | 2 | 15 | 396 | 2 | 8 | 616 | 2 | 8 | 212 | 2 | 15 | 440 | 2 | 8 | 1521 | 2 | 19 | 10 | E | 9 | 9 | A | 7 | 12 | A | 7 | 9 | A | 7 | 82 | A | 7 | 987 | E | 9 | 0 | A | 7 | 0 | A | 7 | 9700 | B | 7 | 2700 | A | 7 | 2 | E | 8 | 0.139 | F | 8 | 0.15 | F | 8 | 0 | 1 | D | 9 | 10 | C | 8
[26 empty] | 3589300% | 13:00 | 1146 | 1363 | 790 | 2 | 8 | 492 | 2 | 15 | 375 | 2 | 8 | 829 | 2 | 8 | 512 | 2 | 15 | 398 | 2 | 8 | 1583 | 2 | 19 | 10 | E | 9 | 5 | A | 7 | 15 | A | 7 | 9 | A | 7 | 67 | A | 7 | 987 | E | 9 | 340 | B | 8 | 1.5 | A | 7 | 11300 | B | 7 | 77777 | A | 7 | 2 | E | 8 | 0.139 | F | 8 | 0.15 | F | 8 | 0 | 1 | D | 9 | 10 | C | 8
[26 empty] | 3589300% | 14:00 | 1090 | 1363 | 358 | 2 | 8 | 84 | 2 | 15 | 291 | 2 | 8 | 396 | 2 | 8 | 86 | 2 | 15 | 327 | 2 | 8 | 1202 | 2 | 19 | 10 | E | 9 | 10 | A | 7 | 16 | A | 7 | 9 | A | 7 | 63 | A | 7 | 987 | E | 9 | 310 | A | 7 | 6.7 | A | 7 | 11300 | B | 7 | 1800 | A | 7 | 2 | E | 8 | 0.139 | F | 8 | 0.15 | F | 8 | 0 | 1 | D | 9 | 10 | C | 8
[26 empty] | 3589300% | 15:00 | 968 | 1363 | 705 | 2 | 8 | 631 | 2 | 15 | 256 | 2 | 8 | 751 | 2 | 8 | 655 | 2 | 15 | 284 | 2 | 8 | 736 | 2 | 19 | 10 | E | 9 | 5 | A | 7 | 18 | A | 7 | 11 | A | 7 | 64 | A | 7 | 987 | E | 9 | 0 | A | 7 | 0 | A | 7 | 11300 | B | 7 | 77777 | A | 7 | 2.1 | E | 8 | 0.139 | F | 8 | 0.15 | F | 8 | 0 | 1 | D | 9 | 17 | C | 8
[26 empty] | 3589300% | 16:00 | 788 | 1363 | 550 | 2 | 8 | 697 | 2 | 15 | 146 | 2 | 8 | 576 | 2 | 8 | 696 | 2 | 15 | 172 | 2 | 8 | 334 | 2 | 19 | 10 | E | 9 | 5 | A | 7 | 18 | A | 7 | 11 | A | 7 | 64 | A | 7 | 987 | E | 9 | 360 | B | 8 | 1.5 | A | 7 | 16100 | B | 7 | 77777 | A | 7 | 2.1 | E | 8 | 0.139 | F | 8 | 0.15 | F | 8 | 0 | 1 | D | 9 | 17 | C | 8
[26 empty] | 3589300% | 17:00 | 562 | 1363 | 356 | 2 | 8 | 423 | 2 | 15 | 181 | 2 | 8 | 376 | 2 | 8 | 421 | 2 | 15 | 202 | 2 | 8 | 392 | 2 | 19 | 10 | E | 9 | 9 | A | 7 | 18 | A | 7 | 11 | A | 7 | 64 | A | 7 | 987 | E | 9 | 0 | A | 7 | 0 | A | 7 | 8000 | B | 7 | 2700 | A | 7 | 2.1 | E | 8 | 0.139 | F | 8 | 0.15 | F | 8 | 0 | 1 | D | 9 | 17 | C | 8
[26 empty] | 3589300% | 18:00 | 306 | 1363 | 27 | 2 | 8 | 0 | 2 | 15 | 27 | 2 | 8 | 33 | 2 | 8 | 0 | 2 | 15 | 33 | 2 | 8 | 115 | 2 | 19 | 10 | E | 9 | 9 | A | 7 | 17 | A | 7 | 14 | A | 7 | 82 | A | 7 | 987 | E | 9 | 0 | A | 7 | 0 | A | 7 | 11300 | B | 7 | 2100 | A | 7 | 2.1 | E | 8 | 0.139 | F | 8 | 0.15 | F | 8 | 0 | 1 | D | 9 | 17 | C | 8
[26 empty] | 3589300% | 19:00 | 57 | 920 | 9 | 2 | 8 | 33 | 2 | 15 | 8 | 2 | 8 | 12 | 2 | 8 | 12 | 2 | 15 | 11 | 2 | 8 | 13 | 2 | 19 | 10 | E | 9 | 5 | A | 7 | 14 | A | 7 | 12 | A | 7 | 88 | A | 7 | 987 | E | 9 | 0 | A | 7 | 0 | A | 7 | 11300 | B | 7 | 77777 | A | 7 | 2.1 | E | 8 | 0.139 | F | 8 | 0.15 | F | 8 | 0 | 1 | D | 9 | 17 | C | 8
[26 empty] | 3589300% | 20:00 | 0 | 0 | 0 | 2 | 0 | 0 | 2 | 0 | 0 | 2 | 0 | 0 | 2 | 0 | 0 | 2 | 0 | 0 | 2 | 0 | 0 | 2 | 0 | 10 | E | 9 | 5 | A | 7 | 13 | A | 7 | 11 | A | 7 | 88 | A | 7 | 987 | E | 9 | 70 | A | 7 | 2.6 | A | 7 | 11300 | B | 7 | 77777 | A | 7 | 2.2 | E | 8 | 0.139 | F | 8 | 0.15 | F | 8 | 0 | 1 | D | 9 | 10 | C | 8
[26 empty] | 3589300% | 21:00 | 0 | 0 | 0 | 2 | 0 | 0 | 2 | 0 | 0 | 2 | 0 | 0 | 2 | 0 | 0 | 2 | 0 | 0 | 2 | 0 | 0 | 2 | 0 | 10 | E | 9 | 9 | A | 7 | 13 | A | 7 | 12 | A | 7 | 94 | A | 7 | 987 | E | 9 | 360 | A | 7 | 3.6 | A | 7 | 4800 | B | 7 | 2700 | A | 7 | 2.2 | E | 8 | 0.139 | F | 8 | 0.15 | F | 8 | 0 | 1 | D | 9 | 10 | C | 8
[26 empty] | 3589300% | 22:00 | 0 | 0 | 0 | 2 | 0 | 0 | 2 | 0 | 0 | 2 | 0 | 0 | 2 | 0 | 0 | 2 | 0 | 0 | 2 | 0 | 0 | 2 | 0 | 10 | B | 8 | 9 | B | 8 | 12.5 | B | 8 | 10.9 | E | 9 | 90 | A | 7 | 987 | E | 9 | 10 | B | 8 | 3.7 | B | 8 | 4800 | C | 8 | 2531 | B | 8 | 2.2 | E | 8 | 0.139 | F | 8 | 0.15 | F | 8 | 0 | 1 | D | 9 | 10 | C | 8
[26 empty] | 3589300% | 23:00 | 0 | 0 | 0 | 2 | 0 | 0 | 2 | 0 | 0 | 2 | 0 | 0 | 2 | 0 | 0 | 2 | 0 | 0 | 2 | 0 | 0 | 2 | 0 | 10 | B | 8 | 9 | B | 8 | 12.4 | B | 8 | 10.8 | E | 9 | 90 | A | 7 | 987 | E | 9 | 20 | B | 8 | 3.7 | B | 8 | 4800 | C | 8 | 2363 | B | 8 | 2.2 | E | 8 | 0.139 | F | 8 | 0.15 | F | 8 | 0 | 1 | D | 9 | 10 | C | 8
[26 empty] | 3589300% | 24:00 | 0 | 0 | 0 | 2 | 0 | 0 | 2 | 0 | 0 | 2 | 0 | 0 | 2 | 0 | 0 | 2 | 0 | 0 | 2 | 0 | 0 | 2 | 0 | 10 | B | 8 | 9 | B | 8 | 12.1 | B | 8 | 10.7 | E | 9 | 91 | A | 7 | 987 | E | 9 | 30 | B | 8 | 3.8 | B | 8 | 4800 | C | 8 | 2194 | B | 8 | 2.2 | E | 8 | 0.139 | F | 8 | 0.15 | F | 8 | 0 | 1 | D | 9 | 10 | C | 8
[26 empty] | 3589400% | 1:00 | 0 | 0 | 0 | 2 | 0 | 0 | 2 | 0 | 0 | 2 | 0 | 0 | 2 | 0 | 0 | 2 | 0 | 0 | 2 | 0 | 0 | 2 | 0 | 10 | B | 8 | 10 | B | 8 | 11.6 | B | 8 | 11.6 | E | 9 | 100 | A | 7 | 987 | E | 9 | 40 | B | 8 | 3.9 | B | 8 | 4800 | C | 8 | 2025 | B | 8 | 2.3 | E | 8 | 0.141 | F | 8 | 0.15 | F | 8 | 0 | 1 | D | 9 | 10 | C | 8
[26 empty] | 3589400% | 2:00 | 0 | 0 | 0 | 2 | 0 | 0 | 2 | 0 | 0 | 2 | 0 | 0 | 2 | 0 | 0 | 2 | 0 | 0 | 2 | 0 | 0 | 2 | 0 | 10 | B | 8 | 10 | B | 8 | 11.5 | B | 8 | 11.5 | E | 9 | 100 | A | 7 | 987 | E | 9 | 40 | B | 8 | 3.9 | B | 8 | 4800 | C | 8 | 1856 | B | 8 | 2.3 | E | 8 | 0.141 | F | 8 | 0.15 | F | 8 | 0 | 1 | D | 9 | 10 | C | 8
[26 empty] | 3589400% | 3:00 | 0 | 0 | 0 | 2 | 0 | 0 | 2 | 0 | 0 | 2 | 0 | 0 | 2 | 0 | 0 | 2 | 0 | 0 | 2 | 0 | 0 | 2 | 0 | 10 | B | 8 | 10 | B | 8 | 11.4 | B | 8 | 11.4 | E | 9 | 100 | A | 7 | 987 | E | 9 | 50 | B | 8 | 4 | B | 8 | 4800 | C | 8 | 1688 | B | 8 | 2.3 | E | 8 | 0.141 | F | 8 | 0.15 | F | 8 | 0 | 1 | D | 9 | 10 | C | 8
[26 empty] | 3589400% | 4:00 | 0 | 0 | 0 | 2 | 0 | 0 | 2 | 0 | 0 | 2 | 0 | 0 | 2 | 0 | 0 | 2 | 0 | 0 | 2 | 0 | 0 | 2 | 0 | 10 | B | 8 | 10 | B | 8 | 11.2 | B | 8 | 11.2 | E | 9 | 100 | A | 7 | 987 | E | 9 | 60 | B | 8 | 4 | B | 8 | 4800 | C | 8 | 1519 | B | 8 | 2.3 | E | 8 | 0.141 | F | 8 | 0.15 | F | 8 | 0 | 1 | D | 9 | 10 | C | 8
[26 empty] | 3589400% | 5:00 | 0 | 0 | 0 | 2 | 0 | 0 | 2 | 0 | 0 | 2 | 0 | 0 | 2 | 0 | 0 | 2 | 0 | 0 | 2 | 0 | 0 | 2 | 0 | 10 | E | 9 | 10 | A | 7 | 11 | A | 7 | 11 | E | 9 | 100 | A | 7 | 987 | E | 9 | 70 | A | 7 | 4.1 | A | 7 | 4800 | B | 7 | 1350 | A | 7 | 2.3 | E | 8 | 0.141 | F | 8 | 0.15 | F | 8 | 0 | 1 | D | 9 | 10 | C | 8
[26 empty] | 3589400% | 6:00 | 8 | 352 | 0 | 2 | 8 | 0 | 2 | 15 | 0 | 2 | 8 | 0 | 2 | 8 | 0 | 2 | 15 | 0 | 2 | 8 | 0 | 2 | 19 | 10 | E | 9 | 10 | A | 7 | 12 | A | 7 | 11 | A | 7 | 94 | A | 7 | 987 | E | 9 | 70 | A | 7 | 5.1 | A | 7 | 1600 | B | 7 | 1500 | A | 7 | 2.4 | E | 8 | 0.141 | F | 8 | 0.15 | F | 8 | 0 | 1 | D | 9 | 10 | C | 8
[26 empty] | 3589400% | 7:00 | 197 | 1362 | 24 | 2 | 8 | 0 | 2 | 15 | 24 | 2 | 8 | 28 | 2 | 8 | 0 | 2 | 15 | 28 | 2 | 8 | 94 | 2 | 19 | 10 | E | 9 | 10 | A | 7 | 11 | A | 7 | 10 | A | 7 | 94 | A | 7 | 987 | E | 9 | 70 | A | 7 | 6.2 | A | 7 | 3200 | B | 7 | 750 | A | 7 | 2.4 | E | 8 | 0.141 | F | 8 | 0.15 | F | 8 | 0 | 1 | D | 9 | 10 | C | 8
[26 empty] | 3589400% | 8:00 | 460 | 1362 | 67 | 2 | 8 | 0 | 2 | 15 | 67 | 2 | 8 | 79 | 2 | 8 | 0 | 2 | 15 | 79 | 2 | 8 | 285 | 2 | 19 | 10 | E | 9 | 10 | A | 7 | 9 | A | 7 | 8 | A | 7 | 93 | A | 7 | 987 | E | 9 | 90 | A | 7 | 6.2 | A | 7 | 3200 | B | 7 | 240 | A | 7 | 2.3 | E | 8 | 0.141 | F | 8 | 0.15 | F | 8 | 0 | 1 | D | 9 | 10 | C | 8
[26 empty] | 3589400% | 9:00 | 701 | 1362 | 80 | 2 | 8 | 0 | 2 | 15 | 80 | 2 | 8 | 98 | 2 | 8 | 0 | 2 | 15 | 98 | 2 | 8 | 385 | 2 | 19 | 10 | E | 9 | 10 | A | 7 | 8 | A | 7 | 6 | A | 7 | 87 | A | 7 | 987 | E | 9 | 90 | A | 7 | 6.2 | A | 7 | 2400 | B | 7 | 240 | A | 7 | 2.3 | E | 8 | 0.141 | F | 8 | 0.15 | F | 8 | 0 | 1 | D | 9 | 10 | C | 8
[26 empty] | 3589400% | 10:00 | 902 | 1362 | 102 | 2 | 8 | 0 | 2 | 15 | 102 | 2 | 8 | 127 | 2 | 8 | 0 | 2 | 15 | 127 | 2 | 8 | 522 | 2 | 19 | 10 | E | 9 | 10 | A | 7 | 8 | A | 7 | 7 | A | 7 | 93 | A | 7 | 987 | E | 9 | 90 | A | 7 | 5.1 | A | 7 | 4000 | B | 7 | 240 | A | 7 | 2.3 | E | 8 | 0.141 | F | 8 | 0.15 | F | 8 | 0 | 1 | D | 9 | 10 | C | 8
[26 empty] | 3589400% | 11:00 | 1050 | 1362 | 125 | 2 | 8 | 0 | 2 | 15 | 125 | 2 | 8 | 156 | 2 | 8 | 0 | 2 | 15 | 156 | 2 | 8 | 655 | 2 | 19 | 10 | E | 9 | 10 | A | 7 | 8 | A | 7 | 7 | A | 7 | 93 | A | 7 | 987 | E | 9 | 90 | A | 7 | 5.1 | A | 7 | 3200 | B | 7 | 300 | A | 7 | 2.2 | E | 8 | 0.141 | F | 8 | 0.15 | F | 8 | 0 | 1 | D | 9 | 10 | C | 8
[26 empty] | 3589400% | 12:00 | 1135 | 1362 | 140 | 2 | 8 | 0 | 2 | 15 | 140 | 2 | 8 | 176 | 2 | 8 | 0 | 2 | 15 | 176 | 2 | 8 | 735 | 2 | 19 | 10 | E | 9 | 10 | A | 7 | 9 | A | 7 | 7 | A | 7 | 87 | A | 7 | 987 | E | 9 | 80 | A | 7 | 5.1 | A | 7 | 3200 | B | 7 | 360 | A | 7 | 2.2 | E | 8 | 0.141 | F | 8 | 0.15 | F | 8 | 0 | 1 | D | 9 | 10 | C | 8
[26 empty] | 3589400% | 13:00 | 1149 | 1362 | 138 | 2 | 8 | 0 | 2 | 15 | 138 | 2 | 8 | 174 | 2 | 8 | 0 | 2 | 15 | 174 | 2 | 8 | 726 | 2 | 19 | 10 | E | 9 | 10 | A | 7 | 8 | A | 7 | 7 | A | 7 | 93 | A | 7 | 987 | E | 9 | 50 | A | 7 | 4.1 | A | 7 | 2400 | B | 7 | 300 | A | 7 | 2.2 | E | 8 | 0.141 | F | 8 | 0.15 | F | 8 | 0 | 1 | D | 9 | 63 | C | 8
[26 empty] | 3589400% | 14:00 | 1094 | 1362 | 135 | 2 | 8 | 0 | 2 | 15 | 135 | 2 | 8 | 169 | 2 | 8 | 0 | 2 | 15 | 169 | 2 | 8 | 708 | 2 | 19 | 10 | E | 9 | 10 | A | 7 | 7 | A | 7 | 5 | A | 7 | 87 | A | 7 | 987 | E | 9 | 330 | A | 7 | 7.7 | A | 7 | 2400 | B | 7 | 120 | A | 7 | 2.1 | E | 8 | 0.141 | F | 8 | 0.15 | F | 8 | 0 | 1 | D | 9 | 10 | C | 8
[26 empty] | 3589400% | 15:00 | 972 | 1362 | 115 | 2 | 8 | 0 | 2 | 15 | 115 | 2 | 8 | 143 | 2 | 8 | 0 | 2 | 15 | 143 | 2 | 8 | 595 | 2 | 19 | 10 | E | 9 | 10 | A | 7 | 7 | A | 7 | 6 | A | 7 | 93 | A | 7 | 987 | E | 9 | 10 | A | 7 | 6.7 | A | 7 | 8000 | B | 7 | 1500 | A | 7 | 2.1 | E | 8 | 0.141 | F | 8 | 0.15 | F | 8 | 0 | 1 | D | 9 | 10 | C | 8
[26 empty] | 3589400% | 16:00 | 792 | 1362 | 267 | 2 | 8 | 53 | 2 | 15 | 236 | 2 | 8 | 294 | 2 | 8 | 53 | 2 | 15 | 263 | 2 | 8 | 762 | 2 | 19 | 10 | E | 9 | 9 | A | 7 | 8 | A | 7 | 4 | A | 7 | 76 | A | 7 | 987 | E | 9 | 20 | A | 7 | 6.7 | A | 7 | 24100 | B | 7 | 360 | A | 7 | 2 | E | 8 | 0.141 | F | 8 | 0.15 | F | 8 | 0 | 1 | D | 9 | 10 | C | 8
[26 empty] | 3589400% | 17:00 | 566 | 1362 | 330 | 2 | 8 | 284 | 2 | 15 | 212 | 2 | 8 | 345 | 2 | 8 | 282 | 2 | 15 | 227 | 2 | 8 | 478 | 2 | 19 | 10 | E | 9 | 9 | A | 7 | 8 | A | 7 | 4 | A | 7 | 76 | A | 7 | 987 | E | 9 | 20 | A | 7 | 5.1 | A | 7 | 24100 | B | 7 | 2400 | A | 7 | 2 | E | 8 | 0.141 | F | 8 | 0.15 | F | 8 | 0 | 1 | D | 9 | 10 | C | 8
[26 empty] | 3589400% | 18:00 | 310 | 1362 | 36 | 2 | 8 | 0 | 2 | 15 | 36 | 2 | 8 | 43 | 2 | 8 | 0 | 2 | 15 | 43 | 2 | 8 | 148 | 2 | 19 | 10 | E | 9 | 9 | A | 7 | 7 | A | 7 | 4 | A | 7 | 81 | A | 7 | 987 | E | 9 | 20 | A | 7 | 6.7 | A | 7 | 24100 | B | 7 | 2400 | A | 7 | 2 | E | 8 | 0.141 | F | 8 | 0.15 | F | 8 | 0 | 1 | D | 9 | 10 | C | 8
[26 empty] | 3589400% | 19:00 | 60 | 942 | 10 | 2 | 8 | 31 | 2 | 15 | 9 | 2 | 8 | 13 | 2 | 8 | 11 | 2 | 15 | 12 | 2 | 8 | 14 | 2 | 19 | 5 | E | 9 | 5 | A | 7 | 6 | A | 7 | 3 | A | 7 | 81 | A | 7 | 987 | E | 9 | 30 | A | 7 | 4.1 | A | 7 | 24100 | B | 7 | 77777 | A | 7 | 1.9 | E | 8 | 0.141 | F | 8 | 0.15 | F | 8 | 0 | 1 | D | 9 | 10 | C | 8
[26 empty] | 3589400% | 20:00 | 0 | 0 | 0 | 2 | 0 | 0 | 2 | 0 | 0 | 2 | 0 | 0 | 2 | 0 | 0 | 2 | 0 | 0 | 2 | 0 | 0 | 2 | 0 | 10 | E | 9 | 10 | A | 7 | 7 | A | 7 | 3 | A | 7 | 76 | A | 7 | 987 | E | 9 | 40 | A | 7 | 3.1 | A | 7 | 24100 | B | 7 | 1500 | A | 7 | 1.9 | E | 8 | 0.141 | F | 8 | 0.15 | F | 8 | 0 | 1 | D | 9 | 10 | C | 8
[26 empty] | 3589400% | 21:00 | 0 | 0 | 0 | 2 | 0 | 0 | 2 | 0 | 0 | 2 | 0 | 0 | 2 | 0 | 0 | 2 | 0 | 0 | 2 | 0 | 0 | 2 | 0 | 10 | E | 9 | 10 | A | 7 | 6 | A | 7 | 3 | A | 7 | 81 | A | 7 | 987 | E | 9 | 20 | A | 7 | 2.6 | A | 7 | 24100 | B | 7 | 1500 | A | 7 | 1.9 | E | 8 | 0.141 | F | 8 | 0.15 | F | 8 | 0 | 1 | D | 9 | 10 | C | 8
[26 empty] | 3589400% | 22:00 | 0 | 0 | 0 | 2 | 0 | 0 | 2 | 0 | 0 | 2 | 0 | 0 | 2 | 0 | 0 | 2 | 0 | 0 | 2 | 0 | 0 | 2 | 0 | 10 | B | 8 | 10 | B | 8 | 5.5 | B | 8 | 3.7 | E | 9 | 88 | A | 7 | 987 | E | 9 | 20 | B | 8 | 2.6 | B | 8 | 22500 | C | 8 | 1444 | B | 8 | 1.8 | E | 8 | 0.141 | F | 8 | 0.15 | F | 8 | 0 | 1 | D | 9 | 61 | C | 8
[26 empty] | 3589400% | 23:00 | 0 | 0 | 0 | 2 | 0 | 0 | 2 | 0 | 0 | 2 | 0 | 0 | 2 | 0 | 0 | 2 | 0 | 0 | 2 | 0 | 0 | 2 | 0 | 10 | B | 8 | 10 | B | 8 | 5.4 | B | 8 | 3.9 | E | 9 | 90 | A | 7 | 987 | E | 9 | 20 | B | 8 | 2.6 | B | 8 | 20900 | C | 8 | 1388 | B | 8 | 1.8 | E | 8 | 0.141 | F | 8 | 0.15 | F | 8 | 0 | 1 | D | 9 | 61 | C | 8
[26 empty] | 3589400% | 24:00 | 0 | 0 | 0 | 2 | 0 | 0 | 2 | 0 | 0 | 2 | 0 | 0 | 2 | 0 | 0 | 2 | 0 | 0 | 2 | 0 | 0 | 2 | 0 | 10 | B | 8 | 10 | B | 8 | 5.1 | B | 8 | 4 | E | 9 | 93 | A | 7 | 987 | E | 9 | 20 | B | 8 | 2.6 | B | 8 | 19300 | C | 8 | 1331 | B | 8 | 1.7 | E | 8 | 0.141 | F | 8 | 0.15 | F | 8 | 0 | 1 | D | 9 | 61 | C | 8
[26 empty] | 3589500% | 1:00 | 0 | 0 | 0 | 2 | 0 | 0 | 2 | 0 | 0 | 2 | 0 | 0 | 2 | 0 | 0 | 2 | 0 | 0 | 2 | 0 | 0 | 2 | 0 | 10 | B | 8 | 10 | B | 8 | 4.6 | B | 8 | 3.7 | E | 9 | 94 | A | 7 | 987 | E | 9 | 20 | B | 8 | 2.6 | B | 8 | 17700 | C | 8 | 1275 | B | 8 | 1.7 | E | 8 | 0.142 | F | 8 | 0.15 | F | 8 | 0 | 1 | D | 9 | 61 | C | 8
[26 empty] | 3589500% | 2:00 | 0 | 0 | 0 | 2 | 0 | 0 | 2 | 0 | 0 | 2 | 0 | 0 | 2 | 0 | 0 | 2 | 0 | 0 | 2 | 0 | 0 | 2 | 0 | 10 | B | 8 | 10 | B | 8 | 4.5 | B | 8 | 3.3 | E | 9 | 92 | A | 7 | 987 | E | 9 | 10 | B | 8 | 2.6 | B | 8 | 16100 | C | 8 | 1219 | B | 8 | 1.7 | E | 8 | 0.142 | F | 8 | 0.15 | F | 8 | 0 | 1 | D | 9 | 61 | C | 8
[26 empty] | 3589500% | 3:00 | 0 | 0 | 0 | 2 | 0 | 0 | 2 | 0 | 0 | 2 | 0 | 0 | 2 | 0 | 0 | 2 | 0 | 0 | 2 | 0 | 0 | 2 | 0 | 10 | B | 8 | 10 | B | 8 | 4.4 | B | 8 | 3 | E | 9 | 91 | A | 7 | 987 | E | 9 | 10 | B | 8 | 2.6 | B | 8 | 14500 | C | 8 | 1163 | B | 8 | 1.6 | E | 8 | 0.142 | F | 8 | 0.15 | F | 8 | 0 | 1 | D | 9 | 61 | C | 8
[26 empty] | 3589500% | 4:00 | 0 | 0 | 0 | 2 | 0 | 0 | 2 | 0 | 0 | 2 | 0 | 0 | 2 | 0 | 0 | 2 | 0 | 0 | 2 | 0 | 0 | 2 | 0 | 10 | B | 8 | 10 | B | 8 | 4.2 | B | 8 | 4.2 | E | 9 | 100 | A | 7 | 987 | E | 9 | 10 | B | 8 | 2.6 | B | 8 | 12900 | C | 8 | 1106 | B | 8 | 1.6 | E | 8 | 0.142 | F | 8 | 0.15 | F | 8 | 0 | 1 | D | 9 | 61 | C | 8
[26 empty] | 3589500% | 5:00 | 0 | 0 | 0 | 2 | 0 | 0 | 2 | 0 | 0 | 2 | 0 | 0 | 2 | 0 | 0 | 2 | 0 | 0 | 2 | 0 | 0 | 2 | 0 | 10 | E | 9 | 10 | A | 7 | 4 | A | 7 | 4 | E | 9 | 100 | A | 7 | 987 | E | 9 | 10 | A | 7 | 2.6 | A | 7 | 11300 | B | 7 | 1050 | A | 7 | 1.6 | E | 8 | 0.142 | F | 8 | 0.15 | F | 8 | 0 | 1 | D | 9 | 61 | C | 8
[26 empty] | 3589500% | 6:00 | 10 | 397 | 0 | 2 | 8 | 0 | 2 | 15 | 0 | 2 | 8 | 0 | 2 | 8 | 0 | 2 | 15 | 0 | 2 | 8 | 0 | 2 | 19 | 10 | E | 9 | 10 | A | 7 | 4 | A | 7 | 4 | A | 7 | 100 | A | 7 | 987 | E | 9 | 340 | B | 8 | 1.5 | A | 7 | 8000 | B | 7 | 900 | A | 7 | 1.5 | E | 8 | 0.142 | F | 8 | 0.15 | F | 8 | 0 | 1 | D | 9 | 10 | C | 8
[26 empty] | 3589500% | 7:00 | 203 | 1362 | 81 | 2 | 8 | 54 | 2 | 15 | 73 | 2 | 8 | 88 | 2 | 8 | 41 | 2 | 15 | 82 | 2 | 8 | 163 | 2 | 19 | 10 | E | 9 | 10 | A | 7 | 5 | A | 7 | 4 | A | 7 | 93 | A | 7 | 987 | E | 9 | 310 | B | 8 | 2.6 | A | 7 | 8000 | B | 7 | 1170 | A | 7 | 1.5 | E | 8 | 0.142 | F | 8 | 0.15 | F | 8 | 0 | 1 | D | 9 | 10 | C | 8
[26 empty] | 3589500% | 8:00 | 466 | 1362 | 118 | 2 | 8 | 0 | 2 | 15 | 118 | 2 | 8 | 134 | 2 | 8 | 0 | 2 | 15 | 134 | 2 | 8 | 447 | 2 | 19 | 5 | E | 9 | 5 | A | 7 | 5.5 | B | 8 | 4.1 | B | 8 | 91 | A | 7 | 987 | E | 9 | 280 | A | 7 | 2.1 | A | 7 | 16100 | B | 7 | 77777 | A | 7 | 1.4 | E | 8 | 0.142 | F | 8 | 0.15 | F | 8 | 0 | 1 | D | 9 | 10 | C | 8
[26 empty] | 3589500% | 9:00 | 707 | 1362 | 234 | 2 | 8 | 18 | 2 | 15 | 225 | 2 | 8 | 265 | 2 | 8 | 16 | 2 | 15 | 257 | 2 | 8 | 877 | 2 | 19 | 10 | E | 9 | 10 | A | 7 | 6 | A | 7 | 4 | A | 7 | 87 | A | 7 | 987 | E | 9 | 300 | B | 8 | 1.5 | A | 7 | 16100 | B | 7 | 1800 | A | 7 | 1.4 | E | 8 | 0.142 | F | 8 | 0.15 | F | 8 | 0 | 1 | D | 9 | 10 | C | 8
[26 empty] | 3589500% | 10:00 | 907 | 1362 | 333 | 2 | 8 | 43 | 2 | 15 | 304 | 2 | 8 | 366 | 2 | 8 | 44 | 2 | 15 | 337 | 2 | 8 | 1036 | 2 | 19 | 10 | E | 9 | 9 | A | 7 | 8 | A | 7 | 3 | A | 7 | 71 | A | 7 | 987 | E | 9 | 310 | A | 7 | 2.6 | A | 7 | 16100 | B | 7 | 690 | A | 7 | 1.4 | E | 8 | 0.142 | F | 8 | 0.15 | F | 8 | 0 | 1 | D | 9 | 10 | C | 8
[26 empty] | 3589500% | 11:00 | 1055 | 1362 | 579 | 2 | 8 | 242 | 2 | 15 | 391 | 2 | 8 | 632 | 2 | 8 | 257 | 2 | 15 | 432 | 2 | 8 | 1336 | 2 | 19 | 10 | E | 9 | 9 | A | 7 | 9 | A | 7 | 2 | A | 7 | 61 | A | 7 | 987 | E | 9 | 350 | A | 7 | 2.6 | A | 7 | 16100 | B | 7 | 600 | A | 7 | 1.4 | E | 8 | 0.142 | F | 8 | 0.15 | F | 8 | 0 | 1 | D | 9 | 10 | C | 8
[26 empty] | 3589500% | 12:00 | 1139 | 1362 | 652 | 2 | 8 | 301 | 2 | 15 | 400 | 2 | 8 | 708 | 2 | 8 | 326 | 2 | 15 | 434 | 2 | 8 | 1587 | 2 | 19 | 10 | E | 9 | 10 | A | 7 | 11 | A | 7 | 2 | A | 7 | 54 | A | 7 | 987 | E | 9 | 320 | A | 7 | 2.6 | A | 7 | 16100 | B | 7 | 990 | A | 7 | 1.3 | E | 8 | 0.142 | F | 8 | 0.15 | F | 8 | 0 | 1 | D | 9 | 10 | C | 8
[26 empty] | 3589500% | 13:00 | 1153 | 1362 | 724 | 2 | 8 | 426 | 2 | 15 | 362 | 2 | 8 | 764 | 2 | 8 | 444 | 2 | 15 | 387 | 2 | 8 | 1562 | 2 | 19 | 10 | E | 9 | 9 | A | 7 | 12 | A | 7 | 2 | A | 7 | 50 | A | 7 | 987 | E | 9 | 340 | B | 8 | 1.5 | A | 7 | 10000 | B | 7 | 1350 | A | 7 | 1.3 | E | 8 | 0.142 | F | 8 | 0.15 | F | 8 | 0 | 1 | D | 9 | 10 | C | 8
[26 empty] | 3589500% | 14:00 | 1098 | 1362 | 781 | 2 | 8 | 604 | 2 | 15 | 293 | 2 | 8 | 836 | 2 | 8 | 630 | 2 | 15 | 327 | 2 | 8 | 1084 | 2 | 19 | 5 | E | 9 | 5 | A | 7 | 12 | A | 7 | 2 | A | 7 | 50 | A | 7 | 987 | E | 9 | 360 | A | 7 | 2.6 | A | 7 | 16100 | B | 7 | 77777 | A | 7 | 1.3 | E | 8 | 0.142 | F | 8 | 0.15 | F | 8 | 0 | 1 | D | 9 | 10 | C | 8
[26 empty] | 3589500% | 15:00 | 976 | 1362 | 729 | 2 | 8 | 744 | 2 | 15 | 194 | 2 | 8 | 765 | 2 | 8 | 752 | 2 | 15 | 225 | 2 | 8 | 554 | 2 | 19 | 5 | B | 8 | 5 | B | 8 | 14 | A | 7 | 0 | A | 7 | 38 | A | 7 | 987 | E | 9 | 350 | A | 7 | 3.1 | A | 7 | 20100 | C | 8 | 77777 | B | 8 | 1.2 | E | 8 | 0.142 | F | 8 | 0.15 | F | 8 | 0 | 1 | D | 9 | 10 | C | 8
[26 empty] | 3589500% | 16:00 | 795 | 1362 | 533 | 2 | 8 | 614 | 2 | 15 | 174 | 2 | 8 | 552 | 2 | 8 | 609 | 2 | 15 | 196 | 2 | 8 | 390 | 2 | 19 | 5 | E | 9 | 5 | A | 7 | 14 | A | 7 | -1 | A | 7 | 35 | A | 7 | 987 | E | 9 | 320 | A | 7 | 3.1 | A | 7 | 24100 | B | 7 | 77777 | A | 7 | 1.2 | E | 8 | 0.142 | F | 8 | 0.15 | F | 8 | 0 | 1 | D | 9 | 10 | C | 8
[26 empty] | 3589500% | 17:00 | 570 | 1362 | 357 | 2 | 8 | 580 | 2 | 15 | 114 | 2 | 8 | 369 | 2 | 8 | 551 | 2 | 15 | 138 | 2 | 8 | 221 | 2 | 19 | 5 | E | 9 | 5 | A | 7 | 13 | A | 7 | -4 | A | 7 | 29 | A | 7 | 987 | E | 9 | 360 | A | 7 | 5.1 | A | 7 | 24100 | B | 7 | 77777 | A | 7 | 1.2 | E | 8 | 0.142 | F | 8 | 0.15 | F | 8 | 0 | 1 | D | 9 | 10 | C | 8
[26 empty] | 3589500% | 18:00 | 314 | 1362 | 172 | 2 | 8 | 455 | 2 | 15 | 67 | 2 | 8 | 175 | 2 | 8 | 364 | 2 | 15 | 91 | 2 | 8 | 118 | 2 | 19 | 5 | E | 9 | 5 | A | 7 | 12 | A | 7 | -3 | A | 7 | 34 | A | 7 | 987 | E | 9 | 350 | A | 7 | 2.6 | A | 7 | 24100 | B | 7 | 77777 | A | 7 | 1.1 | E | 8 | 0.142 | F | 8 | 0.15 | F | 8 | 0 | 1 | D | 9 | 10 | C | 8
[26 empty] | 3589500% | 19:00 | 62 | 965 | 12 | 2 | 8 | 84 | 2 | 15 | 9 | 2 | 8 | 16 | 2 | 8 | 42 | 2 | 15 | 13 | 2 | 8 | 18 | 2 | 19 | 5 | E | 9 | 5 | A | 7 | 11 | A | 7 | -3 | A | 7 | 36 | A | 7 | 987 | E | 9 | 10 | A | 7 | 2.6 | A | 7 | 24100 | B | 7 | 77777 | A | 7 | 1.1 | E | 8 | 0.142 | F | 8 | 0.15 | F | 8 | 0 | 1 | D | 9 | 10 | C | 8
[26 empty] | 3589500% | 20:00 | 0 | 0 | 0 | 2 | 0 | 0 | 2 | 0 | 0 | 2 | 0 | 0 | 2 | 0 | 0 | 2 | 0 | 0 | 2 | 0 | 0 | 2 | 0 | 3 | E | 9 | 3 | A | 7 | 9 | A | 7 | -3 | A | 7 | 41 | A | 7 | 987 | E | 9 | 0 | A | 7 | 0 | A | 7 | 24100 | B | 7 | 77777 | A | 7 | 1.1 | E | 8 | 0.142 | F | 8 | 0.15 | F | 8 | 0 | 1 | D | 9 | 10 | C | 8
[26 empty] | 3589500% | 21:00 | 0 | 0 | 0 | 2 | 0 | 0 | 2 | 0 | 0 | 2 | 0 | 0 | 2 | 0 | 0 | 2 | 0 | 0 | 2 | 0 | 0 | 2 | 0 | 3 | B | 8 | 3 | B | 8 | 8 | B | 8 | -2.7 | E | 9 | 46 | A | 7 | 987 | E | 9 | 0 | B | 8 | 0 | B | 8 | 23211 | C | 8 | 77777 | B | 8 | 1 | E | 8 | 0.142 | F | 8 | 0.15 | F | 8 | 0 | 1 | D | 9 | 10 | C | 8
[26 empty] | 3589500% | 22:00 | 0 | 0 | 0 | 2 | 0 | 0 | 2 | 0 | 0 | 2 | 0 | 0 | 2 | 0 | 0 | 2 | 0 | 0 | 2 | 0 | 0 | 2 | 0 | 2 | B | 8 | 2 | B | 8 | 6.9 | B | 8 | -2.4 | E | 9 | 50 | A | 7 | 987 | E | 9 | 0 | B | 8 | 0 | B | 8 | 22322 | C | 8 | 77777 | B | 8 | 1 | E | 8 | 0.142 | F | 8 | 0.15 | F | 8 | 0 | 1 | D | 9 | 10 | C | 8
[26 empty] | 3589500% | 23:00 | 0 | 0 | 0 | 2 | 0 | 0 | 2 | 0 | 0 | 2 | 0 | 0 | 2 | 0 | 0 | 2 | 0 | 0 | 2 | 0 | 0 | 2 | 0 | 2 | B | 8 | 2 | B | 8 | 6.2 | B | 8 | -4.1 | E | 9 | 46 | A | 7 | 987 | E | 9 | 0 | B | 8 | 0 | B | 8 | 21433 | C | 8 | 77777 | B | 8 | 1 | E | 8 | 0.142 | F | 8 | 0.15 | F | 8 | 0 | 1 | D | 9 | 10 | C | 8
[26 empty] | 3589500% | 24:00 | 0 | 0 | 0 | 2 | 0 | 0 | 2 | 0 | 0 | 2 | 0 | 0 | 2 | 0 | 0 | 2 | 0 | 0 | 2 | 0 | 0 | 2 | 0 | 2 | B | 8 | 2 | B | 8 | 5.2 | B | 8 | -2.8 | E | 9 | 55 | A | 7 | 987 | E | 9 | 0 | B | 8 | 0 | B | 8 | 20544 | C | 8 | 77777 | B | 8 | 0.9 | E | 8 | 0.142 | F | 8 | 0.15 | F | 8 | 0 | 1 | D | 9 | 10 | C | 8
[26 empty] | 3589600% | 1:00 | 0 | 0 | 0 | 2 | 0 | 0 | 2 | 0 | 0 | 2 | 0 | 0 | 2 | 0 | 0 | 2 | 0 | 0 | 2 | 0 | 0 | 2 | 0 | 1 | B | 8 | 1 | B | 8 | 4.1 | B | 8 | -3.5 | E | 9 | 56 | A | 7 | 987 | E | 9 | 0 | B | 8 | 0 | B | 8 | 19655 | C | 8 | 77777 | B | 8 | 0.9 | E | 8 | 0.143 | F | 8 | 0.15 | F | 8 | 0 | 1 | D | 9 | 10 | C | 8
[26 empty] | 3589600% | 2:00 | 0 | 0 | 0 | 2 | 0 | 0 | 2 | 0 | 0 | 2 | 0 | 0 | 2 | 0 | 0 | 2 | 0 | 0 | 2 | 0 | 0 | 2 | 0 | 1 | B | 8 | 1 | B | 8 | 3.4 | B | 8 | -5.2 | E | 9 | 51 | A | 7 | 987 | E | 9 | 0 | B | 8 | 0 | B | 8 | 18766 | C | 8 | 77777 | B | 8 | 0.9 | E | 8 | 0.143 | F | 8 | 0.15 | F | 8 | 0 | 1 | D | 9 | 10 | C | 8
[26 empty] | 3589600% | 3:00 | 0 | 0 | 0 | 2 | 0 | 0 | 2 | 0 | 0 | 2 | 0 | 0 | 2 | 0 | 0 | 2 | 0 | 0 | 2 | 0 | 0 | 2 | 0 | 1 | B | 8 | 1 | B | 8 | 2.6 | B | 8 | -6.9 | E | 9 | 46 | A | 7 | 987 | E | 9 | 0 | B | 8 | 0 | B | 8 | 17877 | C | 8 | 77777 | B | 8 | 0.9 | E | 8 | 0.143 | F | 8 | 0.15 | F | 8 | 0 | 1 | D | 9 | 10 | C | 8
[26 empty] | 3589600% | 4:00 | 0 | 0 | 0 | 2 | 0 | 0 | 2 | 0 | 0 | 2 | 0 | 0 | 2 | 0 | 0 | 2 | 0 | 0 | 2 | 0 | 0 | 2 | 0 | 0 | B | 8 | 0 | B | 8 | 1.8 | B | 8 | -7.6 | E | 9 | 46 | A | 7 | 987 | E | 9 | 0 | B | 8 | 0 | B | 8 | 16988 | C | 8 | 77777 | B | 8 | 0.8 | E | 8 | 0.143 | F | 8 | 0.15 | F | 8 | 0 | 1 | D | 9 | 10 | C | 8
[26 empty] | 3589600% | 5:00 | 0 | 0 | 0 | 2 | 0 | 0 | 2 | 0 | 0 | 2 | 0 | 0 | 2 | 0 | 0 | 2 | 0 | 0 | 2 | 0 | 0 | 2 | 0 | 0 | E | 9 | 0 | E | 9 | 1 | A | 7 | -9.3 | E | 9 | 42 | A | 7 | 987 | E | 9 | 0 | A | 7 | 0 | A | 7 | 16100 | B | 7 | 77777 | A | 7 | 0.8 | E | 8 | 0.143 | F | 8 | 0.15 | F | 8 | 0 | 1 | D | 9 | 10 | C | 8
[26 empty] | 3589600% | 6:00 | 12 | 420 | 0 | 2 | 8 | 0 | 2 | 15 | 0 | 2 | 8 | 0 | 2 | 8 | 0 | 2 | 15 | 0 | 2 | 8 | 0 | 2 | 19 | 0 | E | 9 | 0 | E | 9 | -1 | A | 7 | -6 | A | 7 | 66 | A | 7 | 987 | E | 9 | 0 | A | 7 | 0 | A | 7 | 16100 | B | 7 | 77777 | A | 7 | 0.8 | E | 8 | 0.143 | F | 8 | 0.15 | F | 8 | 0 | 1 | D | 9 | 10 | C | 8
[26 empty] | 3589600% | 7:00 | 210 | 1361 | 112 | 2 | 8 | 191 | 2 | 15 | 83 | 2 | 8 | 115 | 2 | 8 | 122 | 2 | 15 | 96 | 2 | 8 | 172 | 2 | 19 | 0 | E | 9 | 0 | E | 9 | 2 | A | 7 | -4 | A | 7 | 62 | A | 7 | 987 | E | 9 | 0 | A | 7 | 0 | A | 7 | 16100 | B | 7 | 77777 | A | 7 | 0.7 | E | 8 | 0.143 | F | 8 | 0.15 | F | 8 | 0 | 1 | D | 9 | 10 | C | 8
[26 empty] | 3589600% | 8:00 | 472 | 1361 | 295 | 2 | 8 | 491 | 2 | 15 | 125 | 2 | 8 | 307 | 2 | 8 | 453 | 2 | 15 | 150 | 2 | 8 | 241 | 2 | 19 | 0 | E | 9 | 0 | E | 9 | 6 | A | 7 | -2 | A | 7 | 55 | A | 7 | 987 | E | 9 | 0 | A | 7 | 0 | A | 7 | 16100 | B | 7 | 77777 | A | 7 | 0.7 | E | 8 | 0.143 | F | 8 | 0.15 | F | 8 | 0 | 1 | D | 9 | 10 | C | 8
[26 empty] | 3589600% | 9:00 | 712 | 1361 | 488 | 2 | 8 | 634 | 2 | 15 | 156 | 2 | 8 | 504 | 2 | 8 | 621 | 2 | 15 | 178 | 2 | 8 | 325 | 2 | 19 | 5 | E | 9 | 5 | A | 7 | 9 | A | 7 | -2 | A | 7 | 45 | A | 7 | 987 | E | 9 | 0 | A | 7 | 0 | A | 7 | 16100 | B | 7 | 77777 | A | 7 | 0.7 | E | 8 | 0.143 | F | 8 | 0.15 | F | 8 | 0 | 1 | D | 9 | 10 | C | 8
[26 empty] | 3589600% | 10:00 | 912 | 1361 | 665 | 2 | 8 | 729 | 2 | 15 | 175 | 2 | 8 | 699 | 2 | 8 | 736 | 2 | 15 | 204 | 2 | 8 | 458 | 2 | 19 | 5 | E | 9 | 5 | A | 7 | 11 | A | 7 | -3 | A | 7 | 36 | A | 7 | 987 | E | 9 | 350 | B | 8 | 2.1 | A | 7 | 32200 | B | 7 | 77777 | A | 7 | 0.7 | E | 8 | 0.143 | F | 8 | 0.15 | F | 8 | 0 | 1 | D | 9 | 10 | C | 8
[26 empty] | 3589600% | 11:00 | 1059 | 1361 | 803 | 2 | 8 | 815 | 2 | 15 | 166 | 2 | 8 | 831 | 2 | 8 | 815 | 2 | 15 | 195 | 2 | 8 | 499 | 2 | 19 | 5 | E | 9 | 5 | A | 7 | 12 | A | 7 | -3 | A | 7 | 34 | A | 7 | 987 | E | 9 | 340 | B | 8 | 2.1 | A | 7 | 32200 | B | 7 | 77777 | A | 7 | 0.7 | E | 8 | 0.143 | F | 8 | 0.15 | F | 8 | 0 | 1 | D | 9 | 10 | C | 8
[26 empty] | 3589600% | 12:00 | 1143 | 1361 | 883 | 2 | 8 | 854 | 2 | 15 | 164 | 2 | 8 | 927 | 2 | 8 | 859 | 2 | 15 | 203 | 2 | 8 | 620 | 2 | 19 | 5 | E | 9 | 5 | A | 7 | 14 | A | 7 | -4 | A | 7 | 27 | A | 7 | 987 | E | 9 | 330 | B | 8 | 3.1 | A | 7 | 32200 | B | 7 | 77777 | A | 7 | 0.8 | E | 8 | 0.143 | F | 8 | 0.15 | F | 8 | 0 | 1 | D | 9 | 10 | C | 8
[26 empty] | 3589600% | 13:00 | 1157 | 1361 | 873 | 2 | 8 | 780 | 2 | 15 | 209 | 2 | 8 | 931 | 2 | 8 | 797 | 2 | 15 | 252 | 2 | 8 | 893 | 2 | 19 | 5 | E | 9 | 5 | A | 7 | 14 | A | 7 | -4 | A | 7 | 27 | A | 7 | 987 | E | 9 | 320 | B | 8 | 2.6 | A | 7 | 32200 | B | 7 | 77777 | A | 7 | 0.8 | E | 8 | 0.143 | F | 8 | 0.15 | F | 8 | 0 | 1 | D | 9 | 10 | C | 8
[26 empty] | 3589600% | 14:00 | 1101 | 1361 | 810 | 2 | 8 | 753 | 2 | 15 | 199 | 2 | 8 | 861 | 2 | 8 | 768 | 2 | 15 | 238 | 2 | 8 | 735 | 2 | 19 | 5 | E | 9 | 5 | A | 7 | 16 | A | 7 | -2 | A | 7 | 28 | A | 7 | 987 | E | 9 | 310 | B | 8 | 2.6 | A | 7 | 32200 | B | 7 | 77777 | A | 7 | 0.8 | E | 8 | 0.143 | F | 8 | 0.15 | F | 8 | 0 | 1 | D | 9 | 10 | C | 8
[26 empty] | 3589600% | 15:00 | 979 | 1361 | 712 | 2 | 8 | 726 | 2 | 15 | 188 | 2 | 8 | 750 | 2 | 8 | 735 | 2 | 15 | 219 | 2 | 8 | 543 | 2 | 19 | 5 | E | 9 | 5 | A | 7 | 16 | A | 7 | -3 | A | 7 | 26 | A | 7 | 987 | E | 9 | 300 | A | 7 | 2.6 | A | 7 | 32200 | B | 7 | 77777 | A | 7 | 0.8 | E | 8 | 0.143 | F | 8 | 0.15 | F | 8 | 0 | 1 | D | 9 | 10 | C | 8
[26 empty] | 3589600% | 16:00 | 799 | 1361 | 545 | 2 | 8 | 608 | 2 | 15 | 187 | 2 | 8 | 582 | 2 | 8 | 622 | 2 | 15 | 216 | 2 | 8 | 432 | 2 | 19 | 5 | E | 9 | 5 | A | 7 | 16 | A | 7 | -3 | A | 7 | 26 | A | 7 | 987 | E | 9 | 330 | A | 7 | 2.6 | A | 7 | 32200 | B | 7 | 77777 | A | 7 | 0.8 | E | 8 | 0.143 | F | 8 | 0.15 | F | 8 | 0 | 1 | D | 9 | 10 | C | 8
[26 empty] | 3589600% | 17:00 | 573 | 1361 | 326 | 2 | 8 | 366 | 2 | 15 | 171 | 2 | 8 | 346 | 2 | 8 | 366 | 2 | 15 | 192 | 2 | 8 | 366 | 2 | 19 | 5 | E | 9 | 5 | A | 7 | 16 | A | 7 | -2 | A | 7 | 28 | A | 7 | 987 | E | 9 | 330 | A | 7 | 2.6 | A | 7 | 32200 | B | 7 | 77777 | A | 7 | 0.8 | E | 8 | 0.143 | F | 8 | 0.15 | F | 8 | 0 | 1 | D | 9 | 10 | C | 8
[26 empty] | 3589600% | 18:00 | 318 | 1361 | 173 | 2 | 8 | 423 | 2 | 15 | 74 | 2 | 8 | 181 | 2 | 8 | 340 | 2 | 15 | 101 | 2 | 8 | 135 | 2 | 19 | 2 | E | 9 | 2 | A | 7 | 15 | A | 7 | -2 | A | 7 | 30 | A | 7 | 987 | E | 9 | 320 | A | 7 | 2.6 | A | 7 | 32200 | B | 7 | 77777 | A | 7 | 0.8 | E | 8 | 0.143 | F | 8 | 0.15 | F | 8 | 0 | 1 | D | 9 | 10 | C | 8
[26 empty] | 3589600% | 19:00 | 65 | 987 | 13 | 2 | 8 | 75 | 2 | 15 | 10 | 2 | 8 | 17 | 2 | 8 | 32 | 2 | 15 | 15 | 2 | 8 | 17 | 2 | 19 | 5 | E | 9 | 5 | A | 7 | 13 | A | 7 | -2 | A | 7 | 35 | A | 7 | 987 | E | 9 | 320 | A | 7 | 2.6 | A | 7 | 32200 | B | 7 | 77777 | A | 7 | 0.8 | E | 8 | 0.143 | F | 8 | 0.15 | F | 8 | 0 | 1 | D | 9 | 10 | C | 8
[26 empty] | 3589600% | 20:00 | 0 | 0 | 0 | 2 | 0 | 0 | 2 | 0 | 0 | 2 | 0 | 0 | 2 | 0 | 0 | 2 | 0 | 0 | 2 | 0 | 0 | 2 | 0 | 0 | E | 9 | 0 | E | 9 | 11 | A | 7 | -3 | A | 7 | 36 | A | 7 | 987 | E | 9 | 330 | A | 7 | 2.6 | A | 7 | 32200 | B | 7 | 77777 | A | 7 | 0.8 | E | 8 | 0.143 | F | 8 | 0.15 | F | 8 | 0 | 1 | D | 9 | 10 | C | 8
[26 empty] | 3589600% | 21:00 | 0 | 0 | 0 | 2 | 0 | 0 | 2 | 0 | 0 | 2 | 0 | 0 | 2 | 0 | 0 | 2 | 0 | 0 | 2 | 0 | 0 | 2 | 0 | 0 | E | 9 | 0 | E | 9 | 10 | A | 7 | -4 | A | 7 | 36 | A | 7 | 987 | E | 9 | 320 | A | 7 | 2.6 | A | 7 | 32200 | B | 7 | 77777 | A | 7 | 0.8 | E | 8 | 0.143 | F | 8 | 0.15 | F | 8 | 0 | 1 | D | 9 | 10 | C | 8
[26 empty] | 3589600% | 22:00 | 0 | 0 | 0 | 2 | 0 | 0 | 2 | 0 | 0 | 2 | 0 | 0 | 2 | 0 | 0 | 2 | 0 | 0 | 2 | 0 | 0 | 2 | 0 | 0 | B | 8 | 0 | B | 8 | 9.1 | B | 8 | -4 | E | 9 | 38 | A | 7 | 987 | E | 9 | 320 | B | 8 | 2.7 | B | 8 | 30411 | C | 8 | 77777 | B | 8 | 0.8 | E | 8 | 0.143 | F | 8 | 0.15 | F | 8 | 0 | 1 | D | 9 | 10 | C | 8
[26 empty] | 3589600% | 23:00 | 0 | 0 | 0 | 2 | 0 | 0 | 2 | 0 | 0 | 2 | 0 | 0 | 2 | 0 | 0 | 2 | 0 | 0 | 2 | 0 | 0 | 2 | 0 | 0 | B | 8 | 0 | B | 8 | 8.6 | B | 8 | -4 | E | 9 | 39 | A | 7 | 987 | E | 9 | 330 | B | 8 | 2.7 | B | 8 | 28622 | C | 8 | 77777 | B | 8 | 0.8 | E | 8 | 0.143 | F | 8 | 0.15 | F | 8 | 0 | 1 | D | 9 | 10 | C | 8
[26 empty] | 3589600% | 24:00 | 0 | 0 | 0 | 2 | 0 | 0 | 2 | 0 | 0 | 2 | 0 | 0 | 2 | 0 | 0 | 2 | 0 | 0 | 2 | 0 | 0 | 2 | 0 | 0 | B | 8 | 0 | B | 8 | 7.9 | B | 8 | -5 | E | 9 | 38 | A | 7 | 987 | E | 9 | 330 | B | 8 | 2.8 | B | 8 | 26833 | C | 8 | 77777 | B | 8 | 0.8 | E | 8 | 0.143 | F | 8 | 0.15 | F | 8 | 0 | 1 | D | 9 | 10 | C | 8
[26 empty] | 3589700% | 1:00 | 0 | 0 | 0 | 2 | 0 | 0 | 2 | 0 | 0 | 2 | 0 | 0 | 2 | 0 | 0 | 2 | 0 | 0 | 2 | 0 | 0 | 2 | 0 | 0 | B | 8 | 0 | B | 8 | 7 | B | 8 | -5 | E | 9 | 40 | A | 7 | 987 | E | 9 | 340 | B | 8 | 2.8 | B | 8 | 25044 | C | 8 | 77777 | B | 8 | 0.8 | E | 8 | 0.144 | F | 8 | 0.15 | F | 8 | 0 | 1 | D | 9 | 10 | C | 8
[26 empty] | 3589700% | 2:00 | 0 | 0 | 0 | 2 | 0 | 0 | 2 | 0 | 0 | 2 | 0 | 0 | 2 | 0 | 0 | 2 | 0 | 0 | 2 | 0 | 0 | 2 | 0 | 0 | B | 8 | 0 | B | 8 | 6.5 | B | 8 | -5 | E | 9 | 42 | A | 7 | 987 | E | 9 | 340 | B | 8 | 2.9 | B | 8 | 23255 | C | 8 | 77777 | B | 8 | 0.8 | E | 8 | 0.144 | F | 8 | 0.15 | F | 8 | 0 | 1 | D | 9 | 10 | C | 8
[26 empty] | 3589700% | 3:00 | 0 | 0 | 0 | 2 | 0 | 0 | 2 | 0 | 0 | 2 | 0 | 0 | 2 | 0 | 0 | 2 | 0 | 0 | 2 | 0 | 0 | 2 | 0 | 0 | B | 8 | 0 | B | 8 | 6 | B | 8 | -4 | E | 9 | 47 | A | 7 | 987 | E | 9 | 350 | B | 8 | 2.9 | B | 8 | 21466 | C | 8 | 77777 | B | 8 | 0.8 | E | 8 | 0.144 | F | 8 | 0.15 | F | 8 | 0 | 1 | D | 9 | 10 | C | 8
[26 empty] | 3589700% | 4:00 | 0 | 0 | 0 | 2 | 0 | 0 | 2 | 0 | 0 | 2 | 0 | 0 | 2 | 0 | 0 | 2 | 0 | 0 | 2 | 0 | 0 | 2 | 0 | 0 | B | 8 | 0 | B | 8 | 5.4 | B | 8 | -5 | E | 9 | 45 | A | 7 | 987 | E | 9 | 350 | B | 8 | 3 | B | 8 | 19677 | C | 8 | 77777 | B | 8 | 0.8 | E | 8 | 0.144 | F | 8 | 0.15 | F | 8 | 0 | 1 | D | 9 | 10 | C | 8
[26 empty] | 3589700% | 5:00 | 0 | 0 | 0 | 2 | 0 | 0 | 2 | 0 | 0 | 2 | 0 | 0 | 2 | 0 | 0 | 2 | 0 | 0 | 2 | 0 | 0 | 2 | 0 | 0 | B | 8 | 0 | B | 8 | 4.8 | B | 8 | -5 | E | 9 | 47 | A | 7 | 987 | E | 9 | 360 | B | 8 | 3 | B | 8 | 17888 | C | 8 | 77777 | B | 8 | 0.8 | E | 8 | 0.144 | F | 8 | 0.15 | F | 8 | 0 | 1 | D | 9 | 10 | C | 8
[26 empty] | 3589700% | 6:00 | 14 | 465 | 0 | 2 | 8 | 0 | 2 | 15 | 0 | 2 | 8 | 0 | 2 | 8 | 0 | 2 | 15 | 0 | 2 | 8 | 0 | 2 | 19 | 0 | E | 9 | 0 | E | 9 | 4 | A | 7 | -5 | A | 7 | 49 | A | 7 | 987 | E | 9 | 360 | A | 7 | 3.1 | A | 7 | 16100 | B | 7 | 77777 | A | 7 | 0.8 | E | 8 | 0.144 | F | 8 | 0.15 | F | 8 | 0 | 1 | D | 9 | 10 | C | 8
[26 empty] | 3589700% | 7:00 | 216 | 1360 | 120 | 2 | 8 | 234 | 2 | 15 | 83 | 2 | 8 | 123 | 2 | 8 | 152 | 2 | 15 | 99 | 2 | 8 | 171 | 2 | 19 | 0 | E | 9 | 0 | E | 9 | 8 | A | 7 | -3 | A | 7 | 44 | A | 7 | 987 | E | 9 | 336 | A | 7 | 2.6 | A | 7 | 16100 | B | 7 | 77777 | A | 7 | 0.8 | E | 8 | 0.144 | F | 8 | 0.15 | F | 8 | 0 | 1 | D | 9 | 10 | C | 8
[26 empty] | 3589700% | 8:00 | 478 | 1360 | 301 | 2 | 8 | 496 | 2 | 15 | 127 | 2 | 8 | 313 | 2 | 8 | 460 | 2 | 15 | 152 | 2 | 8 | 245 | 2 | 19 | 0 | E | 9 | 0 | E | 9 | 10 | A | 7 | -2 | A | 7 | 42 | A | 7 | 987 | E | 9 | 350 | B | 8 | 2.1 | A | 7 | 16100 | B | 7 | 77777 | A | 7 | 0.8 | E | 8 | 0.144 | F | 8 | 0.15 | F | 8 | 0 | 1 | D | 9 | 10 | C | 8
[26 empty] | 3589700% | 9:00 | 718 | 1360 | 488 | 2 | 8 | 615 | 2 | 15 | 162 | 2 | 8 | 502 | 2 | 8 | 602 | 2 | 15 | 183 | 2 | 8 | 337 | 2 | 19 | 0 | E | 9 | 0 | E | 9 | 11 | A | 7 | 0 | A | 7 | 47 | A | 7 | 987 | E | 9 | 10 | B | 8 | 2.1 | A | 7 | 16100 | B | 7 | 77777 | A | 7 | 0.9 | E | 8 | 0.144 | F | 8 | 0.15 | F | 8 | 0 | 1 | D | 9 | 10 | C | 8
[26 empty] | 3589700% | 10:00 | 917 | 1360 | 671 | 2 | 8 | 729 | 2 | 15 | 178 | 2 | 8 | 704 | 2 | 8 | 735 | 2 | 15 | 207 | 2 | 8 | 469 | 2 | 19 | 0 | E | 9 | 0 | E | 9 | 14 | A | 7 | -2 | A | 7 | 32 | A | 7 | 987 | E | 9 | 20 | A | 7 | 5.1 | A | 7 | 16100 | B | 7 | 77777 | A | 7 | 0.9 | E | 8 | 0.144 | F | 8 | 0.15 | F | 8 | 0 | 1 | D | 9 | 10 | C | 8
[26 empty] | 3589700% | 11:00 | 1064 | 1360 | 808 | 2 | 8 | 821 | 2 | 15 | 165 | 2 | 8 | 839 | 2 | 8 | 822 | 2 | 15 | 195 | 2 | 8 | 503 | 2 | 19 | 0 | E | 9 | 0 | E | 9 | 15 | A | 7 | -1 | A | 7 | 33 | A | 7 | 987 | E | 9 | 10 | B | 8 | 3.6 | A | 7 | 16100 | B | 7 | 77777 | A | 7 | 0.9 | E | 8 | 0.144 | F | 8 | 0.15 | F | 8 | 0 | 1 | D | 9 | 10 | C | 8
[26 empty] | 3589700% | 12:00 | 1147 | 1360 | 889 | 2 | 8 | 860 | 2 | 15 | 162 | 2 | 8 | 935 | 2 | 8 | 866 | 2 | 15 | 203 | 2 | 8 | 623 | 2 | 19 | 0 | E | 9 | 0 | E | 9 | 16 | A | 7 | -1 | A | 7 | 31 | A | 7 | 987 | E | 9 | 0 | A | 7 | 0 | A | 7 | 16100 | B | 7 | 77777 | A | 7 | 0.9 | E | 8 | 0.144 | F | 8 | 0.15 | F | 8 | 0 | 1 | D | 9 | 10 | C | 8
[26 empty] | 3589700% | 13:00 | 1161 | 1360 | 903 | 2 | 8 | 870 | 2 | 15 | 159 | 2 | 8 | 954 | 2 | 8 | 878 | 2 | 15 | 202 | 2 | 8 | 642 | 2 | 19 | 0 | E | 9 | 0 | E | 9 | 18 | A | 7 | -2 | A | 7 | 25 | A | 7 | 987 | E | 9 | 280 | A | 7 | 4.1 | A | 7 | 16100 | B | 7 | 77777 | A | 7 | 0.9 | E | 8 | 0.144 | F | 8 | 0.15 | F | 8 | 0 | 1 | D | 9 | 10 | C | 8
[26 empty] | 3589700% | 14:00 | 1105 | 1360 | 851 | 2 | 8 | 855 | 2 | 15 | 155 | 2 | 8 | 894 | 2 | 8 | 861 | 2 | 15 | 193 | 2 | 8 | 535 | 2 | 19 | 0 | E | 9 | 0 | E | 9 | 18 | A | 7 | -2 | A | 7 | 25 | A | 7 | 987 | E | 9 | 320 | B | 8 | 2.1 | A | 7 | 24100 | B | 7 | 77777 | A | 7 | 1 | E | 8 | 0.144 | F | 8 | 0.15 | F | 8 | 0 | 1 | D | 9 | 10 | C | 8
[26 empty] | 3589700% | 15:00 | 983 | 1360 | 717 | 2 | 8 | 756 | 2 | 15 | 170 | 2 | 8 | 762 | 2 | 8 | 770 | 2 | 15 | 204 | 2 | 8 | 500 | 2 | 19 | 0 | E | 9 | 0 | E | 9 | 19 | A | 7 | -2 | A | 7 | 24 | A | 7 | 987 | E | 9 | 0 | A | 7 | 0 | A | 7 | 24100 | B | 7 | 77777 | A | 7 | 1 | E | 8 | 0.144 | F | 8 | 0.15 | F | 8 | 0 | 1 | D | 9 | 10 | C | 8
[26 empty] | 3589700% | 16:00 | 802 | 1360 | 573 | 2 | 8 | 750 | 2 | 15 | 129 | 2 | 8 | 606 | 2 | 8 | 756 | 2 | 15 | 160 | 2 | 8 | 306 | 2 | 19 | 0 | E | 9 | 0 | E | 9 | 18 | A | 7 | -3 | A | 7 | 23 | A | 7 | 987 | E | 9 | 0 | A | 7 | 0 | A | 7 | 24100 | B | 7 | 77777 | A | 7 | 1 | E | 8 | 0.144 | F | 8 | 0.15 | F | 8 | 0 | 1 | D | 9 | 10 | C | 8
[26 empty] | 3589700% | 17:00 | 577 | 1360 | 374 | 2 | 8 | 633 | 2 | 15 | 104 | 2 | 8 | 388 | 2 | 8 | 606 | 2 | 15 | 130 | 2 | 8 | 207 | 2 | 19 | 0 | E | 9 | 0 | E | 9 | 20 | A | 7 | -3 | A | 7 | 20 | A | 7 | 987 | E | 9 | 0 | A | 7 | 0 | A | 7 | 24100 | B | 7 | 77777 | A | 7 | 1 | E | 8 | 0.144 | F | 8 | 0.15 | F | 8 | 0 | 1 | D | 9 | 10 | C | 8
[26 empty] | 3589700% | 18:00 | 322 | 1360 | 178 | 2 | 8 | 462 | 2 | 15 | 69 | 2 | 8 | 181 | 2 | 8 | 373 | 2 | 15 | 93 | 2 | 8 | 122 | 2 | 19 | 0 | E | 9 | 0 | E | 9 | 17 | A | 7 | -2 | A | 7 | 27 | A | 7 | 987 | E | 9 | 360 | B | 8 | 2.6 | A | 7 | 24100 | B | 7 | 77777 | A | 7 | 1 | E | 8 | 0.144 | F | 8 | 0.15 | F | 8 | 0 | 1 | D | 9 | 10 | C | 8
[26 empty] | 3589700% | 19:00 | 68 | 1009 | 14 | 2 | 8 | 77 | 2 | 15 | 10 | 2 | 8 | 18 | 2 | 8 | 33 | 2 | 15 | 15 | 2 | 8 | 17 | 2 | 19 | 0 | E | 9 | 0 | A | 7 | 14 | A | 7 | -3 | A | 7 | 30 | A | 7 | 987 | E | 9 | 0 | A | 7 | 0 | A | 7 | 24100 | B | 7 | 77777 | A | 7 | 1 | E | 8 | 0.144 | F | 8 | 0.15 | F | 8 | 0 | 1 | D | 9 | 10 | C | 8
[26 empty] | 3589700% | 20:00 | 0 | 0 | 0 | 2 | 0 | 0 | 2 | 0 | 0 | 2 | 0 | 0 | 2 | 0 | 0 | 2 | 0 | 0 | 2 | 0 | 0 | 2 | 0 | 0 | E | 9 | 0 | E | 9 | 13 | A | 7 | -3 | A | 7 | 32 | A | 7 | 987 | E | 9 | 0 | A | 7 | 0 | A | 7 | 24100 | B | 7 | 77777 | A | 7 | 1.1 | E | 8 | 0.144 | F | 8 | 0.15 | F | 8 | 0 | 1 | D | 9 | 10 | C | 8
[26 empty] | 3589700% | 21:00 | 0 | 0 | 0 | 2 | 0 | 0 | 2 | 0 | 0 | 2 | 0 | 0 | 2 | 0 | 0 | 2 | 0 | 0 | 2 | 0 | 0 | 2 | 0 | 1 | E | 9 | 1 | E | 9 | 11 | A | 7 | -2 | A | 7 | 39 | A | 7 | 987 | E | 9 | 0 | A | 7 | 0 | A | 7 | 24100 | B | 7 | 77777 | A | 7 | 1.1 | E | 8 | 0.144 | F | 8 | 0.15 | F | 8 | 0 | 1 | D | 9 | 10 | C | 8
[26 empty] | 3589700% | 22:00 | 0 | 0 | 0 | 2 | 0 | 0 | 2 | 0 | 0 | 2 | 0 | 0 | 2 | 0 | 0 | 2 | 0 | 0 | 2 | 0 | 0 | 2 | 0 | 1 | B | 8 | 1 | B | 8 | 10 | B | 8 | -3 | E | 9 | 39 | A | 7 | 987 | E | 9 | 0 | B | 8 | 0 | B | 8 | 24100 | C | 8 | 77777 | B | 8 | 1.1 | E | 8 | 0.144 | F | 8 | 0.15 | F | 8 | 0 | 1 | D | 9 | 10 | C | 8
[26 empty] | 3589700% | 23:00 | 0 | 0 | 0 | 2 | 0 | 0 | 2 | 0 | 0 | 2 | 0 | 0 | 2 | 0 | 0 | 2 | 0 | 0 | 2 | 0 | 0 | 2 | 0 | 1 | B | 8 | 1 | B | 8 | 9.4 | B | 8 | -3 | E | 9 | 40 | A | 7 | 987 | E | 9 | 0 | B | 8 | 0 | B | 8 | 24100 | C | 8 | 77777 | B | 8 | 1.1 | E | 8 | 0.144 | F | 8 | 0.15 | F | 8 | 0 | 1 | D | 9 | 10 | C | 8
[26 empty] | 3589700% | 24:00 | 0 | 0 | 0 | 2 | 0 | 0 | 2 | 0 | 0 | 2 | 0 | 0 | 2 | 0 | 0 | 2 | 0 | 0 | 2 | 0 | 0 | 2 | 0 | 1 | B | 8 | 0 | B | 8 | 8.6 | B | 8 | -2 | E | 9 | 46 | A | 7 | 987 | E | 9 | 0 | B | 8 | 0 | B | 8 | 24100 | C | 8 | 77777 | B | 8 | 1.1 | E | 8 | 0.144 | F | 8 | 0.15 | F | 8 | 0 | 1 | D | 9 | 10 | C | 8
[26 empty] | 3589800% | 1:00 | 0 | 0 | 0 | 2 | 0 | 0 | 2 | 0 | 0 | 2 | 0 | 0 | 2 | 0 | 0 | 2 | 0 | 0 | 2 | 0 | 0 | 2 | 0 | 1 | B | 8 | 0 | B | 8 | 7.6 | B | 8 | -2 | E | 9 | 50 | A | 7 | 987 | E | 9 | 0 | B | 8 | 0 | B | 8 | 24100 | C | 8 | 77777 | B | 8 | 1.1 | E | 8 | 0.145 | F | 8 | 0.15 | F | 8 | 0 | 1 | D | 9 | 10 | C | 8
[26 empty] | 3589800% | 2:00 | 0 | 0 | 0 | 2 | 0 | 0 | 2 | 0 | 0 | 2 | 0 | 0 | 2 | 0 | 0 | 2 | 0 | 0 | 2 | 0 | 0 | 2 | 0 | 1 | B | 8 | 0 | B | 8 | 7 | B | 8 | -3 | E | 9 | 48 | A | 7 | 987 | E | 9 | 0 | B | 8 | 0 | B | 8 | 24100 | C | 8 | 77777 | B | 8 | 1.2 | E | 8 | 0.145 | F | 8 | 0.15 | F | 8 | 0 | 1 | D | 9 | 10 | C | 8
[26 empty] | 3589800% | 3:00 | 0 | 0 | 0 | 2 | 0 | 0 | 2 | 0 | 0 | 2 | 0 | 0 | 2 | 0 | 0 | 2 | 0 | 0 | 2 | 0 | 0 | 2 | 0 | 0 | B | 8 | 0 | B | 8 | 6.4 | B | 8 | -3 | E | 9 | 50 | A | 7 | 987 | E | 9 | 0 | B | 8 | 0 | B | 8 | 24100 | C | 8 | 77777 | B | 8 | 1.2 | E | 8 | 0.145 | F | 8 | 0.15 | F | 8 | 0 | 1 | D | 9 | 10 | C | 8
[26 empty] | 3589800% | 4:00 | 0 | 0 | 0 | 2 | 0 | 0 | 2 | 0 | 0 | 2 | 0 | 0 | 2 | 0 | 0 | 2 | 0 | 0 | 2 | 0 | 0 | 2 | 0 | 0 | B | 8 | 0 | B | 8 | 5.7 | B | 8 | -3 | E | 9 | 52 | A | 7 | 987 | E | 9 | 0 | B | 8 | 0 | B | 8 | 24100 | C | 8 | 77777 | B | 8 | 1.2 | E | 8 | 0.145 | F | 8 | 0.15 | F | 8 | 0 | 1 | D | 9 | 10 | C | 8
[26 empty] | 3589800% | 5:00 | 0 | 0 | 0 | 2 | 0 | 0 | 2 | 0 | 0 | 2 | 0 | 0 | 2 | 0 | 0 | 2 | 0 | 0 | 2 | 0 | 0 | 2 | 0 | 0 | E | 9 | 0 | E | 9 | 5 | A | 7 | -2 | E | 9 | 59 | A | 7 | 987 | E | 9 | 0 | A | 7 | 0 | A | 7 | 24100 | B | 7 | 77777 | A | 7 | 1.2 | E | 8 | 0.145 | F | 8 | 0.15 | F | 8 | 0 | 1 | D | 9 | 10 | C | 8
[26 empty] | 3589800% | 6:00 | 16 | 487 | 0 | 2 | 8 | 0 | 2 | 15 | 0 | 2 | 8 | 0 | 2 | 8 | 0 | 2 | 15 | 0 | 2 | 8 | 0 | 2 | 19 | 0 | E | 9 | 0 | E | 9 | 5 | A | 7 | -3 | A | 7 | 55 | A | 7 | 987 | E | 9 | 0 | A | 7 | 0 | A | 7 | 16100 | B | 7 | 77777 | A | 7 | 1.2 | E | 8 | 0.145 | F | 8 | 0.15 | F | 8 | 0 | 1 | D | 9 | 10 | C | 8
[26 empty] | 3589800% | 7:00 | 222 | 1359 | 118 | 2 | 8 | 217 | 2 | 15 | 82 | 2 | 8 | 121 | 2 | 8 | 144 | 2 | 15 | 97 | 2 | 8 | 167 | 2 | 19 | 0 | E | 9 | 0 | E | 9 | 5 | A | 7 | -3 | A | 7 | 55 | A | 7 | 987 | E | 9 | 360 | B | 8 | 1 | A | 7 | 16100 | B | 7 | 77777 | A | 7 | 1.3 | E | 8 | 0.145 | F | 8 | 0.15 | F | 8 | 0 | 1 | D | 9 | 10 | C | 8
[26 empty] | 3589800% | 8:00 | 484 | 1359 | 308 | 2 | 8 | 515 | 2 | 15 | 124 | 2 | 8 | 321 | 2 | 8 | 479 | 2 | 15 | 150 | 2 | 8 | 239 | 2 | 19 | 0 | E | 9 | 0 | E | 9 | 9 | A | 7 | 1 | A | 7 | 57 | A | 7 | 987 | E | 9 | 0 | A | 7 | 0 | A | 7 | 24100 | B | 7 | 77777 | A | 7 | 1.3 | E | 8 | 0.145 | F | 8 | 0.15 | F | 8 | 0 | 1 | D | 9 | 10 | C | 8
[26 empty] | 3589800% | 9:00 | 723 | 1359 | 500 | 2 | 8 | 652 | 2 | 15 | 153 | 2 | 8 | 518 | 2 | 8 | 641 | 2 | 15 | 176 | 2 | 8 | 324 | 2 | 19 | 0 | E | 9 | 0 | E | 9 | 13 | A | 7 | 2 | A | 7 | 47 | A | 7 | 987 | E | 9 | 360 | B | 8 | 1.5 | A | 7 | 24100 | B | 7 | 77777 | A | 7 | 1.3 | E | 8 | 0.145 | F | 8 | 0.15 | F | 8 | 0 | 1 | D | 9 | 10 | C | 8
[26 empty] | 3589800% | 10:00 | 922 | 1359 | 664 | 2 | 8 | 705 | 2 | 15 | 185 | 2 | 8 | 696 | 2 | 8 | 710 | 2 | 15 | 213 | 2 | 8 | 489 | 2 | 19 | 5 | E | 9 | 5 | A | 7 | 15 | A | 7 | 2 | A | 7 | 41 | A | 7 | 987 | E | 9 | 0 | A | 7 | 0 | A | 7 | 24100 | B | 7 | 77777 | A | 7 | 1.3 | E | 8 | 0.145 | F | 8 | 0.15 | F | 8 | 0 | 1 | D | 9 | 10 | C | 8
[26 empty] | 3589800% | 11:00 | 1068 | 1359 | 814 | 2 | 8 | 797 | 2 | 15 | 187 | 2 | 8 | 867 | 2 | 8 | 814 | 2 | 15 | 226 | 2 | 8 | 645 | 2 | 19 | 5 | E | 9 | 5 | A | 7 | 18 | A | 7 | 3 | A | 7 | 37 | A | 7 | 987 | E | 9 | 330 | B | 8 | 2.1 | A | 7 | 24100 | B | 7 | 77777 | A | 7 | 1.3 | E | 8 | 0.145 | F | 8 | 0.15 | F | 8 | 0 | 1 | D | 9 | 10 | C | 8
[26 empty] | 3589800% | 12:00 | 1151 | 1359 | 889 | 2 | 8 | 854 | 2 | 15 | 164 | 2 | 8 | 934 | 2 | 8 | 860 | 2 | 15 | 204 | 2 | 8 | 638 | 2 | 19 | 5 | E | 9 | 5 | A | 7 | 19 | A | 7 | 1 | A | 7 | 30 | A | 7 | 987 | E | 9 | 290 | B | 8 | 2.6 | A | 7 | 24100 | B | 7 | 77777 | A | 7 | 1.3 | E | 8 | 0.145 | F | 8 | 0.15 | F | 8 | 0 | 1 | D | 9 | 10 | C | 8
[26 empty] | 3589800% | 13:00 | 1165 | 1359 | 903 | 2 | 8 | 828 | 2 | 15 | 192 | 2 | 8 | 934 | 2 | 8 | 828 | 2 | 15 | 224 | 2 | 8 | 748 | 2 | 19 | 5 | E | 9 | 5 | A | 7 | 20 | A | 7 | 1 | A | 7 | 28 | A | 7 | 987 | E | 9 | 260 | B | 8 | 2.6 | A | 7 | 24100 | B | 7 | 77777 | A | 7 | 1.3 | E | 8 | 0.145 | F | 8 | 0.15 | F | 8 | 0 | 1 | D | 9 | 10 | C | 8
[26 empty] | 3589800% | 14:00 | 1108 | 1359 | 822 | 2 | 8 | 717 | 2 | 15 | 235 | 2 | 8 | 863 | 2 | 8 | 726 | 2 | 15 | 270 | 2 | 8 | 871 | 2 | 19 | 5 | E | 9 | 5 | A | 7 | 20 | A | 7 | 1 | A | 7 | 28 | A | 7 | 987 | E | 9 | 220 | B | 8 | 2.6 | A | 7 | 24100 | B | 7 | 77777 | A | 7 | 1.3 | E | 8 | 0.145 | F | 8 | 0.15 | F | 8 | 0 | 1 | D | 9 | 10 | C | 8
[26 empty] | 3589800% | 15:00 | 986 | 1359 | 631 | 2 | 8 | 458 | 2 | 15 | 298 | 2 | 8 | 663 | 2 | 8 | 475 | 2 | 15 | 318 | 2 | 8 | 895 | 2 | 19 | 5 | E | 9 | 5 | A | 7 | 20 | A | 7 | 2 | A | 7 | 30 | A | 7 | 987 | E | 9 | 190 | A | 7 | 5.1 | A | 7 | 24100 | B | 7 | 77777 | A | 7 | 1.4 | E | 8 | 0.145 | F | 8 | 0.15 | F | 8 | 0 | 1 | D | 9 | 10 | C | 8
[26 empty] | 3589800% | 16:00 | 806 | 1359 | 556 | 2 | 8 | 632 | 2 | 15 | 181 | 2 | 8 | 575 | 2 | 8 | 626 | 2 | 15 | 203 | 2 | 8 | 408 | 2 | 19 | 5 | E | 9 | 5 | A | 7 | 20 | A | 7 | 1 | A | 7 | 28 | A | 7 | 987 | E | 9 | 180 | A | 7 | 5.1 | A | 7 | 24100 | B | 7 | 77777 | A | 7 | 1.4 | E | 8 | 0.145 | F | 8 | 0.15 | F | 8 | 0 | 1 | D | 9 | 10 | C | 8
[26 empty] | 3589800% | 17:00 | 581 | 1359 | 374 | 2 | 8 | 587 | 2 | 15 | 123 | 2 | 8 | 385 | 2 | 8 | 558 | 2 | 15 | 146 | 2 | 8 | 238 | 2 | 19 | 5 | E | 9 | 5 | A | 7 | 20 | A | 7 | 1 | A | 7 | 28 | A | 7 | 987 | E | 9 | 190 | A | 7 | 3.1 | A | 7 | 24100 | B | 7 | 77777 | A | 7 | 1.4 | E | 8 | 0.145 | F | 8 | 0.15 | F | 8 | 0 | 1 | D | 9 | 10 | C | 8
[26 empty] | 3589800% | 18:00 | 326 | 1359 | 165 | 2 | 8 | 325 | 2 | 15 | 87 | 2 | 8 | 170 | 2 | 8 | 263 | 2 | 15 | 107 | 2 | 8 | 162 | 2 | 19 | 5 | E | 9 | 5 | A | 7 | 18 | A | 7 | 1 | A | 7 | 32 | A | 7 | 987 | E | 9 | 180 | A | 7 | 3.1 | A | 7 | 24100 | B | 7 | 77777 | A | 7 | 1.4 | E | 8 | 0.145 | F | 8 | 0.15 | F | 8 | 0 | 1 | D | 9 | 10 | C | 8
[26 empty] | 3589800% | 19:00 | 71 | 1031 | 13 | 2 | 8 | 37 | 2 | 15 | 11 | 2 | 8 | 15 | 2 | 8 | 14 | 2 | 15 | 14 | 2 | 8 | 18 | 2 | 19 | 5 | E | 9 | 5 | A | 7 | 16 | A | 7 | 6 | A | 7 | 51 | A | 7 | 987 | E | 9 | 190 | B | 8 | 1.5 | A | 7 | 24100 | B | 7 | 77777 | A | 7 | 1.4 | E | 8 | 0.145 | F | 8 | 0.15 | F | 8 | 0 | 1 | D | 9 | 10 | C | 8
[26 empty] | 3589800% | 20:00 | 0 | 0 | 0 | 2 | 0 | 0 | 2 | 0 | 0 | 2 | 0 | 0 | 2 | 0 | 0 | 2 | 0 | 0 | 2 | 0 | 0 | 2 | 0 | 10 | E | 9 | 9 | A | 7 | 15 | A | 7 | -1 | A | 7 | 33 | A | 7 | 987 | E | 9 | 190 | B | 8 | 1.5 | A | 7 | 16100 | B | 7 | 3600 | A | 7 | 1.4 | E | 8 | 0.145 | F | 8 | 0.15 | F | 8 | 0 | 1 | D | 9 | 10 | C | 8
[26 empty] | 3589800% | 21:00 | 0 | 0 | 0 | 2 | 0 | 0 | 2 | 0 | 0 | 2 | 0 | 0 | 2 | 0 | 0 | 2 | 0 | 0 | 2 | 0 | 0 | 2 | 0 | 10 | E | 9 | 9 | A | 7 | 14 | A | 7 | -1 | A | 7 | 35 | A | 7 | 987 | E | 9 | 200 | B | 8 | 1.5 | A | 7 | 16100 | B | 7 | 3600 | A | 7 | 1.4 | E | 8 | 0.145 | F | 8 | 0.15 | F | 8 | 0 | 1 | D | 9 | 10 | C | 8
[26 empty] | 3589800% | 22:00 | 0 | 0 | 0 | 2 | 0 | 0 | 2 | 0 | 0 | 2 | 0 | 0 | 2 | 0 | 0 | 2 | 0 | 0 | 2 | 0 | 0 | 2 | 0 | 9 | B | 8 | 9 | B | 8 | 13.6 | B | 8 | 0 | E | 9 | 39 | A | 7 | 987 | E | 9 | 200 | B | 8 | 1.6 | B | 8 | 16100 | C | 8 | 3668 | B | 8 | 1.4 | E | 8 | 0.145 | F | 8 | 0.15 | F | 8 | 0 | 1 | D | 9 | 10 | C | 8
[26 empty] | 3589800% | 23:00 | 0 | 0 | 0 | 2 | 0 | 0 | 2 | 0 | 0 | 2 | 0 | 0 | 2 | 0 | 0 | 2 | 0 | 0 | 2 | 0 | 0 | 2 | 0 | 9 | B | 8 | 8 | B | 8 | 13.6 | B | 8 | 0 | E | 9 | 39 | A | 7 | 987 | E | 9 | 210 | B | 8 | 1.7 | B | 8 | 16100 | C | 8 | 3735 | B | 8 | 1.4 | E | 8 | 0.145 | F | 8 | 0.15 | F | 8 | 0 | 1 | D | 9 | 10 | C | 8
[26 empty] | 3589800% | 24:00 | 0 | 0 | 0 | 2 | 0 | 0 | 2 | 0 | 0 | 2 | 0 | 0 | 2 | 0 | 0 | 2 | 0 | 0 | 2 | 0 | 0 | 2 | 0 | 8 | B | 8 | 8 | B | 8 | 13.4 | B | 8 | 0 | E | 9 | 40 | A | 7 | 987 | E | 9 | 210 | B | 8 | 1.7 | B | 8 | 16100 | C | 8 | 3802 | B | 8 | 1.5 | E | 8 | 0.145 | F | 8 | 0.15 | F | 8 | 0 | 1 | D | 9 | 10 | C | 8
[26 empty] | 3589900% | 1:00 | 0 | 0 | 0 | 2 | 0 | 0 | 2 | 0 | 0 | 2 | 0 | 0 | 2 | 0 | 0 | 2 | 0 | 0 | 2 | 0 | 0 | 2 | 0 | 7 | B | 8 | 7 | B | 8 | 13 | B | 8 | 0 | E | 9 | 41 | A | 7 | 987 | E | 9 | 220 | B | 8 | 1.8 | B | 8 | 16100 | C | 8 | 3869 | B | 8 | 1.5 | E | 8 | 0.146 | F | 8 | 0.15 | F | 8 | 0 | 1 | D | 9 | 10 | C | 8
[26 empty] | 3589900% | 2:00 | 0 | 0 | 0 | 2 | 0 | 0 | 2 | 0 | 0 | 2 | 0 | 0 | 2 | 0 | 0 | 2 | 0 | 0 | 2 | 0 | 0 | 2 | 0 | 6 | B | 8 | 6 | B | 8 | 13 | B | 8 | 0 | E | 9 | 41 | A | 7 | 987 | E | 9 | 220 | B | 8 | 1.9 | B | 8 | 16100 | C | 8 | 3937 | B | 8 | 1.5 | E | 8 | 0.146 | F | 8 | 0.15 | F | 8 | 0 | 1 | D | 9 | 10 | C | 8
[26 empty] | 3589900% | 3:00 | 0 | 0 | 0 | 2 | 0 | 0 | 2 | 0 | 0 | 2 | 0 | 0 | 2 | 0 | 0 | 2 | 0 | 0 | 2 | 0 | 0 | 2 | 0 | 6 | B | 8 | 6 | B | 8 | 13 | B | 8 | 0 | E | 9 | 41 | A | 7 | 987 | E | 9 | 230 | B | 8 | 2 | B | 8 | 16100 | C | 8 | 4004 | B | 8 | 1.5 | E | 8 | 0.146 | F | 8 | 0.15 | F | 8 | 0 | 1 | D | 9 | 10 | C | 8
[26 empty] | 3589900% | 4:00 | 0 | 0 | 0 | 2 | 0 | 0 | 2 | 0 | 0 | 2 | 0 | 0 | 2 | 0 | 0 | 2 | 0 | 0 | 2 | 0 | 0 | 2 | 0 | 5 | B | 8 | 5 | B | 8 | 12.9 | B | 8 | 1 | E | 9 | 44 | A | 7 | 987 | E | 9 | 230 | B | 8 | 2.1 | B | 8 | 16100 | C | 8 | 4072 | B | 8 | 1.5 | E | 8 | 0.146 | F | 8 | 0.15 | F | 8 | 0 | 1 | D | 9 | 10 | C | 8
[26 empty] | 3589900% | 5:00 | 0 | 0 | 0 | 2 | 0 | 0 | 2 | 0 | 0 | 2 | 0 | 0 | 2 | 0 | 0 | 2 | 0 | 0 | 2 | 0 | 0 | 2 | 0 | 4 | B | 8 | 4 | B | 8 | 12.8 | B | 8 | 2 | E | 9 | 48 | A | 7 | 987 | E | 9 | 240 | B | 8 | 2.2 | B | 8 | 16100 | C | 8 | 4139 | B | 8 | 1.5 | E | 8 | 0.146 | F | 8 | 0.15 | F | 8 | 0 | 1 | D | 9 | 10 | C | 8
[26 empty] | 3589900% | 6:00 | 18 | 532 | 0 | 2 | 8 | 0 | 2 | 15 | 0 | 2 | 8 | 0 | 2 | 8 | 0 | 2 | 15 | 0 | 2 | 8 | 0 | 2 | 19 | 9 | E | 9 | 9 | A | 7 | 12 | A | 7 | 2 | A | 7 | 50 | A | 7 | 987 | E | 9 | 240 | A | 7 | 1.5 | A | 7 | 16100 | B | 7 | 3000 | A | 7 | 1.5 | E | 8 | 0.146 | F | 8 | 0.15 | F | 8 | 0 | 1 | D | 9 | 10 | C | 8
[26 empty] | 3589900% | 7:00 | 228 | 1359 | 126 | 2 | 8 | 222 | 2 | 15 | 88 | 2 | 8 | 128 | 2 | 8 | 150 | 2 | 15 | 103 | 2 | 8 | 182 | 2 | 19 | 9 | E | 9 | 9 | A | 7 | 11 | A | 7 | 3 | A | 7 | 58 | A | 7 | 987 | E | 9 | 0 | A | 7 | 0 | A | 7 | 16100 | B | 7 | 2700 | A | 7 | 1.5 | E | 8 | 0.146 | F | 8 | 0.15 | F | 8 | 0 | 1 | D | 9 | 10 | C | 8
[26 empty] | 3589900% | 8:00 | 490 | 1359 | 285 | 2 | 8 | 317 | 2 | 15 | 170 | 2 | 8 | 298 | 2 | 8 | 303 | 2 | 15 | 188 | 2 | 8 | 365 | 2 | 19 | 9 | E | 9 | 9 | A | 7 | 14 | A | 7 | 5 | A | 7 | 55 | A | 7 | 987 | E | 9 | 0 | A | 7 | 0 | A | 7 | 16100 | B | 7 | 2700 | A | 7 | 1.5 | E | 8 | 0.146 | F | 8 | 0.15 | F | 8 | 0 | 1 | D | 9 | 10 | C | 8
[26 empty] | 3589900% | 9:00 | 728 | 1359 | 273 | 2 | 8 | 61 | 2 | 15 | 240 | 2 | 8 | 300 | 2 | 8 | 61 | 2 | 15 | 267 | 2 | 8 | 731 | 2 | 19 | 9 | E | 9 | 9 | A | 7 | 16 | A | 7 | 5 | A | 7 | 48 | A | 7 | 987 | E | 9 | 0 | A | 7 | 0 | A | 7 | 16100 | B | 7 | 2700 | A | 7 | 1.5 | E | 8 | 0.146 | F | 8 | 0.15 | F | 8 | 0 | 1 | D | 9 | 10 | C | 8
[26 empty] | 3589900% | 10:00 | 927 | 1359 | 562 | 2 | 8 | 352 | 2 | 15 | 321 | 2 | 8 | 603 | 2 | 8 | 378 | 2 | 15 | 345 | 2 | 8 | 911 | 2 | 19 | 9 | E | 9 | 9 | A | 7 | 18 | A | 7 | 7 | A | 7 | 49 | A | 7 | 987 | E | 9 | 250 | A | 7 | 1.5 | A | 7 | 12900 | B | 7 | 2700 | A | 7 | 1.5 | E | 8 | 0.146 | F | 8 | 0.15 | F | 8 | 0 | 1 | D | 9 | 10 | C | 8
[26 empty] | 3589900% | 11:00 | 1073 | 1359 | 131 | 2 | 8 | 0 | 2 | 15 | 131 | 2 | 8 | 164 | 2 | 8 | 0 | 2 | 15 | 164 | 2 | 8 | 687 | 2 | 19 | 10 | E | 9 | 10 | A | 7 | 16 | A | 7 | 8 | A | 7 | 59 | A | 7 | 987 | E | 9 | 230 | A | 7 | 3.1 | A | 7 | 16100 | B | 7 | 1800 | A | 7 | 1.5 | E | 8 | 0.146 | F | 8 | 0.15 | F | 8 | 0 | 1 | D | 9 | 10 | C | 8
[26 empty] | 3589900% | 12:00 | 1155 | 1359 | 177 | 2 | 8 | 0 | 2 | 15 | 177 | 2 | 8 | 219 | 2 | 8 | 0 | 2 | 15 | 219 | 2 | 8 | 905 | 2 | 19 | 10 | B | 8 | 10 | B | 8 | 16.1 | B | 8 | 8 | B | 8 | 59 | A | 7 | 987 | E | 9 | 240 | B | 8 | 2.6 | B | 8 | 11250 | C | 8 | 1800 | B | 8 | 1.5 | E | 8 | 0.146 | F | 8 | 0.15 | F | 8 | 0 | 1 | D | 9 | 10 | C | 8
[26 empty] | 3589900% | 13:00 | 1168 | 1359 | 179 | 2 | 8 | 0 | 2 | 15 | 179 | 2 | 8 | 222 | 2 | 8 | 0 | 2 | 15 | 222 | 2 | 8 | 915 | 2 | 19 | 10 | E | 9 | 10 | A | 7 | 16 | A | 7 | 8 | A | 7 | 59 | A | 7 | 987 | E | 9 | 240 | A | 7 | 2.1 | A | 7 | 6400 | B | 7 | 1800 | A | 7 | 1.5 | E | 8 | 0.146 | F | 8 | 0.15 | F | 8 | 0 | 1 | D | 9 | 10 | C | 8
[26 empty] | 3589900% | 14:00 | 1112 | 1359 | 229 | 2 | 8 | 6 | 2 | 15 | 224 | 2 | 8 | 277 | 2 | 8 | 5 | 2 | 15 | 273 | 2 | 8 | 1096 | 2 | 19 | 10 | E | 9 | 10 | A | 7 | 15 | A | 7 | 8 | A | 7 | 63 | A | 7 | 987 | E | 9 | 200 | A | 7 | 5.1 | A | 7 | 16100 | B | 7 | 2400 | A | 7 | 1.5 | E | 8 | 0.146 | F | 8 | 0.15 | F | 8 | 0 | 1 | D | 9 | 10 | C | 8
[26 empty] | 3589900% | 15:00 | 989 | 1359 | 408 | 2 | 8 | 89 | 2 | 15 | 342 | 2 | 8 | 448 | 2 | 8 | 91 | 2 | 15 | 381 | 2 | 8 | 1237 | 2 | 19 | 9 | E | 9 | 9 | A | 7 | 16 | A | 7 | 9 | A | 7 | 63 | A | 7 | 987 | E | 9 | 180 | A | 7 | 4.1 | A | 7 | 16100 | B | 7 | 1500 | A | 7 | 1.5 | E | 8 | 0.146 | F | 8 | 0.15 | F | 8 | 0 | 1 | D | 9 | 10 | C | 8
[26 empty] | 3589900% | 16:00 | 809 | 1359 | 557 | 2 | 8 | 555 | 2 | 15 | 225 | 2 | 8 | 585 | 2 | 8 | 567 | 2 | 15 | 246 | 2 | 8 | 534 | 2 | 19 | 5 | E | 9 | 5 | A | 7 | 19 | A | 7 | 9 | A | 7 | 52 | A | 7 | 987 | E | 9 | 180 | A | 7 | 4.1 | A | 7 | 16100 | B | 7 | 77777 | A | 7 | 1.5 | E | 8 | 0.146 | F | 8 | 0.15 | F | 8 | 0 | 1 | D | 9 | 10 | C | 8
[26 empty] | 3589900% | 17:00 | 584 | 1359 | 338 | 2 | 8 | 389 | 2 | 15 | 170 | 2 | 8 | 360 | 2 | 8 | 391 | 2 | 15 | 192 | 2 | 8 | 364 | 2 | 19 | 5 | E | 9 | 5 | A | 7 | 18 | A | 7 | 10 | A | 7 | 59 | A | 7 | 987 | E | 9 | 170 | A | 7 | 4.1 | A | 7 | 24100 | B | 7 | 77777 | A | 7 | 1.5 | E | 8 | 0.146 | F | 8 | 0.15 | F | 8 | 0 | 1 | D | 9 | 10 | C | 8
[26 empty] | 3589900% | 18:00 | 330 | 1359 | 138 | 2 | 8 | 149 | 2 | 15 | 102 | 2 | 8 | 149 | 2 | 8 | 126 | 2 | 15 | 119 | 2 | 8 | 223 | 2 | 19 | 10 | E | 9 | 10 | A | 7 | 17 | A | 7 | 10 | A | 7 | 63 | A | 7 | 987 | E | 9 | 180 | A | 7 | 5.1 | A | 7 | 16100 | B | 7 | 2400 | A | 7 | 1.5 | E | 8 | 0.146 | F | 8 | 0.15 | F | 8 | 0 | 1 | D | 9 | 10 | C | 8
[26 empty] | 3589900% | 19:00 | 74 | 1053 | 10 | 2 | 8 | 0 | 2 | 15 | 10 | 2 | 8 | 12 | 2 | 8 | 0 | 2 | 15 | 12 | 2 | 8 | 39 | 2 | 19 | 9 | E | 9 | 9 | A | 7 | 16 | A | 7 | 9 | A | 7 | 63 | A | 7 | 987 | E | 9 | 170 | A | 7 | 4.1 | A | 7 | 16100 | B | 7 | 1800 | A | 7 | 1.5 | E | 8 | 0.146 | F | 8 | 0.15 | F | 8 | 0 | 1 | D | 9 | 10 | C | 8
[26 empty] | 3589900% | 20:00 | 0 | 0 | 0 | 2 | 0 | 0 | 2 | 0 | 0 | 2 | 0 | 0 | 2 | 0 | 0 | 2 | 0 | 0 | 2 | 0 | 0 | 2 | 0 | 9 | E | 9 | 9 | A | 7 | 14 | A | 7 | 9 | A | 7 | 72 | A | 7 | 987 | E | 9 | 180 | A | 7 | 4.1 | A | 7 | 16100 | B | 7 | 2400 | A | 7 | 1.5 | E | 8 | 0.146 | F | 8 | 0.15 | F | 8 | 0 | 1 | D | 9 | 10 | C | 8
[26 empty] | 3589900% | 21:00 | 0 | 0 | 0 | 2 | 0 | 0 | 2 | 0 | 0 | 2 | 0 | 0 | 2 | 0 | 0 | 2 | 0 | 0 | 2 | 0 | 0 | 2 | 0 | 10 | E | 9 | 10 | A | 7 | 14 | A | 7 | 10 | A | 7 | 77 | A | 7 | 987 | E | 9 | 190 | A | 7 | 4.1 | A | 7 | 16100 | B | 7 | 2700 | A | 7 | 1.5 | E | 8 | 0.146 | F | 8 | 0.15 | F | 8 | 0 | 1 | D | 9 | 10 | C | 8
[26 empty] | 3589900% | 22:00 | 0 | 0 | 0 | 2 | 0 | 0 | 2 | 0 | 0 | 2 | 0 | 0 | 2 | 0 | 0 | 2 | 0 | 0 | 2 | 0 | 0 | 2 | 0 | 9 | B | 8 | 9 | B | 8 | 13.8 | B | 8 | 9 | E | 9 | 73 | A | 7 | 987 | E | 9 | 200 | B | 8 | 4 | B | 8 | 16100 | C | 8 | 5113 | B | 8 | 1.4 | E | 8 | 0.146 | F | 8 | 0.15 | F | 8 | 0 | 1 | D | 9 | 10 | C | 8
[26 empty] | 3589900% | 23:00 | 0 | 0 | 0 | 2 | 0 | 0 | 2 | 0 | 0 | 2 | 0 | 0 | 2 | 0 | 0 | 2 | 0 | 0 | 2 | 0 | 0 | 2 | 0 | 8 | B | 8 | 8 | B | 8 | 13.9 | B | 8 | 8 | E | 9 | 68 | A | 7 | 987 | E | 9 | 210 | B | 8 | 3.9 | B | 8 | 16100 | C | 8 | 7525 | B | 8 | 1.4 | E | 8 | 0.146 | F | 8 | 0.15 | F | 8 | 0 | 1 | D | 9 | 10 | C | 8
[26 empty] | 3589900% | 24:00 | 0 | 0 | 0 | 2 | 0 | 0 | 2 | 0 | 0 | 2 | 0 | 0 | 2 | 0 | 0 | 2 | 0 | 0 | 2 | 0 | 0 | 2 | 0 | 6 | B | 8 | 6 | B | 8 | 13.9 | B | 8 | 8 | E | 9 | 68 | A | 7 | 987 | E | 9 | 220 | B | 8 | 3.7 | B | 8 | 16100 | C | 8 | 9938 | B | 8 | 1.4 | E | 8 | 0.146 | F | 8 | 0.15 | F | 8 | 0 | 1 | D | 9 | 10 | C | 8
[26 empty] | 3590000% | 1:00 | 0 | 0 | 0 | 2 | 0 | 0 | 2 | 0 | 0 | 2 | 0 | 0 | 2 | 0 | 0 | 2 | 0 | 0 | 2 | 0 | 0 | 2 | 0 | 5 | B | 8 | 5 | B | 8 | 13.6 | B | 8 | 8 | E | 9 | 69 | A | 7 | 987 | E | 9 | 230 | B | 8 | 3.6 | B | 8 | 16100 | C | 8 | 12350 | B | 8 | 1.4 | E | 8 | 0.148 | F | 8 | 0.15 | F | 8 | 0 | 1 | D | 9 | 10 | C | 8
[26 empty] | 3590000% | 2:00 | 0 | 0 | 0 | 2 | 0 | 0 | 2 | 0 | 0 | 2 | 0 | 0 | 2 | 0 | 0 | 2 | 0 | 0 | 2 | 0 | 0 | 2 | 0 | 4 | B | 8 | 4 | B | 8 | 13.8 | B | 8 | 8 | E | 9 | 68 | A | 7 | 987 | E | 9 | 230 | B | 8 | 3.5 | B | 8 | 16100 | C | 8 | 14763 | B | 8 | 1.4 | E | 8 | 0.148 | F | 8 | 0.15 | F | 8 | 0 | 1 | D | 9 | 10 | C | 8
[26 empty] | 3590000% | 3:00 | 0 | 0 | 0 | 2 | 0 | 0 | 2 | 0 | 0 | 2 | 0 | 0 | 2 | 0 | 0 | 2 | 0 | 0 | 2 | 0 | 0 | 2 | 0 | 3 | B | 8 | 3 | B | 8 | 13.9 | B | 8 | 8 | E | 9 | 68 | A | 7 | 987 | E | 9 | 240 | B | 8 | 3.4 | B | 8 | 16100 | C | 8 | 17175 | B | 8 | 1.4 | E | 8 | 0.148 | F | 8 | 0.15 | F | 8 | 0 | 1 | D | 9 | 10 | C | 8
[26 empty] | 3590000% | 4:00 | 0 | 0 | 0 | 2 | 0 | 0 | 2 | 0 | 0 | 2 | 0 | 0 | 2 | 0 | 0 | 2 | 0 | 0 | 2 | 0 | 0 | 2 | 0 | 1 | B | 8 | 1 | B | 8 | 13.9 | B | 8 | 8 | E | 9 | 68 | A | 7 | 987 | E | 9 | 250 | B | 8 | 3.2 | B | 8 | 16100 | C | 8 | 19588 | B | 8 | 1.4 | E | 8 | 0.148 | F | 8 | 0.15 | F | 8 | 0 | 1 | D | 9 | 10 | C | 8
[26 empty] | 3590000% | 5:00 | 0 | 0 | 0 | 2 | 0 | 0 | 2 | 0 | 0 | 2 | 0 | 0 | 2 | 0 | 0 | 2 | 0 | 0 | 2 | 0 | 0 | 2 | 0 | 0 | E | 9 | 0 | E | 9 | 14 | A | 7 | 8 | E | 9 | 67 | A | 7 | 987 | E | 9 | 260 | A | 7 | 3.1 | A | 7 | 16100 | B | 7 | 77777 | A | 7 | 1.4 | E | 8 | 0.148 | F | 8 | 0.15 | F | 8 | 0 | 1 | D | 9 | 10 | C | 8
[26 empty] | 3590000% | 6:00 | 21 | 554 | 0 | 2 | 8 | 0 | 2 | 15 | 0 | 2 | 8 | 0 | 2 | 8 | 0 | 2 | 15 | 0 | 2 | 8 | 0 | 2 | 19 | 10 | E | 9 | 5 | A | 7 | 12 | A | 7 | 8 | A | 7 | 76 | A | 7 | 987 | E | 9 | 290 | A | 7 | 1.5 | A | 7 | 16100 | B | 7 | 77777 | A | 7 | 1.4 | E | 8 | 0.148 | F | 8 | 0.15 | F | 8 | 0 | 1 | D | 9 | 10 | C | 8
[26 empty] | 3590000% | 7:00 | 235 | 1358 | 133 | 2 | 8 | 147 | 2 | 15 | 108 | 2 | 8 | 140 | 2 | 8 | 105 | 2 | 15 | 122 | 2 | 8 | 231 | 2 | 19 | 10 | E | 9 | 5 | A | 7 | 13 | A | 7 | 9 | A | 7 | 77 | A | 7 | 987 | E | 9 | 240 | A | 7 | 1.5 | A | 7 | 16100 | B | 7 | 77777 | A | 7 | 1.4 | E | 8 | 0.148 | F | 8 | 0.15 | F | 8 | 0 | 1 | D | 9 | 10 | C | 8
[26 empty] | 3590000% | 8:00 | 495 | 1358 | 182 | 2 | 8 | 63 | 2 | 15 | 159 | 2 | 8 | 199 | 2 | 8 | 60 | 2 | 15 | 178 | 2 | 8 | 427 | 2 | 19 | 10 | E | 9 | 9 | A | 7 | 14 | A | 7 | 9 | A | 7 | 72 | A | 7 | 987 | E | 9 | 280 | A | 7 | 4.1 | A | 7 | 16100 | B | 7 | 1380 | A | 7 | 1.4 | E | 8 | 0.148 | F | 8 | 0.15 | F | 8 | 0 | 1 | D | 9 | 10 | C | 8
[26 empty] | 3590000% | 9:00 | 733 | 1358 | 313 | 2 | 8 | 98 | 2 | 15 | 260 | 2 | 8 | 344 | 2 | 8 | 99 | 2 | 15 | 290 | 2 | 8 | 781 | 2 | 19 | 10 | E | 9 | 9 | A | 7 | 17 | A | 7 | 9 | A | 7 | 59 | A | 7 | 987 | E | 9 | 280 | A | 7 | 3.1 | A | 7 | 16100 | B | 7 | 1290 | A | 7 | 1.4 | E | 8 | 0.148 | F | 8 | 0.15 | F | 8 | 0 | 1 | D | 9 | 10 | C | 8
[26 empty] | 3590000% | 10:00 | 932 | 1358 | 274 | 2 | 8 | 24 | 2 | 15 | 258 | 2 | 8 | 320 | 2 | 8 | 21 | 2 | 15 | 305 | 2 | 8 | 1140 | 2 | 19 | 10 | E | 9 | 9 | A | 7 | 21 | A | 7 | 9 | A | 7 | 46 | A | 7 | 987 | E | 9 | 270 | A | 7 | 5.7 | A | 7 | 16100 | B | 7 | 1500 | A | 7 | 1.5 | E | 8 | 0.148 | F | 8 | 0.15 | F | 8 | 0 | 1 | D | 9 | 5 | C | 8
[26 empty] | 3590000% | 11:00 | 1077 | 1358 | 671 | 2 | 8 | 404 | 2 | 15 | 350 | 2 | 8 | 730 | 2 | 8 | 438 | 2 | 15 | 382 | 2 | 8 | 1219 | 2 | 19 | 10 | E | 9 | 9 | A | 7 | 18 | A | 7 | 8 | A | 7 | 52 | A | 7 | 987 | E | 9 | 300 | A | 7 | 5.1 | A | 7 | 16100 | B | 7 | 1500 | A | 7 | 1.5 | E | 8 | 0.148 | F | 8 | 0.15 | F | 8 | 0 | 1 | D | 9 | 5 | C | 8
[26 empty] | 3590000% | 12:00 | 1159 | 1358 | 828 | 2 | 8 | 619 | 2 | 15 | 298 | 2 | 8 | 892 | 2 | 8 | 647 | 2 | 15 | 338 | 2 | 8 | 1303 | 2 | 19 | 10 | E | 9 | 9 | A | 7 | 18 | A | 7 | 9 | A | 7 | 56 | A | 7 | 987 | E | 9 | 280 | A | 7 | 5.1 | A | 7 | 24100 | B | 7 | 2700 | A | 7 | 1.5 | E | 8 | 0.148 | F | 8 | 0.15 | F | 8 | 0 | 1 | D | 9 | 5 | C | 8
[26 empty] | 3590000% | 13:00 | 1172 | 1358 | 897 | 2 | 8 | 804 | 2 | 15 | 202 | 2 | 8 | 961 | 2 | 8 | 823 | 2 | 15 | 248 | 2 | 8 | 911 | 2 | 19 | 10 | E | 9 | 5 | A | 7 | 20 | A | 7 | 9 | A | 7 | 49 | A | 7 | 987 | E | 9 | 270 | A | 7 | 5.1 | A | 7 | 24100 | B | 7 | 77777 | A | 7 | 1.5 | E | 8 | 0.148 | F | 8 | 0.15 | F | 8 | 0 | 1 | D | 9 | 5 | C | 8
[26 empty] | 3590000% | 14:00 | 1115 | 1358 | 839 | 2 | 8 | 777 | 2 | 15 | 200 | 2 | 8 | 894 | 2 | 8 | 793 | 2 | 15 | 241 | 2 | 8 | 769 | 2 | 19 | 10 | E | 9 | 5 | A | 7 | 21 | A | 7 | 8 | A | 7 | 43 | A | 7 | 987 | E | 9 | 310 | A | 7 | 4.1 | A | 7 | 24100 | B | 7 | 77777 | A | 7 | 1.6 | E | 8 | 0.148 | F | 8 | 0.15 | F | 8 | 0 | 1 | D | 9 | 5 | C | 8
[26 empty] | 3590000% | 15:00 | 992 | 1358 | 689 | 2 | 8 | 571 | 2 | 15 | 270 | 2 | 8 | 732 | 2 | 8 | 593 | 2 | 15 | 297 | 2 | 8 | 814 | 2 | 19 | 10 | E | 9 | 9 | A | 7 | 22 | A | 7 | 7 | A | 7 | 38 | A | 7 | 987 | E | 9 | 320 | A | 7 | 2.6 | A | 7 | 24100 | B | 7 | 2700 | A | 7 | 1.6 | E | 8 | 0.148 | F | 8 | 0.15 | F | 8 | 0 | 1 | D | 9 | 5 | C | 8
[26 empty] | 3590000% | 16:00 | 813 | 1358 | 379 | 2 | 8 | 165 | 2 | 15 | 279 | 2 | 8 | 412 | 2 | 8 | 172 | 2 | 15 | 308 | 2 | 8 | 753 | 2 | 19 | 10 | E | 9 | 9 | A | 7 | 22 | A | 7 | 7 | A | 7 | 38 | A | 7 | 987 | E | 9 | 340 | B | 8 | 1.5 | A | 7 | 24100 | B | 7 | 3300 | A | 7 | 1.6 | E | 8 | 0.148 | F | 8 | 0.15 | F | 8 | 0 | 1 | D | 9 | 5 | C | 8
[26 empty] | 3590000% | 17:00 | 588 | 1358 | 248 | 2 | 8 | 110 | 2 | 15 | 200 | 2 | 8 | 272 | 2 | 8 | 108 | 2 | 15 | 225 | 2 | 8 | 557 | 2 | 19 | 10 | E | 9 | 10 | A | 7 | 22 | A | 7 | 7 | A | 7 | 38 | A | 7 | 987 | E | 9 | 0 | A | 7 | 0 | A | 7 | 16100 | B | 7 | 3300 | A | 7 | 1.6 | E | 8 | 0.148 | F | 8 | 0.15 | F | 8 | 0 | 1 | D | 9 | 5 | C | 8
[26 empty] | 3590000% | 18:00 | 334 | 1358 | 88 | 2 | 8 | 11 | 2 | 15 | 85 | 2 | 8 | 98 | 2 | 8 | 5 | 2 | 15 | 97 | 2 | 8 | 302 | 2 | 19 | 10 | E | 9 | 10 | A | 7 | 21 | A | 7 | 7 | A | 7 | 40 | A | 7 | 987 | E | 9 | 0 | A | 7 | 0 | A | 7 | 16100 | B | 7 | 3600 | A | 7 | 1.7 | E | 8 | 0.148 | F | 8 | 0.15 | F | 8 | 0 | 1 | D | 9 | 5 | C | 8
[26 empty] | 3590000% | 19:00 | 78 | 1075 | 8 | 2 | 8 | 0 | 2 | 15 | 8 | 2 | 8 | 10 | 2 | 8 | 0 | 2 | 15 | 10 | 2 | 8 | 32 | 2 | 19 | 10 | E | 9 | 10 | A | 7 | 19 | A | 7 | 7 | A | 7 | 46 | A | 7 | 987 | E | 9 | 0 | A | 7 | 0 | A | 7 | 16100 | B | 7 | 3600 | A | 7 | 1.7 | E | 8 | 0.148 | F | 8 | 0.15 | F | 8 | 0 | 1 | D | 9 | 5 | C | 8
[26 empty] | 3590000% | 20:00 | 0 | 0 | 0 | 2 | 0 | 0 | 2 | 0 | 0 | 2 | 0 | 0 | 2 | 0 | 0 | 2 | 0 | 0 | 2 | 0 | 0 | 2 | 0 | 10 | E | 9 | 10 | A | 7 | 17 | A | 7 | 7 | A | 7 | 52 | A | 7 | 987 | E | 9 | 90 | A | 7 | 2.6 | A | 7 | 16100 | B | 7 | 3600 | A | 7 | 1.7 | E | 8 | 0.148 | F | 8 | 0.15 | F | 8 | 0 | 1 | D | 9 | 5 | C | 8
[26 empty] | 3590000% | 21:00 | 0 | 0 | 0 | 2 | 0 | 0 | 2 | 0 | 0 | 2 | 0 | 0 | 2 | 0 | 0 | 2 | 0 | 0 | 2 | 0 | 0 | 2 | 0 | 10 | E | 9 | 5 | A | 7 | 17 | A | 7 | 7 | A | 7 | 52 | A | 7 | 987 | E | 9 | 80 | A | 7 | 2.6 | A | 7 | 16100 | B | 7 | 77777 | A | 7 | 1.7 | E | 8 | 0.148 | F | 8 | 0.15 | F | 8 | 0 | 1 | D | 9 | 5 | C | 8
[26 empty] | 3590000% | 22:00 | 0 | 0 | 0 | 2 | 0 | 0 | 2 | 0 | 0 | 2 | 0 | 0 | 2 | 0 | 0 | 2 | 0 | 0 | 2 | 0 | 0 | 2 | 0 | 10 | B | 8 | 6 | B | 8 | 16.4 | B | 8 | 7.2 | E | 9 | 54 | A | 7 | 987 | E | 9 | 60 | B | 8 | 2.6 | B | 8 | 15500 | C | 8 | 19663 | B | 8 | 1.8 | E | 8 | 0.148 | F | 8 | 0.15 | F | 8 | 0 | 1 | D | 9 | 5 | C | 8
[26 empty] | 3590000% | 23:00 | 0 | 0 | 0 | 2 | 0 | 0 | 2 | 0 | 0 | 2 | 0 | 0 | 2 | 0 | 0 | 2 | 0 | 0 | 2 | 0 | 0 | 2 | 0 | 10 | B | 8 | 6 | B | 8 | 16.2 | B | 8 | 7.5 | E | 9 | 56 | A | 7 | 987 | E | 9 | 50 | B | 8 | 2.6 | B | 8 | 14900 | C | 8 | 17325 | B | 8 | 1.8 | E | 8 | 0.148 | F | 8 | 0.15 | F | 8 | 0 | 1 | D | 9 | 5 | C | 8
[26 empty] | 3590000% | 24:00 | 0 | 0 | 0 | 2 | 0 | 0 | 2 | 0 | 0 | 2 | 0 | 0 | 2 | 0 | 0 | 2 | 0 | 0 | 2 | 0 | 0 | 2 | 0 | 10 | B | 8 | 7 | B | 8 | 15.7 | B | 8 | 7.7 | E | 9 | 59 | A | 7 | 987 | E | 9 | 30 | B | 8 | 2.6 | B | 8 | 14300 | C | 8 | 14988 | B | 8 | 1.8 | E | 8 | 0.148 | F | 8 | 0.15 | F | 8 | 0 | 1 | D | 9 | 5 | C | 8
[26 empty] | 3590100% | 1:00 | 0 | 0 | 0 | 2 | 0 | 0 | 2 | 0 | 0 | 2 | 0 | 0 | 2 | 0 | 0 | 2 | 0 | 0 | 2 | 0 | 0 | 2 | 0 | 10 | B | 8 | 7 | B | 8 | 15.1 | B | 8 | 7.9 | E | 9 | 62 | A | 7 | 987 | E | 9 | 20 | B | 8 | 2.6 | B | 8 | 13700 | C | 8 | 12650 | B | 8 | 1.8 | E | 8 | 0.149 | F | 8 | 0.15 | F | 8 | 0 | 1 | D | 9 | 5 | C | 8
[26 empty] | 3590100% | 2:00 | 0 | 0 | 0 | 2 | 0 | 0 | 2 | 0 | 0 | 2 | 0 | 0 | 2 | 0 | 0 | 2 | 0 | 0 | 2 | 0 | 0 | 2 | 0 | 10 | B | 8 | 8 | B | 8 | 14.9 | B | 8 | 7.1 | E | 9 | 60 | A | 7 | 987 | E | 9 | 360 | B | 8 | 2.6 | B | 8 | 13100 | C | 8 | 10313 | B | 8 | 1.9 | E | 8 | 0.149 | F | 8 | 0.15 | F | 8 | 0 | 1 | D | 9 | 5 | C | 8
[26 empty] | 3590100% | 3:00 | 0 | 0 | 0 | 2 | 0 | 0 | 2 | 0 | 0 | 2 | 0 | 0 | 2 | 0 | 0 | 2 | 0 | 0 | 2 | 0 | 0 | 2 | 0 | 10 | B | 8 | 8 | B | 8 | 14.6 | B | 8 | 7.3 | E | 9 | 62 | A | 7 | 987 | E | 9 | 340 | B | 8 | 2.6 | B | 8 | 12500 | C | 8 | 7975 | B | 8 | 1.9 | E | 8 | 0.149 | F | 8 | 0.15 | F | 8 | 0 | 1 | D | 9 | 5 | C | 8
[26 empty] | 3590100% | 4:00 | 0 | 0 | 0 | 2 | 0 | 0 | 2 | 0 | 0 | 2 | 0 | 0 | 2 | 0 | 0 | 2 | 0 | 0 | 2 | 0 | 0 | 2 | 0 | 10 | B | 8 | 9 | B | 8 | 14.3 | B | 8 | 7.5 | E | 9 | 64 | A | 7 | 987 | E | 9 | 330 | B | 8 | 2.6 | B | 8 | 11900 | C | 8 | 5638 | B | 8 | 1.9 | E | 8 | 0.149 | F | 8 | 0.15 | F | 8 | 0 | 1 | D | 9 | 5 | C | 8
[26 empty] | 3590100% | 5:00 | 0 | 0 | 0 | 2 | 0 | 0 | 2 | 0 | 0 | 2 | 0 | 0 | 2 | 0 | 0 | 2 | 0 | 0 | 2 | 0 | 0 | 2 | 0 | 10 | E | 9 | 9 | A | 7 | 14 | A | 7 | 7.8 | E | 9 | 66 | A | 7 | 987 | E | 9 | 310 | A | 7 | 2.6 | A | 7 | 11300 | B | 7 | 3300 | A | 7 | 2 | E | 8 | 0.149 | F | 8 | 0.15 | F | 8 | 0 | 1 | D | 9 | 5 | C | 8
[26 empty] | 3590100% | 6:00 | 23 | 599 | 0 | 2 | 8 | 0 | 2 | 15 | 0 | 2 | 8 | 0 | 2 | 8 | 0 | 2 | 15 | 0 | 2 | 8 | 0 | 2 | 19 | 10 | E | 9 | 9 | A | 7 | 13 | A | 7 | 8 | A | 7 | 72 | A | 7 | 987 | E | 9 | 0 | A | 7 | 0 | A | 7 | 8000 | B | 7 | 4500 | A | 7 | 2 | E | 8 | 0.149 | F | 8 | 0.15 | F | 8 | 0 | 1 | D | 9 | 5 | C | 8
[26 empty] | 3590100% | 7:00 | 241 | 1357 | 20 | 2 | 8 | 0 | 2 | 15 | 20 | 2 | 8 | 24 | 2 | 8 | 0 | 2 | 15 | 24 | 2 | 8 | 83 | 2 | 19 | 10 | E | 9 | 9 | A | 7 | 15 | A | 7 | 12 | A | 7 | 82 | A | 7 | 987 | E | 9 | 0 | A | 7 | 0 | A | 7 | 8000 | B | 7 | 3300 | A | 7 | 2 | E | 8 | 0.149 | F | 8 | 0.15 | F | 8 | 0 | 1 | D | 9 | 5 | C | 8
[26 empty] | 3590100% | 8:00 | 501 | 1357 | 138 | 2 | 8 | 6 | 2 | 15 | 135 | 2 | 8 | 155 | 2 | 8 | 4 | 2 | 15 | 154 | 2 | 8 | 510 | 2 | 19 | 10 | E | 9 | 9 | A | 7 | 16 | A | 7 | 11 | A | 7 | 72 | A | 7 | 987 | E | 9 | 0 | A | 7 | 0 | A | 7 | 8000 | B | 7 | 3000 | A | 7 | 2 | E | 8 | 0.149 | F | 8 | 0.15 | F | 8 | 0 | 1 | D | 9 | 10 | C | 8
[26 empty] | 3590100% | 9:00 | 739 | 1357 | 160 | 2 | 8 | 0 | 2 | 15 | 160 | 2 | 8 | 187 | 2 | 8 | 0 | 2 | 15 | 187 | 2 | 8 | 707 | 2 | 19 | 10 | E | 9 | 10 | A | 7 | 16 | A | 7 | 13 | A | 7 | 82 | A | 7 | 987 | E | 9 | 0 | A | 7 | 0 | A | 7 | 6400 | B | 7 | 2100 | A | 7 | 2 | E | 8 | 0.149 | F | 8 | 0.15 | F | 8 | 0 | 1 | D | 9 | 10 | C | 8
[26 empty] | 3590100% | 10:00 | 936 | 1357 | 242 | 2 | 8 | 6 | 2 | 15 | 238 | 2 | 8 | 284 | 2 | 8 | 5 | 2 | 15 | 280 | 2 | 8 | 1077 | 2 | 19 | 10 | E | 9 | 10 | A | 7 | 18 | A | 7 | 12 | A | 7 | 68 | A | 7 | 987 | E | 9 | 90 | B | 8 | 1.5 | A | 7 | 6400 | B | 7 | 2700 | A | 7 | 2 | E | 8 | 0.149 | F | 8 | 0.15 | F | 8 | 0 | 1 | D | 9 | 10 | C | 8
[26 empty] | 3590100% | 11:00 | 1081 | 1357 | 242 | 2 | 8 | 0 | 2 | 15 | 242 | 2 | 8 | 289 | 2 | 8 | 0 | 2 | 15 | 289 | 2 | 8 | 1158 | 2 | 19 | 10 | E | 9 | 10 | A | 7 | 18 | A | 7 | 13 | A | 7 | 73 | A | 7 | 987 | E | 9 | 180 | A | 7 | 3.1 | A | 7 | 4800 | B | 7 | 2700 | A | 7 | 2 | E | 8 | 0.149 | F | 8 | 0.15 | F | 8 | 0 | 1 | D | 9 | 10 | C | 8
[26 empty] | 3590100% | 12:00 | 1162 | 1357 | 323 | 2 | 8 | 12 | 2 | 15 | 312 | 2 | 8 | 382 | 2 | 8 | 11 | 2 | 15 | 373 | 2 | 8 | 1433 | 2 | 19 | 10 | E | 9 | 10 | A | 7 | 20 | A | 7 | 13 | A | 7 | 64 | A | 7 | 987 | E | 9 | 180 | A | 7 | 5.1 | A | 7 | 4800 | B | 7 | 2700 | A | 7 | 2 | E | 8 | 0.149 | F | 8 | 0.15 | F | 8 | 0 | 1 | D | 9 | 10 | C | 8
[26 empty] | 3590100% | 13:00 | 1175 | 1357 | 448 | 2 | 8 | 78 | 2 | 15 | 381 | 2 | 8 | 496 | 2 | 8 | 80 | 2 | 15 | 426 | 2 | 8 | 1709 | 2 | 19 | 10 | B | 8 | 10 | B | 8 | 21.5 | B | 8 | 13.3 | B | 8 | 60 | A | 7 | 987 | E | 9 | 190 | B | 8 | 5.1 | B | 8 | 6400 | C | 8 | 3150 | B | 8 | 2 | E | 8 | 0.149 | F | 8 | 0.15 | F | 8 | 0 | 1 | D | 9 | 10 | C | 8
[26 empty] | 3590100% | 14:00 | 1118 | 1357 | 182 | 2 | 8 | 6 | 2 | 15 | 177 | 2 | 8 | 224 | 2 | 8 | 4 | 2 | 15 | 220 | 2 | 8 | 901 | 2 | 19 | 10 | E | 9 | 10 | A | 7 | 23 | A | 7 | 14 | A | 7 | 57 | A | 7 | 987 | E | 9 | 200 | A | 7 | 5.1 | A | 7 | 8000 | B | 7 | 3600 | A | 7 | 2 | E | 8 | 0.149 | F | 8 | 0.15 | F | 8 | 0 | 1 | D | 9 | 10 | C | 8
[26 empty] | 3590100% | 15:00 | 996 | 1357 | 276 | 2 | 8 | 12 | 2 | 15 | 267 | 2 | 8 | 323 | 2 | 8 | 10 | 2 | 15 | 316 | 2 | 8 | 1208 | 2 | 19 | 10 | E | 9 | 10 | A | 7 | 24 | A | 7 | 14 | A | 7 | 54 | A | 7 | 987 | E | 9 | 200 | A | 7 | 7.7 | A | 7 | 8000 | B | 7 | 2400 | A | 7 | 2 | E | 8 | 0.149 | F | 8 | 0.15 | F | 8 | 0 | 1 | D | 9 | 10 | C | 8
[26 empty] | 3590100% | 16:00 | 816 | 1357 | 145 | 2 | 8 | 0 | 2 | 15 | 145 | 2 | 8 | 173 | 2 | 8 | 0 | 2 | 15 | 173 | 2 | 8 | 683 | 2 | 19 | 10 | E | 9 | 10 | A | 7 | 24 | A | 7 | 13 | A | 7 | 50 | A | 7 | 987 | E | 9 | 210 | A | 7 | 5.1 | A | 7 | 8000 | B | 7 | 1800 | A | 7 | 2 | E | 8 | 0.149 | F | 8 | 0.15 | F | 8 | 0 | 1 | D | 9 | 10 | C | 8
[26 empty] | 3590100% | 17:00 | 591 | 1357 | 301 | 2 | 8 | 175 | 2 | 15 | 225 | 2 | 8 | 324 | 2 | 8 | 174 | 2 | 15 | 248 | 2 | 8 | 538 | 2 | 19 | 10 | E | 9 | 9 | A | 7 | 26 | A | 7 | 12 | A | 7 | 42 | A | 7 | 987 | E | 9 | 210 | A | 7 | 10.3 | A | 7 | 11300 | B | 7 | 3600 | A | 7 | 2 | E | 8 | 0.149 | F | 8 | 0.15 | F | 8 | 0 | 1 | D | 9 | 10 | C | 8
[26 empty] | 3590100% | 18:00 | 337 | 1357 | 79 | 2 | 8 | 0 | 2 | 15 | 79 | 2 | 8 | 89 | 2 | 8 | 0 | 2 | 15 | 89 | 2 | 8 | 288 | 2 | 19 | 10 | E | 9 | 9 | A | 7 | 24 | A | 7 | 12 | A | 7 | 47 | A | 7 | 987 | E | 9 | 190 | A | 7 | 5.1 | A | 7 | 11300 | B | 7 | 3000 | A | 7 | 2 | E | 8 | 0.149 | F | 8 | 0.15 | F | 8 | 0 | 1 | D | 9 | 10 | C | 8
[26 empty] | 3590100% | 19:00 | 81 | 1097 | 4 | 2 | 8 | 0 | 2 | 15 | 4 | 2 | 8 | 5 | 2 | 8 | 0 | 2 | 15 | 5 | 2 | 8 | 16 | 2 | 19 | 10 | E | 9 | 9 | A | 7 | 23 | A | 7 | 12 | A | 7 | 50 | A | 7 | 987 | E | 9 | 210 | A | 7 | 5.1 | A | 7 | 11300 | B | 7 | 2700 | A | 7 | 2 | E | 8 | 0.149 | F | 8 | 0.15 | F | 8 | 0 | 1 | D | 9 | 10 | C | 8
[26 empty] | 3590100% | 20:00 | 0 | 0 | 0 | 2 | 0 | 0 | 2 | 0 | 0 | 2 | 0 | 0 | 2 | 0 | 0 | 2 | 0 | 0 | 2 | 0 | 0 | 2 | 0 | 10 | E | 9 | 10 | A | 7 | 22 | A | 7 | 12 | A | 7 | 53 | A | 7 | 987 | E | 9 | 190 | A | 7 | 5.1 | A | 7 | 11300 | B | 7 | 3300 | A | 7 | 2 | E | 8 | 0.149 | F | 8 | 0.15 | F | 8 | 0 | 1 | D | 9 | 10 | C | 8
[26 empty] | 3590100% | 21:00 | 0 | 0 | 0 | 2 | 0 | 0 | 2 | 0 | 0 | 2 | 0 | 0 | 2 | 0 | 0 | 2 | 0 | 0 | 2 | 0 | 0 | 2 | 0 | 10 | E | 9 | 10 | A | 7 | 21 | A | 7 | 12 | A | 7 | 56 | A | 7 | 987 | E | 9 | 190 | A | 7 | 5.1 | A | 7 | 11300 | B | 7 | 3300 | A | 7 | 2 | E | 8 | 0.149 | F | 8 | 0.15 | F | 8 | 0 | 1 | D | 9 | 10 | C | 8
[26 empty] | 3590100% | 22:00 | 0 | 0 | 0 | 2 | 0 | 0 | 2 | 0 | 0 | 2 | 0 | 0 | 2 | 0 | 0 | 2 | 0 | 0 | 2 | 0 | 0 | 2 | 0 | 10 | B | 8 | 10 | B | 8 | 20.3 | B | 8 | 13.1 | E | 9 | 63 | A | 7 | 987 | E | 9 | 180 | B | 8 | 5.2 | B | 8 | 11900 | C | 8 | 3450 | B | 8 | 2 | E | 8 | 0.149 | F | 8 | 0.15 | F | 8 | 0 | 1 | D | 9 | 10 | C | 8
[26 empty] | 3590100% | 23:00 | 0 | 0 | 0 | 2 | 0 | 0 | 2 | 0 | 0 | 2 | 0 | 0 | 2 | 0 | 0 | 2 | 0 | 0 | 2 | 0 | 0 | 2 | 0 | 10 | B | 8 | 10 | B | 8 | 19.9 | B | 8 | 12.2 | E | 9 | 61 | A | 7 | 987 | E | 9 | 170 | B | 8 | 5.4 | B | 8 | 12500 | C | 8 | 3600 | B | 8 | 2 | E | 8 | 0.149 | F | 8 | 0.15 | F | 8 | 0 | 1 | D | 9 | 10 | C | 8
[26 empty] | 3590100% | 24:00 | 0 | 0 | 0 | 2 | 0 | 0 | 2 | 0 | 0 | 2 | 0 | 0 | 2 | 0 | 0 | 2 | 0 | 0 | 2 | 0 | 0 | 2 | 0 | 10 | B | 8 | 10 | B | 8 | 19.4 | B | 8 | 13.3 | E | 9 | 68 | A | 7 | 987 | E | 9 | 150 | B | 8 | 5.5 | B | 8 | 13100 | C | 8 | 3750 | B | 8 | 2 | E | 8 | 0.149 | F | 8 | 0.15 | F | 8 | 0 | 1 | D | 9 | 10 | C | 8
[26 empty] | 3590200% | 1:00 | 0 | 0 | 0 | 2 | 0 | 0 | 2 | 0 | 0 | 2 | 0 | 0 | 2 | 0 | 0 | 2 | 0 | 0 | 2 | 0 | 0 | 2 | 0 | 10 | B | 8 | 10 | B | 8 | 18.6 | B | 8 | 14.4 | E | 9 | 77 | A | 7 | 987 | E | 9 | 140 | B | 8 | 5.6 | B | 8 | 13700 | C | 8 | 3900 | B | 8 | 2 | E | 8 | 0.15 | F | 8 | 0.15 | F | 8 | 0 | 1 | D | 9 | 10 | C | 8
[26 empty] | 3590200% | 2:00 | 0 | 0 | 0 | 2 | 0 | 0 | 2 | 0 | 0 | 2 | 0 | 0 | 2 | 0 | 0 | 2 | 0 | 0 | 2 | 0 | 0 | 2 | 0 | 10 | B | 8 | 10 | B | 8 | 18.3 | B | 8 | 14.6 | E | 9 | 79 | A | 7 | 987 | E | 9 | 130 | B | 8 | 5.8 | B | 8 | 14300 | C | 8 | 4050 | B | 8 | 2 | E | 8 | 0.15 | F | 8 | 0.15 | F | 8 | 0 | 1 | D | 9 | 10 | C | 8
[26 empty] | 3590200% | 3:00 | 0 | 0 | 0 | 2 | 0 | 0 | 2 | 0 | 0 | 2 | 0 | 0 | 2 | 0 | 0 | 2 | 0 | 0 | 2 | 0 | 0 | 2 | 0 | 10 | B | 8 | 10 | B | 8 | 17.9 | B | 8 | 12.7 | E | 9 | 72 | A | 7 | 987 | E | 9 | 120 | B | 8 | 5.9 | B | 8 | 14900 | C | 8 | 4200 | B | 8 | 2 | E | 8 | 0.15 | F | 8 | 0.15 | F | 8 | 0 | 1 | D | 9 | 81 | C | 8
[26 empty] | 3590200% | 4:00 | 0 | 0 | 0 | 2 | 0 | 0 | 2 | 0 | 0 | 2 | 0 | 0 | 2 | 0 | 0 | 2 | 0 | 0 | 2 | 0 | 0 | 2 | 0 | 10 | B | 8 | 10 | B | 8 | 17.4 | B | 8 | 12.8 | E | 9 | 74 | A | 7 | 987 | E | 9 | 100 | B | 8 | 6.1 | B | 8 | 15500 | C | 8 | 4350 | B | 8 | 2 | E | 8 | 0.15 | F | 8 | 0.15 | F | 8 | 0 | 1 | D | 9 | 81 | C | 8
[26 empty] | 3590200% | 5:00 | 0 | 0 | 0 | 2 | 0 | 0 | 2 | 0 | 0 | 2 | 0 | 0 | 2 | 0 | 0 | 2 | 0 | 0 | 2 | 0 | 0 | 2 | 0 | 10 | E | 9 | 10 | A | 7 | 17 | A | 7 | 12.9 | E | 9 | 77 | A | 7 | 987 | E | 9 | 90 | A | 7 | 6.2 | A | 7 | 16100 | B | 7 | 4500 | A | 7 | 2 | E | 8 | 0.15 | F | 8 | 0.15 | F | 8 | 0 | 1 | D | 9 | 81 | C | 8
[26 empty] | 3590200% | 6:00 | 26 | 622 | 0 | 2 | 8 | 0 | 2 | 15 | 0 | 2 | 8 | 0 | 2 | 8 | 0 | 2 | 15 | 0 | 2 | 8 | 0 | 2 | 19 | 10 | E | 9 | 10 | A | 7 | 17 | A | 7 | 12 | A | 7 | 72 | A | 7 | 987 | E | 9 | 140 | B | 8 | 1.5 | A | 7 | 16100 | B | 7 | 4500 | A | 7 | 2 | E | 8 | 0.15 | F | 8 | 0.15 | F | 8 | 0 | 1 | D | 9 | 81 | C | 8
[26 empty] | 3590200% | 7:00 | 247 | 1356 | 59 | 2 | 8 | 0 | 2 | 15 | 59 | 2 | 8 | 66 | 2 | 8 | 0 | 2 | 15 | 66 | 2 | 8 | 205 | 2 | 19 | 10 | E | 9 | 10 | A | 7 | 17 | A | 7 | 13 | A | 7 | 77 | A | 7 | 987 | E | 9 | 180 | B | 8 | 1.5 | A | 7 | 16100 | B | 7 | 3600 | A | 7 | 2 | E | 8 | 0.15 | F | 8 | 0.15 | F | 8 | 0 | 1 | D | 9 | 81 | C | 8
[26 empty] | 3590200% | 8:00 | 507 | 1356 | 123 | 2 | 8 | 0 | 2 | 15 | 123 | 2 | 8 | 140 | 2 | 8 | 0 | 2 | 15 | 140 | 2 | 8 | 481 | 2 | 19 | 10 | E | 9 | 9 | A | 7 | 18 | A | 7 | 13 | A | 7 | 73 | A | 7 | 987 | E | 9 | 230 | A | 7 | 4.1 | A | 7 | 32200 | B | 7 | 4200 | A | 7 | 2 | E | 8 | 0.15 | F | 8 | 0.15 | F | 8 | 0 | 1 | D | 9 | 81 | C | 8
[26 empty] | 3590200% | 9:00 | 744 | 1356 | 412 | 2 | 8 | 258 | 2 | 15 | 270 | 2 | 8 | 446 | 2 | 8 | 267 | 2 | 15 | 299 | 2 | 8 | 698 | 2 | 19 | 10 | E | 9 | 9 | A | 7 | 19 | A | 7 | 14 | A | 7 | 73 | A | 7 | 987 | E | 9 | 220 | A | 7 | 5.1 | A | 7 | 20000 | B | 7 | 2700 | A | 7 | 1.9 | E | 8 | 0.15 | F | 8 | 0.15 | F | 8 | 0 | 1 | D | 9 | 81 | C | 8
[26 empty] | 3590200% | 10:00 | 941 | 1356 | 446 | 2 | 8 | 152 | 2 | 15 | 341 | 2 | 8 | 487 | 2 | 8 | 160 | 2 | 15 | 375 | 2 | 8 | 1025 | 2 | 19 | 10 | E | 9 | 9 | A | 7 | 21 | A | 7 | 14 | A | 7 | 64 | A | 7 | 987 | E | 9 | 220 | A | 7 | 6.2 | A | 7 | 32200 | B | 7 | 1500 | A | 7 | 1.9 | E | 8 | 0.15 | F | 8 | 0.15 | F | 8 | 0 | 1 | D | 9 | 81 | C | 8
[26 empty] | 3590200% | 11:00 | 1085 | 1356 | 441 | 2 | 8 | 85 | 2 | 15 | 373 | 2 | 8 | 486 | 2 | 8 | 87 | 2 | 15 | 416 | 2 | 8 | 1482 | 2 | 19 | 10 | E | 9 | 9 | A | 7 | 22 | A | 7 | 14 | A | 7 | 60 | A | 7 | 987 | E | 9 | 210 | A | 7 | 5.1 | A | 7 | 32200 | B | 7 | 1500 | A | 7 | 1.9 | E | 8 | 0.15 | F | 8 | 0.15 | F | 8 | 0 | 1 | D | 9 | 81 | C | 8
[26 empty] | 3590200% | 12:00 | 1166 | 1356 | 657 | 2 | 8 | 259 | 2 | 15 | 435 | 2 | 8 | 712 | 2 | 8 | 281 | 2 | 15 | 470 | 2 | 8 | 1876 | 2 | 19 | 10 | E | 9 | 9 | A | 7 | 24 | A | 7 | 15 | A | 7 | 57 | A | 7 | 987 | E | 9 | 210 | A | 7 | 5.1 | A | 7 | 32200 | B | 7 | 2100 | A | 7 | 1.9 | E | 8 | 0.15 | F | 8 | 0.15 | F | 8 | 0 | 1 | D | 9 | 81 | C | 8
[26 empty] | 3590200% | 13:00 | 1178 | 1356 | 849 | 2 | 8 | 558 | 2 | 15 | 363 | 2 | 8 | 899 | 2 | 8 | 582 | 2 | 15 | 392 | 2 | 8 | 1710 | 2 | 19 | 10 | E | 9 | 9 | A | 7 | 24 | A | 7 | 14 | A | 7 | 54 | A | 7 | 987 | E | 9 | 320 | A | 7 | 7.7 | A | 7 | 3200 | B | 7 | 2400 | A | 7 | 1.8 | E | 8 | 0.15 | F | 8 | 0.15 | F | 8 | 0 | 1 | D | 9 | 81 | C | 8
[26 empty] | 3590200% | 14:00 | 1121 | 1356 | 252 | 2 | 8 | 24 | 2 | 15 | 233 | 2 | 8 | 280 | 2 | 8 | 24 | 2 | 15 | 260 | 2 | 8 | 1031 | 2 | 19 | 10 | E | 9 | 9 | A | 7 | 22 | A | 7 | 16 | A | 7 | 69 | A | 7 | 987 | E | 9 | 300 | A | 7 | 7.2 | A | 7 | 11300 | B | 7 | 1800 | A | 7 | 1.8 | E | 8 | 0.15 | F | 8 | 0.15 | F | 8 | 0 | 1 | D | 9 | 81 | C | 8
[26 empty] | 3590200% | 15:00 | 999 | 1356 | 523 | 2 | 8 | 226 | 2 | 15 | 356 | 2 | 8 | 571 | 2 | 8 | 239 | 2 | 15 | 394 | 2 | 8 | 1138 | 2 | 19 | 5 | E | 9 | 5 | A | 7 | 22 | A | 7 | 12 | A | 7 | 53 | A | 7 | 987 | E | 9 | 300 | A | 7 | 6.2 | A | 7 | 11300 | B | 7 | 77777 | A | 7 | 1.8 | E | 8 | 0.15 | F | 8 | 0.15 | F | 8 | 0 | 1 | D | 9 | 81 | C | 8
[26 empty] | 3590200% | 16:00 | 819 | 1356 | 574 | 2 | 8 | 627 | 2 | 15 | 195 | 2 | 8 | 614 | 2 | 8 | 643 | 2 | 15 | 224 | 2 | 8 | 461 | 2 | 19 | 5 | E | 9 | 5 | A | 7 | 22 | A | 7 | 10 | A | 7 | 46 | A | 7 | 987 | E | 9 | 310 | A | 7 | 7.7 | A | 7 | 16100 | B | 7 | 77777 | A | 7 | 1.8 | E | 8 | 0.15 | F | 8 | 0.15 | F | 8 | 0 | 1 | D | 9 | 81 | C | 8
[26 empty] | 3590200% | 17:00 | 595 | 1356 | 376 | 2 | 8 | 582 | 2 | 15 | 120 | 2 | 8 | 388 | 2 | 8 | 558 | 2 | 15 | 143 | 2 | 8 | 236 | 2 | 19 | 5 | E | 9 | 5 | A | 7 | 21 | A | 7 | 9 | A | 7 | 46 | A | 7 | 987 | E | 9 | 280 | A | 7 | 7.7 | A | 7 | 16100 | B | 7 | 77777 | A | 7 | 1.7 | E | 8 | 0.15 | F | 8 | 0.15 | F | 8 | 0 | 1 | D | 9 | 81 | C | 8
[26 empty] | 3590200% | 18:00 | 341 | 1356 | 181 | 2 | 8 | 377 | 2 | 15 | 87 | 2 | 8 | 189 | 2 | 8 | 312 | 2 | 15 | 110 | 2 | 8 | 161 | 2 | 19 | 5 | E | 9 | 5 | A | 7 | 18 | A | 7 | 8 | A | 7 | 52 | A | 7 | 987 | E | 9 | 300 | A | 7 | 7.7 | A | 7 | 16100 | B | 7 | 77777 | A | 7 | 1.7 | E | 8 | 0.15 | F | 8 | 0.15 | F | 8 | 0 | 1 | D | 9 | 81 | C | 8
[26 empty] | 3590200% | 19:00 | 84 | 1119 | 17 | 2 | 8 | 40 | 2 | 15 | 15 | 2 | 8 | 20 | 2 | 8 | 16 | 2 | 15 | 19 | 2 | 8 | 25 | 2 | 19 | 5 | E | 9 | 5 | A | 7 | 14 | A | 7 | 6 | A | 7 | 59 | A | 7 | 987 | E | 9 | 300 | A | 7 | 5.1 | A | 7 | 11300 | B | 7 | 77777 | A | 7 | 1.7 | E | 8 | 0.15 | F | 8 | 0.15 | F | 8 | 0 | 1 | D | 9 | 81 | C | 8
[26 empty] | 3590200% | 20:00 | 0 | 0 | 0 | 2 | 0 | 0 | 2 | 0 | 0 | 2 | 0 | 0 | 2 | 0 | 0 | 2 | 0 | 0 | 2 | 0 | 0 | 2 | 0 | 10 | E | 9 | 9 | A | 7 | 12 | A | 7 | 4 | A | 7 | 58 | A | 7 | 987 | E | 9 | 300 | A | 7 | 6.2 | A | 7 | 11300 | B | 7 | 3000 | A | 7 | 1.7 | E | 8 | 0.15 | F | 8 | 0.15 | F | 8 | 0 | 1 | D | 9 | 81 | C | 8
[26 empty] | 3590200% | 21:00 | 0 | 0 | 0 | 2 | 0 | 0 | 2 | 0 | 0 | 2 | 0 | 0 | 2 | 0 | 0 | 2 | 0 | 0 | 2 | 0 | 0 | 2 | 0 | 3 | E | 9 | 3 | A | 7 | 11 | A | 7 | 3 | A | 7 | 58 | A | 7 | 987 | E | 9 | 300 | A | 7 | 51.4 | A | 7 | 11300 | B | 7 | 77777 | A | 7 | 1.7 | E | 8 | 0.15 | F | 8 | 0.15 | F | 8 | 0 | 1 | D | 9 | 81 | C | 8
[26 empty] | 3590200% | 22:00 | 0 | 0 | 0 | 2 | 0 | 0 | 2 | 0 | 0 | 2 | 0 | 0 | 2 | 0 | 0 | 2 | 0 | 0 | 2 | 0 | 0 | 2 | 0 | 4 | B | 8 | 4 | B | 8 | 10.3 | B | 8 | 4.6 | E | 9 | 68 | A | 7 | 987 | E | 9 | 310 | B | 8 | 45 | B | 8 | 11900 | C | 8 | 19700 | B | 8 | 1.6 | E | 8 | 0.15 | F | 8 | 0.15 | F | 8 | 0 | 1 | D | 9 | 81 | C | 8
[26 empty] | 3590200% | 23:00 | 0 | 0 | 0 | 2 | 0 | 0 | 2 | 0 | 0 | 2 | 0 | 0 | 2 | 0 | 0 | 2 | 0 | 0 | 2 | 0 | 0 | 2 | 0 | 5 | B | 8 | 5 | B | 8 | 9.9 | B | 8 | 4.3 | E | 9 | 68 | A | 7 | 987 | E | 9 | 320 | B | 8 | 38.6 | B | 8 | 12500 | C | 8 | 17400 | B | 8 | 1.6 | E | 8 | 0.15 | F | 8 | 0.15 | F | 8 | 0 | 1 | D | 9 | 81 | C | 8
[26 empty] | 3590200% | 24:00 | 0 | 0 | 0 | 2 | 0 | 0 | 2 | 0 | 0 | 2 | 0 | 0 | 2 | 0 | 0 | 2 | 0 | 0 | 2 | 0 | 0 | 2 | 0 | 6 | B | 8 | 5 | B | 8 | 9.4 | B | 8 | 4 | E | 9 | 69 | A | 7 | 987 | E | 9 | 320 | B | 8 | 32.1 | B | 8 | 13100 | C | 8 | 15100 | B | 8 | 1.6 | E | 8 | 0.15 | F | 8 | 0.15 | F | 8 | 0 | 1 | D | 9 | 81 | C | 8
[26 empty] | 3590300% | 1:00 | 0 | 0 | 0 | 2 | 0 | 0 | 2 | 0 | 0 | 2 | 0 | 0 | 2 | 0 | 0 | 2 | 0 | 0 | 2 | 0 | 0 | 2 | 0 | 7 | B | 8 | 6 | B | 8 | 8.6 | B | 8 | 2.7 | E | 9 | 66 | A | 7 | 987 | E | 9 | 330 | B | 8 | 25.7 | B | 8 | 13700 | C | 8 | 12800 | B | 8 | 1.6 | E | 8 | 0.151 | F | 8 | 0.15 | F | 8 | 0 | 1 | D | 9 | 81 | C | 8
[26 empty] | 3590300% | 2:00 | 0 | 0 | 0 | 2 | 0 | 0 | 2 | 0 | 0 | 2 | 0 | 0 | 2 | 0 | 0 | 2 | 0 | 0 | 2 | 0 | 0 | 2 | 0 | 7 | B | 8 | 7 | B | 8 | 8.3 | B | 8 | 1.3 | E | 9 | 61 | A | 7 | 987 | E | 9 | 340 | B | 8 | 19.3 | B | 8 | 14300 | C | 8 | 10500 | B | 8 | 1.5 | E | 8 | 0.151 | F | 8 | 0.15 | F | 8 | 0 | 1 | D | 9 | 81 | C | 8
[26 empty] | 3590300% | 3:00 | 0 | 0 | 0 | 2 | 0 | 0 | 2 | 0 | 0 | 2 | 0 | 0 | 2 | 0 | 0 | 2 | 0 | 0 | 2 | 0 | 0 | 2 | 0 | 8 | B | 8 | 8 | B | 8 | 7.9 | B | 8 | 1 | E | 9 | 62 | A | 7 | 987 | E | 9 | 350 | B | 8 | 12.9 | B | 8 | 14900 | C | 8 | 8200 | B | 8 | 1.5 | E | 8 | 0.151 | F | 8 | 0.15 | F | 8 | 0 | 1 | D | 9 | 81 | C | 8
[26 empty] | 3590300% | 4:00 | 0 | 0 | 0 | 2 | 0 | 0 | 2 | 0 | 0 | 2 | 0 | 0 | 2 | 0 | 0 | 2 | 0 | 0 | 2 | 0 | 0 | 2 | 0 | 9 | B | 8 | 8 | B | 8 | 7.4 | B | 8 | 1.7 | E | 9 | 67 | A | 7 | 987 | E | 9 | 350 | B | 8 | 6.4 | B | 8 | 15500 | C | 8 | 5900 | B | 8 | 1.5 | E | 8 | 0.151 | F | 8 | 0.15 | F | 8 | 0 | 1 | D | 9 | 81 | C | 8
[26 empty] | 3590300% | 5:00 | 0 | 0 | 0 | 2 | 0 | 0 | 2 | 0 | 0 | 2 | 0 | 0 | 2 | 0 | 0 | 2 | 0 | 0 | 2 | 0 | 0 | 2 | 0 | 10 | E | 9 | 9 | A | 7 | 7 | A | 7 | 0.4 | E | 9 | 63 | A | 7 | 987 | E | 9 | 0 | A | 7 | 0 | A | 7 | 16100 | B | 7 | 3600 | A | 7 | 1.5 | E | 8 | 0.151 | F | 8 | 0.15 | F | 8 | 0 | 1 | D | 9 | 81 | C | 8
[26 empty] | 3590300% | 6:00 | 29 | 666 | 0 | 2 | 8 | 0 | 2 | 15 | 0 | 2 | 8 | 0 | 2 | 8 | 0 | 2 | 15 | 0 | 2 | 8 | 0 | 2 | 19 | 10 | E | 9 | 9 | A | 7 | 8 | A | 7 | 1 | A | 7 | 61 | A | 7 | 987 | E | 9 | 240 | A | 7 | 2.6 | A | 7 | 16100 | B | 7 | 3900 | A | 7 | 1.4 | E | 8 | 0.151 | F | 8 | 0.15 | F | 8 | 0 | 1 | D | 9 | 81 | C | 8
[26 empty] | 3590300% | 7:00 | 253 | 1355 | 107 | 2 | 8 | 93 | 2 | 15 | 90 | 2 | 8 | 115 | 2 | 8 | 70 | 2 | 15 | 102 | 2 | 8 | 193 | 2 | 19 | 10 | E | 9 | 10 | A | 7 | 8 | A | 7 | 2 | A | 7 | 66 | A | 7 | 987 | E | 9 | 210 | B | 8 | 1.5 | A | 7 | 24100 | B | 7 | 3600 | A | 7 | 1.4 | E | 8 | 0.151 | F | 8 | 0.15 | F | 8 | 0 | 1 | D | 9 | 81 | C | 8
[26 empty] | 3590300% | 8:00 | 512 | 1355 | 180 | 2 | 8 | 44 | 2 | 15 | 163 | 2 | 8 | 197 | 2 | 8 | 42 | 2 | 15 | 181 | 2 | 8 | 443 | 2 | 19 | 10 | E | 9 | 10 | A | 7 | 9 | A | 7 | 3 | A | 7 | 66 | A | 7 | 987 | E | 9 | 20 | B | 8 | 1.5 | A | 7 | 24100 | B | 7 | 3600 | A | 7 | 1.4 | E | 8 | 0.151 | F | 8 | 0.15 | F | 8 | 0 | 1 | D | 9 | 81 | C | 8
[26 empty] | 3590300% | 9:00 | 748 | 1355 | 186 | 2 | 8 | 6 | 2 | 15 | 182 | 2 | 8 | 215 | 2 | 8 | 5 | 2 | 15 | 212 | 2 | 8 | 786 | 2 | 19 | 10 | E | 9 | 10 | A | 7 | 10 | A | 7 | 1 | A | 7 | 54 | A | 7 | 987 | E | 9 | 220 | B | 8 | 1.5 | A | 7 | 24100 | B | 7 | 4500 | A | 7 | 1.5 | E | 8 | 0.151 | F | 8 | 0.15 | F | 8 | 0 | 1 | D | 9 | 81 | C | 8
[26 empty] | 3590300% | 10:00 | 945 | 1355 | 516 | 2 | 8 | 231 | 2 | 15 | 355 | 2 | 8 | 561 | 2 | 8 | 244 | 2 | 15 | 391 | 2 | 8 | 1072 | 2 | 19 | 10 | E | 9 | 10 | A | 7 | 12 | A | 7 | 2 | A | 7 | 50 | A | 7 | 987 | E | 9 | 200 | B | 8 | 2.6 | A | 7 | 24100 | B | 7 | 1500 | A | 7 | 1.5 | E | 8 | 0.151 | F | 8 | 0.15 | F | 8 | 0 | 1 | D | 9 | 10 | C | 8
[26 empty] | 3590300% | 11:00 | 1089 | 1355 | 633 | 2 | 8 | 314 | 2 | 15 | 381 | 2 | 8 | 686 | 2 | 8 | 340 | 2 | 15 | 413 | 2 | 8 | 1376 | 2 | 19 | 10 | E | 9 | 10 | A | 7 | 13 | A | 7 | 0 | A | 7 | 41 | A | 7 | 987 | E | 9 | 180 | B | 8 | 2.6 | A | 7 | 24100 | B | 7 | 3600 | A | 7 | 1.6 | E | 8 | 0.151 | F | 8 | 0.15 | F | 8 | 0 | 1 | D | 9 | 10 | C | 8
[26 empty] | 3590300% | 12:00 | 1169 | 1355 | 876 | 2 | 8 | 704 | 2 | 15 | 268 | 2 | 8 | 920 | 2 | 8 | 711 | 2 | 15 | 305 | 2 | 8 | 1179 | 2 | 19 | 10 | E | 9 | 9 | A | 7 | 14 | A | 7 | 0 | A | 7 | 38 | A | 7 | 987 | E | 9 | 160 | B | 8 | 2.1 | A | 7 | 32200 | B | 7 | 4500 | A | 7 | 1.6 | E | 8 | 0.151 | F | 8 | 0.15 | F | 8 | 0 | 1 | D | 9 | 10 | C | 8
[26 empty] | 3590300% | 13:00 | 1182 | 1355 | 915 | 2 | 8 | 822 | 2 | 15 | 197 | 2 | 8 | 947 | 2 | 8 | 821 | 2 | 15 | 229 | 2 | 8 | 819 | 2 | 19 | 10 | E | 9 | 5 | A | 7 | 16 | A | 7 | 0 | A | 7 | 34 | A | 7 | 987 | E | 9 | 170 | B | 8 | 2.1 | A | 7 | 32200 | B | 7 | 77777 | A | 7 | 1.6 | E | 8 | 0.151 | F | 8 | 0.15 | F | 8 | 0 | 1 | D | 9 | 10 | C | 8
[26 empty] | 3590300% | 14:00 | 1124 | 1355 | 851 | 2 | 8 | 813 | 2 | 15 | 175 | 2 | 8 | 885 | 2 | 8 | 815 | 2 | 15 | 208 | 2 | 8 | 623 | 2 | 19 | 10 | E | 9 | 5 | A | 7 | 17 | A | 7 | 0 | A | 7 | 32 | A | 7 | 987 | E | 9 | 160 | B | 8 | 1.5 | A | 7 | 32200 | B | 7 | 77777 | A | 7 | 1.7 | E | 8 | 0.151 | F | 8 | 0.15 | F | 8 | 0 | 1 | D | 9 | 10 | C | 8
[26 empty] | 3590300% | 15:00 | 1002 | 1355 | 730 | 2 | 8 | 667 | 2 | 15 | 236 | 2 | 8 | 759 | 2 | 8 | 669 | 2 | 15 | 263 | 2 | 8 | 694 | 2 | 19 | 10 | E | 9 | 5 | A | 7 | 17 | A | 7 | 1 | A | 7 | 34 | A | 7 | 987 | E | 9 | 130 | B | 8 | 2.1 | A | 7 | 32200 | B | 7 | 77777 | A | 7 | 1.7 | E | 8 | 0.151 | F | 8 | 0.15 | F | 8 | 0 | 1 | D | 9 | 10 | C | 8
[26 empty] | 3590300% | 16:00 | 822 | 1355 | 446 | 2 | 8 | 242 | 2 | 15 | 299 | 2 | 8 | 484 | 2 | 8 | 253 | 2 | 15 | 330 | 2 | 8 | 814 | 2 | 19 | 10 | E | 9 | 9 | A | 7 | 17 | A | 7 | 1 | A | 7 | 34 | A | 7 | 987 | E | 9 | 100 | B | 8 | 1.5 | A | 7 | 32200 | B | 7 | 3300 | A | 7 | 1.8 | E | 8 | 0.151 | F | 8 | 0.15 | F | 8 | 0 | 1 | D | 9 | 10 | C | 8
[26 empty] | 3590300% | 17:00 | 598 | 1355 | 244 | 2 | 8 | 76 | 2 | 15 | 210 | 2 | 8 | 267 | 2 | 8 | 75 | 2 | 15 | 234 | 2 | 8 | 584 | 2 | 19 | 10 | E | 9 | 9 | A | 7 | 16 | A | 7 | 0 | A | 7 | 34 | A | 7 | 987 | E | 9 | 210 | B | 8 | 1.5 | A | 7 | 32200 | B | 7 | 4500 | A | 7 | 1.8 | E | 8 | 0.151 | F | 8 | 0.15 | F | 8 | 0 | 1 | D | 9 | 10 | C | 8
[26 empty] | 3590300% | 18:00 | 345 | 1355 | 126 | 2 | 8 | 83 | 2 | 15 | 105 | 2 | 8 | 137 | 2 | 8 | 71 | 2 | 15 | 118 | 2 | 8 | 230 | 2 | 19 | 10 | E | 9 | 9 | A | 7 | 16 | A | 7 | 0 | A | 7 | 34 | A | 7 | 987 | E | 9 | 200 | A | 7 | 2.6 | A | 7 | 32200 | B | 7 | 3300 | A | 7 | 1.8 | E | 8 | 0.151 | F | 8 | 0.15 | F | 8 | 0 | 1 | D | 9 | 10 | C | 8
[26 empty] | 3590300% | 19:00 | 87 | 1141 | 11 | 2 | 8 | 0 | 2 | 15 | 11 | 2 | 8 | 13 | 2 | 8 | 0 | 2 | 15 | 13 | 2 | 8 | 43 | 2 | 19 | 10 | E | 9 | 10 | A | 7 | 14 | A | 7 | -1 | A | 7 | 35 | A | 7 | 987 | E | 9 | 190 | A | 7 | 2.6 | A | 7 | 24100 | B | 7 | 3300 | A | 7 | 1.9 | E | 8 | 0.151 | F | 8 | 0.15 | F | 8 | 0 | 1 | D | 9 | 10 | C | 8
[26 empty] | 3590300% | 20:00 | 0 | 0 | 0 | 2 | 0 | 0 | 2 | 0 | 0 | 2 | 0 | 0 | 2 | 0 | 0 | 2 | 0 | 0 | 2 | 0 | 0 | 2 | 0 | 10 | E | 9 | 10 | A | 7 | 14 | A | 7 | 2 | A | 7 | 44 | A | 7 | 987 | E | 9 | 210 | A | 7 | 2.6 | A | 7 | 24100 | B | 7 | 3000 | A | 7 | 1.9 | E | 8 | 0.151 | F | 8 | 0.15 | F | 8 | 0 | 1 | D | 9 | 10 | C | 8
[26 empty] | 3590300% | 21:00 | 0 | 0 | 0 | 2 | 0 | 0 | 2 | 0 | 0 | 2 | 0 | 0 | 2 | 0 | 0 | 2 | 0 | 0 | 2 | 0 | 0 | 2 | 0 | 10 | E | 9 | 10 | A | 7 | 14 | A | 7 | 1 | A | 7 | 41 | A | 7 | 987 | E | 9 | 90 | A | 7 | 2.6 | A | 7 | 24100 | B | 7 | 3000 | A | 7 | 2 | E | 8 | 0.151 | F | 8 | 0.15 | F | 8 | 0 | 1 | D | 9 | 10 | C | 8
[26 empty] | 3590300% | 22:00 | 0 | 0 | 0 | 2 | 0 | 0 | 2 | 0 | 0 | 2 | 0 | 0 | 2 | 0 | 0 | 2 | 0 | 0 | 2 | 0 | 0 | 2 | 0 | 10 | B | 8 | 10 | B | 8 | 13 | B | 8 | 1.3 | E | 9 | 45 | A | 7 | 987 | E | 9 | 100 | B | 8 | 2 | B | 8 | 21777 | C | 8 | 2552 | B | 8 | 2 | E | 8 | 0.151 | F | 8 | 0.15 | F | 8 | 0 | 1 | D | 9 | 10 | C | 8
[26 empty] | 3590300% | 23:00 | 0 | 0 | 0 | 2 | 0 | 0 | 2 | 0 | 0 | 2 | 0 | 0 | 2 | 0 | 0 | 2 | 0 | 0 | 2 | 0 | 0 | 2 | 0 | 10 | B | 8 | 10 | B | 8 | 12.4 | B | 8 | 2.3 | E | 9 | 50 | A | 7 | 987 | E | 9 | 100 | B | 8 | 1.4 | B | 8 | 19455 | C | 8 | 2103 | B | 8 | 2 | E | 8 | 0.151 | F | 8 | 0.15 | F | 8 | 0 | 1 | D | 9 | 10 | C | 8
[26 empty] | 3590300% | 24:00 | 0 | 0 | 0 | 2 | 0 | 0 | 2 | 0 | 0 | 2 | 0 | 0 | 2 | 0 | 0 | 2 | 0 | 0 | 2 | 0 | 0 | 2 | 0 | 10 | B | 8 | 10 | B | 8 | 11.6 | B | 8 | 3 | E | 9 | 55 | A | 7 | 987 | E | 9 | 110 | B | 8 | 0.7 | B | 8 | 17133 | C | 8 | 1655 | B | 8 | 2.1 | E | 8 | 0.151 | F | 8 | 0.15 | F | 8 | 0 | 1 | D | 9 | 10 | C | 8
[26 empty] | 3590400% | 1:00 | 0 | 0 | 0 | 2 | 0 | 0 | 2 | 0 | 0 | 2 | 0 | 0 | 2 | 0 | 0 | 2 | 0 | 0 | 2 | 0 | 0 | 2 | 0 | 10 | B | 8 | 10 | B | 8 | 10.6 | B | 8 | 3.2 | E | 9 | 60 | A | 7 | 987 | E | 9 | 110 | B | 8 | 0.1 | B | 8 | 14811 | C | 8 | 1206 | B | 8 | 2.1 | E | 8 | 0.152 | F | 8 | 0.15 | F | 8 | 0 | 1 | D | 9 | 10 | C | 8
[26 empty] | 3590400% | 2:00 | 0 | 0 | 0 | 2 | 0 | 0 | 2 | 0 | 0 | 2 | 0 | 0 | 2 | 0 | 0 | 2 | 0 | 0 | 2 | 0 | 0 | 2 | 0 | 10 | B | 8 | 10 | B | 8 | 10.1 | B | 8 | 4 | E | 9 | 66 | A | 7 | 987 | E | 9 | 0 | B | 8 | 0 | B | 8 | 12488 | C | 8 | 758 | B | 8 | 2.2 | E | 8 | 0.152 | F | 8 | 0.15 | F | 8 | 0 | 1 | D | 9 | 10 | C | 8
[26 empty] | 3590400% | 3:00 | 0 | 0 | 0 | 2 | 0 | 0 | 2 | 0 | 0 | 2 | 0 | 0 | 2 | 0 | 0 | 2 | 0 | 0 | 2 | 0 | 0 | 2 | 0 | 10 | B | 8 | 10 | B | 8 | 9.4 | B | 8 | 4.4 | E | 9 | 71 | A | 7 | 987 | E | 9 | 0 | B | 8 | 0 | B | 8 | 10166 | C | 8 | 310 | B | 8 | 2.2 | E | 8 | 0.152 | F | 8 | 0.15 | F | 8 | 0 | 1 | D | 9 | 10 | C | 8
[26 empty] | 3590400% | 4:00 | 0 | 0 | 0 | 2 | 0 | 0 | 2 | 0 | 0 | 2 | 0 | 0 | 2 | 0 | 0 | 2 | 0 | 0 | 2 | 0 | 0 | 2 | 0 | 10 | B | 8 | 10 | B | 8 | 8.7 | B | 8 | 4.7 | E | 9 | 76 | A | 7 | 987 | E | 9 | 0 | B | 8 | 0 | B | 8 | 7844 | C | 8 | 0 | B | 8 | 2.2 | E | 8 | 0.152 | F | 8 | 0.15 | F | 8 | 0 | 1 | D | 9 | 10 | C | 8
[26 empty] | 3590400% | 5:00 | 0 | 0 | 0 | 2 | 0 | 0 | 2 | 0 | 0 | 2 | 0 | 0 | 2 | 0 | 0 | 2 | 0 | 0 | 2 | 0 | 0 | 2 | 0 | 10 | B | 8 | 10 | B | 8 | 8.1 | B | 8 | 5.4 | E | 9 | 83 | A | 7 | 987 | E | 9 | 0 | B | 8 | 0 | B | 8 | 5522 | C | 8 | 0 | B | 8 | 2.3 | E | 8 | 0.152 | F | 8 | 0.15 | F | 8 | 0 | 1 | D | 9 | 10 | C | 8
[26 empty] | 3590400% | 6:00 | 31 | 689 | 0 | 2 | 8 | 0 | 2 | 15 | 0 | 2 | 8 | 0 | 2 | 8 | 0 | 2 | 15 | 0 | 2 | 8 | 0 | 2 | 19 | 10 | E | 9 | 10 | A | 7 | 8 | A | 7 | 7 | A | 7 | 93 | A | 7 | 987 | E | 9 | 60 | A | 7 | 2.6 | A | 7 | 3200 | B | 7 | 390 | A | 7 | 2.3 | E | 8 | 0.152 | F | 8 | 0.15 | F | 8 | 0 | 1 | D | 9 | 10 | C | 8
[26 empty] | 3590400% | 7:00 | 258 | 1355 | 29 | 2 | 8 | 0 | 2 | 15 | 29 | 2 | 8 | 35 | 2 | 8 | 0 | 2 | 15 | 35 | 2 | 8 | 118 | 2 | 19 | 10 | E | 9 | 10 | A | 7 | 8 | A | 7 | 7 | A | 7 | 93 | A | 7 | 987 | E | 9 | 10 | A | 7 | 2.6 | A | 7 | 1600 | B | 7 | 780 | A | 7 | 2.3 | E | 8 | 0.152 | F | 8 | 0.15 | F | 8 | 0 | 1 | D | 9 | 97 | C | 8
[26 empty] | 3590400% | 8:00 | 517 | 1355 | 58 | 2 | 8 | 0 | 2 | 15 | 58 | 2 | 8 | 70 | 2 | 8 | 0 | 2 | 15 | 70 | 2 | 8 | 262 | 2 | 19 | 10 | E | 9 | 10 | A | 7 | 8 | A | 7 | 7 | A | 7 | 93 | A | 7 | 987 | E | 9 | 340 | A | 7 | 2.6 | A | 7 | 1600 | B | 7 | 570 | A | 7 | 2.3 | E | 8 | 0.152 | F | 8 | 0.15 | F | 8 | 0 | 1 | D | 9 | 10 | C | 8
[26 empty] | 3590400% | 9:00 | 753 | 1355 | 86 | 2 | 8 | 0 | 2 | 15 | 86 | 2 | 8 | 106 | 2 | 8 | 0 | 2 | 15 | 106 | 2 | 8 | 422 | 2 | 19 | 10 | E | 9 | 10 | A | 7 | 7 | A | 7 | 6 | A | 7 | 93 | A | 7 | 987 | E | 9 | 70 | A | 7 | 4.1 | A | 7 | 4000 | B | 7 | 1230 | A | 7 | 2.2 | E | 8 | 0.152 | F | 8 | 0.15 | F | 8 | 0 | 1 | D | 9 | 10 | C | 8
[26 empty] | 3590400% | 10:00 | 950 | 1355 | 115 | 2 | 8 | 0 | 2 | 15 | 115 | 2 | 8 | 143 | 2 | 8 | 0 | 2 | 15 | 143 | 2 | 8 | 592 | 2 | 19 | 10 | E | 9 | 10 | A | 7 | 7 | A | 7 | 6 | A | 7 | 93 | A | 7 | 987 | E | 9 | 80 | A | 7 | 2.6 | A | 7 | 4000 | B | 7 | 840 | A | 7 | 2.2 | E | 8 | 0.152 | F | 8 | 0.15 | F | 8 | 0 | 1 | D | 9 | 10 | C | 8
[26 empty] | 3590400% | 11:00 | 1093 | 1355 | 130 | 2 | 8 | 0 | 2 | 15 | 130 | 2 | 8 | 163 | 2 | 8 | 0 | 2 | 15 | 163 | 2 | 8 | 685 | 2 | 19 | 10 | E | 9 | 10 | A | 7 | 8 | A | 7 | 7 | A | 7 | 93 | A | 7 | 987 | E | 9 | 90 | A | 7 | 3.6 | A | 7 | 2800 | B | 7 | 450 | A | 7 | 2.1 | E | 8 | 0.152 | F | 8 | 0.15 | F | 8 | 0 | 1 | D | 9 | 10 | C | 8
[26 empty] | 3590400% | 12:00 | 1173 | 1355 | 146 | 2 | 8 | 0 | 2 | 15 | 146 | 2 | 8 | 184 | 2 | 8 | 0 | 2 | 15 | 184 | 2 | 8 | 766 | 2 | 19 | 10 | E | 9 | 10 | A | 7 | 8 | A | 7 | 7 | A | 7 | 93 | A | 7 | 987 | E | 9 | 90 | A | 7 | 2.6 | A | 7 | 2800 | B | 7 | 450 | A | 7 | 2 | E | 8 | 0.152 | F | 8 | 0.15 | F | 8 | 0 | 1 | D | 9 | 10 | C | 8
[26 empty] | 3590400% | 13:00 | 1185 | 1355 | 143 | 2 | 8 | 0 | 2 | 15 | 143 | 2 | 8 | 180 | 2 | 8 | 0 | 2 | 15 | 180 | 2 | 8 | 752 | 2 | 19 | 10 | E | 9 | 10 | A | 7 | 8 | A | 7 | 7 | A | 7 | 93 | A | 7 | 987 | E | 9 | 50 | A | 7 | 2.6 | A | 7 | 2800 | B | 7 | 300 | A | 7 | 2 | E | 8 | 0.152 | F | 8 | 0.15 | F | 8 | 0 | 1 | D | 9 | 10 | C | 8
[26 empty] | 3590400% | 14:00 | 1127 | 1355 | 135 | 2 | 8 | 0 | 2 | 15 | 135 | 2 | 8 | 170 | 2 | 8 | 0 | 2 | 15 | 170 | 2 | 8 | 711 | 2 | 19 | 10 | E | 9 | 10 | A | 7 | 8 | A | 7 | 7 | A | 7 | 93 | A | 7 | 987 | E | 9 | 90 | A | 7 | 4.1 | A | 7 | 1600 | B | 7 | 540 | A | 7 | 1.9 | E | 8 | 0.152 | F | 8 | 0.15 | F | 8 | 0 | 1 | D | 9 | 10 | C | 8
[26 empty] | 3590400% | 15:00 | 1005 | 1355 | 121 | 2 | 8 | 0 | 2 | 15 | 121 | 2 | 8 | 151 | 2 | 8 | 0 | 2 | 15 | 151 | 2 | 8 | 630 | 2 | 19 | 10 | E | 9 | 10 | A | 7 | 8 | A | 7 | 7 | A | 7 | 93 | A | 7 | 987 | E | 9 | 90 | A | 7 | 2.6 | A | 7 | 1600 | B | 7 | 270 | A | 7 | 1.9 | E | 8 | 0.152 | F | 8 | 0.15 | F | 8 | 0 | 1 | D | 9 | 10 | C | 8
[26 empty] | 3590400% | 16:00 | 825 | 1355 | 100 | 2 | 8 | 0 | 2 | 15 | 100 | 2 | 8 | 123 | 2 | 8 | 0 | 2 | 15 | 123 | 2 | 8 | 498 | 2 | 19 | 10 | E | 9 | 10 | A | 7 | 9 | A | 7 | 7 | A | 7 | 87 | A | 7 | 987 | E | 9 | 60 | A | 7 | 2.6 | A | 7 | 4800 | B | 7 | 750 | A | 7 | 1.8 | E | 8 | 0.152 | F | 8 | 0.15 | F | 8 | 0 | 1 | D | 9 | 10 | C | 8
[26 empty] | 3590400% | 17:00 | 601 | 1355 | 64 | 2 | 8 | 0 | 2 | 15 | 64 | 2 | 8 | 78 | 2 | 8 | 0 | 2 | 15 | 78 | 2 | 8 | 300 | 2 | 19 | 10 | E | 9 | 10 | A | 7 | 9 | A | 7 | 7 | A | 7 | 87 | A | 7 | 987 | E | 9 | 360 | A | 7 | 1.5 | A | 7 | 3200 | B | 7 | 360 | A | 7 | 1.7 | E | 8 | 0.152 | F | 8 | 0.15 | F | 8 | 0 | 1 | D | 9 | 10 | C | 8
[26 empty] | 3590400% | 18:00 | 349 | 1355 | 33 | 2 | 8 | 0 | 2 | 15 | 33 | 2 | 8 | 40 | 2 | 8 | 0 | 2 | 15 | 40 | 2 | 8 | 142 | 2 | 19 | 10 | E | 9 | 10 | A | 7 | 9 | A | 7 | 7 | A | 7 | 87 | A | 7 | 987 | E | 9 | 360 | A | 7 | 1.5 | A | 7 | 1600 | B | 7 | 300 | A | 7 | 1.7 | E | 8 | 0.152 | F | 8 | 0.15 | F | 8 | 0 | 1 | D | 9 | 10 | C | 8
[26 empty] | 3590400% | 19:00 | 91 | 1163 | 16 | 2 | 8 | 16 | 2 | 15 | 15 | 2 | 8 | 19 | 2 | 8 | 8 | 2 | 15 | 18 | 2 | 8 | 31 | 2 | 19 | 10 | E | 9 | 10 | A | 7 | 8 | A | 7 | 7 | A | 7 | 93 | A | 7 | 987 | E | 9 | 350 | B | 8 | 1.5 | A | 7 | 2400 | B | 7 | 900 | A | 7 | 1.6 | E | 8 | 0.152 | F | 8 | 0.15 | F | 8 | 0 | 1 | D | 9 | 10 | C | 8
[26 empty] | 3590400% | 20:00 | 0 | 0 | 0 | 2 | 0 | 0 | 2 | 0 | 0 | 2 | 0 | 0 | 2 | 0 | 0 | 2 | 0 | 0 | 2 | 0 | 0 | 2 | 0 | 10 | E | 9 | 10 | A | 7 | 8 | A | 7 | 7 | A | 7 | 93 | A | 7 | 987 | E | 9 | 350 | B | 8 | 1.5 | A | 7 | 3200 | B | 7 | 330 | A | 7 | 1.5 | E | 8 | 0.152 | F | 8 | 0.15 | F | 8 | 0 | 1 | D | 9 | 10 | C | 8
[26 empty] | 3590400% | 21:00 | 0 | 0 | 0 | 2 | 0 | 0 | 2 | 0 | 0 | 2 | 0 | 0 | 2 | 0 | 0 | 2 | 0 | 0 | 2 | 0 | 0 | 2 | 0 | 10 | E | 9 | 10 | A | 7 | 8 | A | 7 | 7 | A | 7 | 93 | A | 7 | 987 | E | 9 | 340 | B | 8 | 1.5 | A | 7 | 3200 | B | 7 | 2100 | A | 7 | 1.5 | E | 8 | 0.152 | F | 8 | 0.15 | F | 8 | 0 | 1 | D | 9 | 10 | C | 8
[26 empty] | 3590400% | 22:00 | 0 | 0 | 0 | 2 | 0 | 0 | 2 | 0 | 0 | 2 | 0 | 0 | 2 | 0 | 0 | 2 | 0 | 0 | 2 | 0 | 0 | 2 | 0 | 10 | B | 8 | 10 | B | 8 | 7.9 | B | 8 | 5.7 | E | 9 | 86 | A | 7 | 987 | E | 9 | 340 | B | 8 | 1.8 | B | 8 | 4812 | C | 8 | 1969 | B | 8 | 1.4 | E | 8 | 0.152 | F | 8 | 0.15 | F | 8 | 0 | 1 | D | 9 | 10 | C | 8
[26 empty] | 3590400% | 23:00 | 0 | 0 | 0 | 2 | 0 | 0 | 2 | 0 | 0 | 2 | 0 | 0 | 2 | 0 | 0 | 2 | 0 | 0 | 2 | 0 | 0 | 2 | 0 | 10 | B | 8 | 10 | B | 8 | 8.2 | B | 8 | 4.6 | E | 9 | 78 | A | 7 | 987 | E | 9 | 330 | B | 8 | 2.2 | B | 8 | 6425 | C | 8 | 1838 | B | 8 | 1.4 | E | 8 | 0.152 | F | 8 | 0.15 | F | 8 | 0 | 1 | D | 9 | 10 | C | 8
[26 empty] | 3590400% | 24:00 | 0 | 0 | 0 | 2 | 0 | 0 | 2 | 0 | 0 | 2 | 0 | 0 | 2 | 0 | 0 | 2 | 0 | 0 | 2 | 0 | 0 | 2 | 0 | 10 | B | 8 | 10 | B | 8 | 8.2 | B | 8 | 5.3 | E | 9 | 82 | A | 7 | 987 | E | 9 | 330 | B | 8 | 2.5 | B | 8 | 8037 | C | 8 | 1706 | B | 8 | 1.3 | E | 8 | 0.152 | F | 8 | 0.15 | F | 8 | 0 | 1 | D | 9 | 10 | C | 8
[26 empty] | 3590500% | 1:00 | 0 | 0 | 0 | 2 | 0 | 0 | 2 | 0 | 0 | 2 | 0 | 0 | 2 | 0 | 0 | 2 | 0 | 0 | 2 | 0 | 0 | 2 | 0 | 10 | B | 8 | 10 | B | 8 | 8.1 | B | 8 | 5.1 | E | 9 | 81 | A | 7 | 987 | E | 9 | 320 | B | 8 | 2.8 | B | 8 | 9650 | C | 8 | 1575 | B | 8 | 1.2 | E | 8 | 0.153 | F | 8 | 0.15 | F | 8 | 0 | 1 | D | 9 | 10 | C | 8
[26 empty] | 3590500% | 2:00 | 0 | 0 | 0 | 2 | 0 | 0 | 2 | 0 | 0 | 2 | 0 | 0 | 2 | 0 | 0 | 2 | 0 | 0 | 2 | 0 | 0 | 2 | 0 | 10 | B | 8 | 10 | B | 8 | 8.4 | B | 8 | 4.6 | E | 9 | 77 | A | 7 | 987 | E | 9 | 320 | B | 8 | 3.1 | B | 8 | 11262 | C | 8 | 1444 | B | 8 | 1.2 | E | 8 | 0.153 | F | 8 | 0.15 | F | 8 | 0 | 1 | D | 9 | 10 | C | 8
[26 empty] | 3590500% | 3:00 | 0 | 0 | 0 | 2 | 0 | 0 | 2 | 0 | 0 | 2 | 0 | 0 | 2 | 0 | 0 | 2 | 0 | 0 | 2 | 0 | 0 | 2 | 0 | 10 | B | 8 | 10 | B | 8 | 8.6 | B | 8 | 3.7 | E | 9 | 71 | A | 7 | 987 | E | 9 | 310 | B | 8 | 3.5 | B | 8 | 12875 | C | 8 | 1313 | B | 8 | 1.1 | E | 8 | 0.153 | F | 8 | 0.15 | F | 8 | 0 | 1 | D | 9 | 10 | C | 8
[26 empty] | 3590500% | 4:00 | 0 | 0 | 0 | 2 | 0 | 0 | 2 | 0 | 0 | 2 | 0 | 0 | 2 | 0 | 0 | 2 | 0 | 0 | 2 | 0 | 0 | 2 | 0 | 10 | B | 8 | 10 | B | 8 | 8.8 | B | 8 | 3.4 | E | 9 | 69 | A | 7 | 987 | E | 9 | 310 | B | 8 | 3.8 | B | 8 | 14487 | C | 8 | 1181 | B | 8 | 1 | E | 8 | 0.153 | F | 8 | 0.15 | F | 8 | 0 | 1 | D | 9 | 10 | C | 8
[26 empty] | 3590500% | 5:00 | 0 | 0 | 0 | 2 | 0 | 0 | 2 | 0 | 0 | 2 | 0 | 0 | 2 | 0 | 0 | 2 | 0 | 0 | 2 | 0 | 0 | 2 | 0 | 10 | E | 9 | 10 | A | 7 | 9 | A | 7 | 3.3 | E | 9 | 67 | A | 7 | 987 | E | 9 | 300 | A | 7 | 4.1 | A | 7 | 16100 | B | 7 | 1050 | A | 7 | 1 | E | 8 | 0.153 | F | 8 | 0.15 | F | 8 | 0 | 1 | D | 9 | 10 | C | 8
[26 empty] | 3590500% | 6:00 | 34 | 733 | 0 | 2 | 8 | 0 | 2 | 15 | 0 | 2 | 8 | 0 | 2 | 8 | 0 | 2 | 15 | 0 | 2 | 8 | 0 | 2 | 19 | 10 | E | 9 | 10 | A | 7 | 9 | A | 7 | 3 | A | 7 | 66 | A | 7 | 987 | E | 9 | 280 | A | 7 | 6.7 | A | 7 | 32200 | B | 7 | 1170 | A | 7 | 0.9 | E | 8 | 0.153 | F | 8 | 0.15 | F | 8 | 0 | 1 | D | 9 | 10 | C | 8
[26 empty] | 3590500% | 7:00 | 264 | 1354 | 66 | 2 | 8 | 0 | 2 | 15 | 66 | 2 | 8 | 74 | 2 | 8 | 0 | 2 | 15 | 74 | 2 | 8 | 228 | 2 | 19 | 9 | E | 9 | 9 | A | 7 | 8 | A | 7 | 2 | A | 7 | 66 | A | 7 | 987 | E | 9 | 300 | A | 7 | 6.2 | A | 7 | 32200 | B | 7 | 1170 | A | 7 | 0.9 | E | 8 | 0.153 | F | 8 | 0.15 | F | 8 | 0 | 1 | D | 9 | 10 | C | 8
[26 empty] | 3590500% | 8:00 | 523 | 1354 | 265 | 2 | 8 | 202 | 2 | 15 | 187 | 2 | 8 | 286 | 2 | 8 | 196 | 2 | 15 | 210 | 2 | 8 | 435 | 2 | 19 | 9 | E | 9 | 9 | A | 7 | 8 | A | 7 | 2 | A | 7 | 66 | A | 7 | 987 | E | 9 | 300 | A | 7 | 9.3 | A | 7 | 40200 | B | 7 | 930 | A | 7 | 0.9 | E | 8 | 0.153 | F | 8 | 0.15 | F | 8 | 0 | 1 | D | 9 | 10 | C | 8
[26 empty] | 3590500% | 9:00 | 758 | 1354 | 371 | 2 | 8 | 159 | 2 | 15 | 281 | 2 | 8 | 401 | 2 | 8 | 165 | 2 | 15 | 308 | 2 | 8 | 733 | 2 | 19 | 9 | B | 8 | 9 | B | 8 | 9.6 | B | 8 | 2.6 | B | 8 | 62 | A | 7 | 987 | E | 9 | 320 | B | 8 | 7.2 | B | 8 | 40200 | C | 8 | 975 | B | 8 | 0.9 | E | 8 | 0.153 | F | 8 | 0.15 | F | 8 | 0 | 1 | D | 9 | 10 | C | 8
[26 empty] | 3590500% | 10:00 | 954 | 1354 | 675 | 2 | 8 | 601 | 2 | 15 | 250 | 2 | 8 | 718 | 2 | 8 | 623 | 2 | 15 | 278 | 2 | 8 | 709 | 2 | 19 | 9 | E | 9 | 9 | A | 7 | 11 | A | 7 | 3 | A | 7 | 58 | A | 7 | 987 | E | 9 | 340 | A | 7 | 5.1 | A | 7 | 40200 | B | 7 | 1020 | A | 7 | 0.9 | E | 8 | 0.153 | F | 8 | 0.15 | F | 8 | 0 | 1 | D | 9 | 10 | C | 8
[26 empty] | 3590500% | 11:00 | 1096 | 1354 | 800 | 2 | 8 | 676 | 2 | 15 | 252 | 2 | 8 | 837 | 2 | 8 | 681 | 2 | 15 | 284 | 2 | 8 | 909 | 2 | 19 | 9 | E | 9 | 9 | A | 7 | 12 | A | 7 | 4 | A | 7 | 58 | A | 7 | 987 | E | 9 | 350 | A | 7 | 5.1 | A | 7 | 40200 | B | 7 | 1140 | A | 7 | 0.9 | E | 8 | 0.153 | F | 8 | 0.15 | F | 8 | 0 | 1 | D | 9 | 10 | C | 8
[26 empty] | 3590500% | 12:00 | 1176 | 1354 | 785 | 2 | 8 | 517 | 2 | 15 | 334 | 2 | 8 | 838 | 2 | 8 | 540 | 2 | 15 | 368 | 2 | 8 | 1566 | 2 | 19 | 9 | E | 9 | 9 | A | 7 | 13 | A | 7 | 4 | A | 7 | 54 | A | 7 | 987 | E | 9 | 350 | A | 7 | 7.7 | A | 7 | 40200 | B | 7 | 1260 | A | 7 | 0.9 | E | 8 | 0.153 | F | 8 | 0.15 | F | 8 | 0 | 1 | D | 9 | 10 | C | 8
[26 empty] | 3590500% | 13:00 | 1188 | 1354 | 759 | 2 | 8 | 462 | 2 | 15 | 353 | 2 | 8 | 808 | 2 | 8 | 482 | 2 | 15 | 384 | 2 | 8 | 1724 | 2 | 19 | 9 | E | 9 | 9 | A | 7 | 13 | A | 7 | 2 | A | 7 | 47 | A | 7 | 987 | E | 9 | 300 | A | 7 | 7.7 | A | 7 | 40200 | B | 7 | 1380 | A | 7 | 0.9 | E | 8 | 0.153 | F | 8 | 0.15 | F | 8 | 0 | 1 | D | 9 | 10 | C | 8
[26 empty] | 3590500% | 14:00 | 1130 | 1354 | 828 | 2 | 8 | 682 | 2 | 15 | 257 | 2 | 8 | 867 | 2 | 8 | 688 | 2 | 15 | 291 | 2 | 8 | 1013 | 2 | 19 | 9 | E | 9 | 9 | A | 7 | 16 | A | 7 | 4 | A | 7 | 45 | A | 7 | 987 | E | 9 | 310 | A | 7 | 4.1 | A | 7 | 40200 | B | 7 | 1440 | A | 7 | 0.9 | E | 8 | 0.153 | F | 8 | 0.15 | F | 8 | 0 | 1 | D | 9 | 10 | C | 8
[26 empty] | 3590500% | 15:00 | 1008 | 1354 | 759 | 2 | 8 | 750 | 2 | 15 | 199 | 2 | 8 | 799 | 2 | 8 | 760 | 2 | 15 | 232 | 2 | 8 | 607 | 2 | 19 | 5 | E | 9 | 5 | A | 7 | 16 | A | 7 | 3 | A | 7 | 42 | A | 7 | 987 | E | 9 | 330 | A | 7 | 6.2 | A | 7 | 40200 | B | 7 | 77777 | A | 7 | 0.9 | E | 8 | 0.153 | F | 8 | 0.15 | F | 8 | 0 | 1 | D | 9 | 10 | C | 8
[26 empty] | 3590500% | 16:00 | 828 | 1354 | 575 | 2 | 8 | 668 | 2 | 15 | 165 | 2 | 8 | 600 | 2 | 8 | 668 | 2 | 15 | 190 | 2 | 8 | 391 | 2 | 19 | 5 | E | 9 | 5 | A | 7 | 16 | A | 7 | 2 | A | 7 | 39 | A | 7 | 987 | E | 9 | 360 | A | 7 | 5.1 | A | 7 | 40200 | B | 7 | 77777 | A | 7 | 0.9 | E | 8 | 0.153 | F | 8 | 0.15 | F | 8 | 0 | 1 | D | 9 | 10 | C | 8
[26 empty] | 3590500% | 17:00 | 605 | 1354 | 387 | 2 | 8 | 606 | 2 | 15 | 116 | 2 | 8 | 402 | 2 | 8 | 584 | 2 | 15 | 140 | 2 | 8 | 232 | 2 | 19 | 5 | E | 9 | 5 | A | 7 | 17 | A | 7 | 2 | A | 7 | 36 | A | 7 | 987 | E | 9 | 360 | A | 7 | 5.1 | A | 7 | 40200 | B | 7 | 77777 | A | 7 | 0.9 | E | 8 | 0.153 | F | 8 | 0.15 | F | 8 | 0 | 1 | D | 9 | 10 | C | 8
[26 empty] | 3590500% | 18:00 | 352 | 1354 | 197 | 2 | 8 | 468 | 2 | 15 | 76 | 2 | 8 | 201 | 2 | 8 | 390 | 2 | 15 | 100 | 2 | 8 | 135 | 2 | 19 | 5 | E | 9 | 5 | A | 7 | 16 | A | 7 | 2 | A | 7 | 39 | A | 7 | 987 | E | 9 | 0 | A | 7 | 0 | A | 7 | 40200 | B | 7 | 77777 | A | 7 | 0.9 | E | 8 | 0.153 | F | 8 | 0.15 | F | 8 | 0 | 1 | D | 9 | 10 | C | 8
[26 empty] | 3590500% | 19:00 | 94 | 1185 | 27 | 2 | 8 | 117 | 2 | 15 | 19 | 2 | 8 | 31 | 2 | 8 | 55 | 2 | 15 | 27 | 2 | 8 | 33 | 2 | 19 | 5 | E | 9 | 5 | A | 7 | 14 | A | 7 | 1 | A | 7 | 41 | A | 7 | 987 | E | 9 | 0 | A | 7 | 0 | A | 7 | 32200 | B | 7 | 77777 | A | 7 | 0.9 | E | 8 | 0.153 | F | 8 | 0.15 | F | 8 | 0 | 1 | D | 9 | 10 | C | 8
[26 empty] | 3590500% | 20:00 | 0 | 0 | 0 | 2 | 0 | 0 | 2 | 0 | 0 | 2 | 0 | 0 | 2 | 0 | 0 | 2 | 0 | 0 | 2 | 0 | 0 | 2 | 0 | 5 | E | 9 | 5 | A | 7 | 13 | A | 7 | 1 | A | 7 | 44 | A | 7 | 987 | E | 9 | 0 | A | 7 | 0 | A | 7 | 16100 | B | 7 | 77777 | A | 7 | 0.9 | E | 8 | 0.153 | F | 8 | 0.15 | F | 8 | 0 | 1 | D | 9 | 10 | C | 8
[26 empty] | 3590500% | 21:00 | 0 | 0 | 0 | 2 | 0 | 0 | 2 | 0 | 0 | 2 | 0 | 0 | 2 | 0 | 0 | 2 | 0 | 0 | 2 | 0 | 0 | 2 | 0 | 5 | E | 9 | 5 | A | 7 | 13 | A | 7 | 2 | A | 7 | 47 | A | 7 | 987 | E | 9 | 0 | A | 7 | 0 | A | 7 | 16100 | B | 7 | 77777 | A | 7 | 0.9 | E | 8 | 0.153 | F | 8 | 0.15 | F | 8 | 0 | 1 | D | 9 | 10 | C | 8
[26 empty] | 3590500% | 22:00 | 0 | 0 | 0 | 2 | 0 | 0 | 2 | 0 | 0 | 2 | 0 | 0 | 2 | 0 | 0 | 2 | 0 | 0 | 2 | 0 | 0 | 2 | 0 | 5 | B | 8 | 5 | B | 8 | 11.9 | B | 8 | 4.8 | E | 9 | 62 | A | 7 | 987 | E | 9 | 0 | B | 8 | 0 | B | 8 | 16100 | C | 8 | 77777 | B | 8 | 0.9 | E | 8 | 0.153 | F | 8 | 0.15 | F | 8 | 0 | 1 | D | 9 | 10 | C | 8
[26 empty] | 3590500% | 23:00 | 0 | 0 | 0 | 2 | 0 | 0 | 2 | 0 | 0 | 2 | 0 | 0 | 2 | 0 | 0 | 2 | 0 | 0 | 2 | 0 | 0 | 2 | 0 | 5 | B | 8 | 5 | B | 8 | 11.2 | B | 8 | 4.5 | E | 9 | 63 | A | 7 | 987 | E | 9 | 0 | B | 8 | 0 | B | 8 | 16100 | C | 8 | 77777 | B | 8 | 0.9 | E | 8 | 0.153 | F | 8 | 0.15 | F | 8 | 0 | 1 | D | 9 | 10 | C | 8
[26 empty] | 3590500% | 24:00 | 0 | 0 | 0 | 2 | 0 | 0 | 2 | 0 | 0 | 2 | 0 | 0 | 2 | 0 | 0 | 2 | 0 | 0 | 2 | 0 | 0 | 2 | 0 | 5 | B | 8 | 4 | B | 8 | 10.2 | B | 8 | 5.3 | E | 9 | 72 | A | 7 | 987 | E | 9 | 0 | B | 8 | 0 | B | 8 | 16100 | C | 8 | 77777 | B | 8 | 0.9 | E | 8 | 0.153 | F | 8 | 0.15 | F | 8 | 0 | 1 | D | 9 | 10 | C | 8
[26 empty] | 3590600% | 1:00 | 0 | 0 | 0 | 2 | 0 | 0 | 2 | 0 | 0 | 2 | 0 | 0 | 2 | 0 | 0 | 2 | 0 | 0 | 2 | 0 | 0 | 2 | 0 | 5 | B | 8 | 4 | B | 8 | 9.1 | B | 8 | 4.1 | E | 9 | 71 | A | 7 | 987 | E | 9 | 0 | B | 8 | 0 | B | 8 | 16100 | C | 8 | 77777 | B | 8 | 0.9 | E | 8 | 0.155 | F | 8 | 0.15 | F | 8 | 0 | 1 | D | 9 | 10 | C | 8
[26 empty] | 3590600% | 2:00 | 0 | 0 | 0 | 2 | 0 | 0 | 2 | 0 | 0 | 2 | 0 | 0 | 2 | 0 | 0 | 2 | 0 | 0 | 2 | 0 | 0 | 2 | 0 | 5 | B | 8 | 4 | B | 8 | 8.4 | B | 8 | 4.8 | E | 9 | 78 | A | 7 | 987 | E | 9 | 0 | B | 8 | 0 | B | 8 | 16100 | C | 8 | 77777 | B | 8 | 0.9 | E | 8 | 0.155 | F | 8 | 0.15 | F | 8 | 0 | 1 | D | 9 | 10 | C | 8
[26 empty] | 3590600% | 3:00 | 0 | 0 | 0 | 2 | 0 | 0 | 2 | 0 | 0 | 2 | 0 | 0 | 2 | 0 | 0 | 2 | 0 | 0 | 2 | 0 | 0 | 2 | 0 | 5 | B | 8 | 4 | B | 8 | 7.6 | B | 8 | 4.7 | E | 9 | 82 | A | 7 | 987 | E | 9 | 0 | B | 8 | 0 | B | 8 | 16100 | C | 8 | 77777 | B | 8 | 0.9 | E | 8 | 0.155 | F | 8 | 0.15 | F | 8 | 0 | 1 | D | 9 | 10 | C | 8
[26 empty] | 3590600% | 4:00 | 0 | 0 | 0 | 2 | 0 | 0 | 2 | 0 | 0 | 2 | 0 | 0 | 2 | 0 | 0 | 2 | 0 | 0 | 2 | 0 | 0 | 2 | 0 | 5 | B | 8 | 3 | B | 8 | 6.8 | B | 8 | 4.5 | E | 9 | 85 | A | 7 | 987 | E | 9 | 0 | B | 8 | 0 | B | 8 | 16100 | C | 8 | 77777 | B | 8 | 0.9 | E | 8 | 0.155 | F | 8 | 0.15 | F | 8 | 0 | 1 | D | 9 | 10 | C | 8
[26 empty] | 3590600% | 5:00 | 0 | 0 | 0 | 2 | 0 | 0 | 2 | 0 | 0 | 2 | 0 | 0 | 2 | 0 | 0 | 2 | 0 | 0 | 2 | 0 | 0 | 2 | 0 | 5 | E | 9 | 3 | A | 7 | 6 | A | 7 | 2.2 | E | 9 | 77 | A | 7 | 987 | E | 9 | 0 | A | 7 | 0 | A | 7 | 16100 | B | 7 | 77777 | A | 7 | 0.9 | E | 8 | 0.155 | F | 8 | 0.15 | F | 8 | 0 | 1 | D | 9 | 10 | C | 8
[26 empty] | 3590600% | 6:00 | 38 | 755 | 1 | 2 | 8 | 56 | 2 | 15 | 1 | 2 | 8 | 5 | 2 | 8 | 32 | 2 | 15 | 3 | 2 | 8 | 4 | 2 | 19 | 5 | E | 9 | 2 | A | 7 | 4 | A | 7 | 2 | A | 7 | 87 | A | 7 | 987 | E | 9 | 360 | B | 8 | 1.5 | A | 7 | 16100 | B | 7 | 77777 | A | 7 | 0.9 | E | 8 | 0.155 | F | 8 | 0.15 | F | 8 | 0 | 1 | D | 9 | 10 | C | 8
[26 empty] | 3590600% | 7:00 | 270 | 1353 | 149 | 2 | 8 | 289 | 2 | 15 | 92 | 2 | 8 | 155 | 2 | 8 | 215 | 2 | 15 | 112 | 2 | 8 | 186 | 2 | 19 | 5 | E | 9 | 3 | A | 7 | 7 | A | 7 | 3 | A | 7 | 76 | A | 7 | 987 | E | 9 | 0 | A | 7 | 0 | A | 7 | 16100 | B | 7 | 77777 | A | 7 | 0.9 | E | 8 | 0.155 | F | 8 | 0.15 | F | 8 | 0 | 1 | D | 9 | 10 | C | 8
[26 empty] | 3590600% | 8:00 | 528 | 1353 | 343 | 2 | 8 | 548 | 2 | 15 | 129 | 2 | 8 | 361 | 2 | 8 | 523 | 2 | 15 | 156 | 2 | 8 | 251 | 2 | 19 | 5 | E | 9 | 2 | A | 7 | 12 | A | 7 | 4 | A | 7 | 58 | A | 7 | 987 | E | 9 | 0 | A | 7 | 0 | A | 7 | 16100 | B | 7 | 77777 | A | 7 | 1 | E | 8 | 0.155 | F | 8 | 0.15 | F | 8 | 0 | 1 | D | 9 | 10 | C | 8
[26 empty] | 3590600% | 9:00 | 763 | 1353 | 516 | 2 | 8 | 613 | 2 | 15 | 170 | 2 | 8 | 533 | 2 | 8 | 605 | 2 | 15 | 192 | 2 | 8 | 370 | 2 | 19 | 5 | E | 9 | 3 | A | 7 | 14 | A | 7 | 7 | A | 7 | 63 | A | 7 | 987 | E | 9 | 0 | A | 7 | 0 | A | 7 | 16100 | B | 7 | 77777 | A | 7 | 1 | E | 8 | 0.155 | F | 8 | 0.15 | F | 8 | 0 | 1 | D | 9 | 10 | C | 8
[26 empty] | 3590600% | 10:00 | 958 | 1353 | 668 | 2 | 8 | 625 | 2 | 15 | 225 | 2 | 8 | 694 | 2 | 8 | 626 | 2 | 15 | 250 | 2 | 8 | 616 | 2 | 19 | 8 | B | 8 | 4 | B | 8 | 16 | B | 8 | 5.9 | B | 8 | 51 | A | 7 | 987 | E | 9 | 330 | B | 8 | 2.1 | B | 8 | 16100 | C | 8 | 77777 | B | 8 | 1 | E | 8 | 0.155 | F | 8 | 0.15 | F | 8 | 0 | 1 | D | 9 | 10 | C | 8
[26 empty] | 3590600% | 11:00 | 1100 | 1353 | 819 | 2 | 8 | 748 | 2 | 15 | 209 | 2 | 8 | 868 | 2 | 8 | 762 | 2 | 15 | 247 | 2 | 8 | 778 | 2 | 19 | 10 | E | 9 | 5 | A | 7 | 18 | A | 7 | 5 | A | 7 | 42 | A | 7 | 987 | E | 9 | 300 | A | 7 | 4.1 | A | 7 | 16100 | B | 7 | 77777 | A | 7 | 1 | E | 8 | 0.155 | F | 8 | 0.15 | F | 8 | 0 | 1 | D | 9 | 10 | C | 8
[26 empty] | 3590600% | 12:00 | 1180 | 1353 | 906 | 2 | 8 | 806 | 2 | 15 | 202 | 2 | 8 | 935 | 2 | 8 | 804 | 2 | 15 | 232 | 2 | 8 | 834 | 2 | 19 | 10 | E | 9 | 5 | A | 7 | 18 | A | 7 | 4 | A | 7 | 39 | A | 7 | 987 | E | 9 | 0 | A | 7 | 0 | A | 7 | 16100 | B | 7 | 77777 | A | 7 | 1 | E | 8 | 0.155 | F | 8 | 0.15 | F | 8 | 0 | 1 | D | 9 | 10 | C | 8
[26 empty] | 3590600% | 13:00 | 1191 | 1353 | 885 | 2 | 8 | 708 | 2 | 15 | 261 | 2 | 8 | 933 | 2 | 8 | 717 | 2 | 15 | 301 | 2 | 8 | 1245 | 2 | 19 | 10 | E | 9 | 5 | A | 7 | 18 | A | 7 | 3 | A | 7 | 37 | A | 7 | 987 | E | 9 | 360 | B | 8 | 1.5 | A | 7 | 16100 | B | 7 | 77777 | A | 7 | 1 | E | 8 | 0.155 | F | 8 | 0.15 | F | 8 | 0 | 1 | D | 9 | 10 | C | 8
[26 empty] | 3590600% | 14:00 | 1133 | 1353 | 722 | 2 | 8 | 448 | 2 | 15 | 346 | 2 | 8 | 764 | 2 | 8 | 467 | 2 | 15 | 372 | 2 | 8 | 1437 | 2 | 19 | 10 | E | 9 | 9 | A | 7 | 18 | A | 7 | 4 | A | 7 | 39 | A | 7 | 987 | E | 9 | 360 | B | 8 | 1.5 | A | 7 | 32200 | B | 7 | 3600 | A | 7 | 1.1 | E | 8 | 0.155 | F | 8 | 0.15 | F | 8 | 0 | 1 | D | 9 | 10 | C | 8
[26 empty] | 3590600% | 15:00 | 1011 | 1353 | 736 | 2 | 8 | 667 | 2 | 15 | 236 | 2 | 8 | 765 | 2 | 8 | 670 | 2 | 15 | 264 | 2 | 8 | 708 | 2 | 19 | 10 | E | 9 | 9 | A | 7 | 20 | A | 7 | 4 | A | 7 | 35 | A | 7 | 987 | E | 9 | 360 | B | 8 | 1.5 | A | 7 | 32200 | B | 7 | 4500 | A | 7 | 1.1 | E | 8 | 0.155 | F | 8 | 0.15 | F | 8 | 0 | 1 | D | 9 | 10 | C | 8
[26 empty] | 3590600% | 16:00 | 832 | 1353 | 519 | 2 | 8 | 473 | 2 | 15 | 228 | 2 | 8 | 547 | 2 | 8 | 485 | 2 | 15 | 249 | 2 | 8 | 555 | 2 | 19 | 10 | E | 9 | 9 | A | 7 | 19 | A | 7 | 2 | A | 7 | 32 | A | 7 | 987 | E | 9 | 360 | B | 8 | 2.1 | A | 7 | 24100 | B | 7 | 3300 | A | 7 | 1.1 | E | 8 | 0.155 | F | 8 | 0.15 | F | 8 | 0 | 1 | D | 9 | 10 | C | 8
[26 empty] | 3590600% | 17:00 | 608 | 1353 | 382 | 2 | 8 | 454 | 2 | 15 | 178 | 2 | 8 | 396 | 2 | 8 | 445 | 2 | 15 | 196 | 2 | 8 | 367 | 2 | 19 | 10 | E | 9 | 9 | A | 7 | 18 | A | 7 | 2 | A | 7 | 34 | A | 7 | 987 | E | 9 | 0 | A | 7 | 0 | A | 7 | 32200 | B | 7 | 3300 | A | 7 | 1.1 | E | 8 | 0.155 | F | 8 | 0.15 | F | 8 | 0 | 1 | D | 9 | 10 | C | 8
[26 empty] | 3590600% | 18:00 | 356 | 1353 | 90 | 2 | 8 | 22 | 2 | 15 | 84 | 2 | 8 | 99 | 2 | 8 | 19 | 2 | 15 | 93 | 2 | 8 | 225 | 2 | 19 | 10 | E | 9 | 9 | A | 7 | 18 | A | 7 | 1 | A | 7 | 32 | A | 7 | 987 | E | 9 | 0 | A | 7 | 0 | A | 7 | 32200 | B | 7 | 3300 | A | 7 | 1.1 | E | 8 | 0.155 | F | 8 | 0.15 | F | 8 | 0 | 1 | D | 9 | 10 | C | 8
[26 empty] | 3590600% | 19:00 | 98 | 1207 | 30 | 2 | 8 | 76 | 2 | 15 | 25 | 2 | 8 | 34 | 2 | 8 | 33 | 2 | 15 | 31 | 2 | 8 | 44 | 2 | 19 | 10 | E | 9 | 9 | A | 7 | 17 | A | 7 | 2 | A | 7 | 36 | A | 7 | 987 | E | 9 | 0 | A | 7 | 0 | A | 7 | 32200 | B | 7 | 4500 | A | 7 | 1.1 | E | 8 | 0.155 | F | 8 | 0.15 | F | 8 | 0 | 1 | D | 9 | 10 | C | 8
[26 empty] | 3590600% | 20:00 | 0 | 0 | 0 | 2 | 0 | 0 | 2 | 0 | 0 | 2 | 0 | 0 | 2 | 0 | 0 | 2 | 0 | 0 | 2 | 0 | 0 | 2 | 0 | 10 | E | 9 | 9 | A | 7 | 16 | A | 7 | 2 | A | 7 | 39 | A | 7 | 987 | E | 9 | 360 | B | 8 | 1.5 | A | 7 | 24100 | B | 7 | 4500 | A | 7 | 1.1 | E | 8 | 0.155 | F | 8 | 0.15 | F | 8 | 0 | 1 | D | 9 | 10 | C | 8
[26 empty] | 3590600% | 21:00 | 0 | 0 | 0 | 2 | 0 | 0 | 2 | 0 | 0 | 2 | 0 | 0 | 2 | 0 | 0 | 2 | 0 | 0 | 2 | 0 | 0 | 2 | 0 | 10 | E | 9 | 5 | A | 7 | 15 | A | 7 | 3 | A | 7 | 44 | A | 7 | 987 | E | 9 | 0 | A | 7 | 0 | A | 7 | 24100 | B | 7 | 77777 | A | 7 | 1.2 | E | 8 | 0.155 | F | 8 | 0.15 | F | 8 | 0 | 1 | D | 9 | 10 | C | 8
[26 empty] | 3590600% | 22:00 | 0 | 0 | 0 | 2 | 0 | 0 | 2 | 0 | 0 | 2 | 0 | 0 | 2 | 0 | 0 | 2 | 0 | 0 | 2 | 0 | 0 | 2 | 0 | 10 | B | 8 | 6 | B | 8 | 14.2 | B | 8 | 3 | E | 9 | 47 | A | 7 | 987 | E | 9 | 10 | B | 8 | 0.3 | B | 8 | 23100 | C | 8 | 19813 | B | 8 | 1.2 | E | 8 | 0.155 | F | 8 | 0.15 | F | 8 | 0 | 1 | D | 9 | 10 | C | 8
[26 empty] | 3590600% | 23:00 | 0 | 0 | 0 | 2 | 0 | 0 | 2 | 0 | 0 | 2 | 0 | 0 | 2 | 0 | 0 | 2 | 0 | 0 | 2 | 0 | 0 | 2 | 0 | 10 | B | 8 | 6 | B | 8 | 13.7 | B | 8 | 3 | E | 9 | 48 | A | 7 | 987 | E | 9 | 20 | B | 8 | 0.5 | B | 8 | 22100 | C | 8 | 17625 | B | 8 | 1.2 | E | 8 | 0.155 | F | 8 | 0.15 | F | 8 | 0 | 1 | D | 9 | 10 | C | 8
[26 empty] | 3590600% | 24:00 | 0 | 0 | 0 | 2 | 0 | 0 | 2 | 0 | 0 | 2 | 0 | 0 | 2 | 0 | 0 | 2 | 0 | 0 | 2 | 0 | 0 | 2 | 0 | 10 | B | 8 | 7 | B | 8 | 13 | B | 8 | 4 | E | 9 | 54 | A | 7 | 987 | E | 9 | 30 | B | 8 | 0.8 | B | 8 | 21100 | C | 8 | 15438 | B | 8 | 1.2 | E | 8 | 0.155 | F | 8 | 0.15 | F | 8 | 0 | 1 | D | 9 | 10 | C | 8
[26 empty] | 3590700% | 1:00 | 0 | 0 | 0 | 2 | 0 | 0 | 2 | 0 | 0 | 2 | 0 | 0 | 2 | 0 | 0 | 2 | 0 | 0 | 2 | 0 | 0 | 2 | 0 | 10 | B | 8 | 7 | B | 8 | 12.1 | B | 8 | 4 | E | 9 | 58 | A | 7 | 987 | E | 9 | 40 | B | 8 | 1.1 | B | 8 | 20100 | C | 8 | 13250 | B | 8 | 1.2 | E | 8 | 0.156 | F | 8 | 0.15 | F | 8 | 0 | 1 | D | 9 | 10 | C | 8
[26 empty] | 3590700% | 2:00 | 0 | 0 | 0 | 2 | 0 | 0 | 2 | 0 | 0 | 2 | 0 | 0 | 2 | 0 | 0 | 2 | 0 | 0 | 2 | 0 | 0 | 2 | 0 | 10 | B | 8 | 8 | B | 8 | 11.6 | B | 8 | 4 | E | 9 | 60 | A | 7 | 987 | E | 9 | 50 | B | 8 | 1.3 | B | 8 | 19100 | C | 8 | 11063 | B | 8 | 1.2 | E | 8 | 0.156 | F | 8 | 0.15 | F | 8 | 0 | 1 | D | 9 | 10 | C | 8
[26 empty] | 3590700% | 3:00 | 0 | 0 | 0 | 2 | 0 | 0 | 2 | 0 | 0 | 2 | 0 | 0 | 2 | 0 | 0 | 2 | 0 | 0 | 2 | 0 | 0 | 2 | 0 | 10 | B | 8 | 8 | B | 8 | 11.1 | B | 8 | 4 | E | 9 | 62 | A | 7 | 987 | E | 9 | 60 | B | 8 | 1.6 | B | 8 | 18100 | C | 8 | 8875 | B | 8 | 1.3 | E | 8 | 0.156 | F | 8 | 0.15 | F | 8 | 0 | 1 | D | 9 | 10 | C | 8
[26 empty] | 3590700% | 4:00 | 0 | 0 | 0 | 2 | 0 | 0 | 2 | 0 | 0 | 2 | 0 | 0 | 2 | 0 | 0 | 2 | 0 | 0 | 2 | 0 | 0 | 2 | 0 | 10 | B | 8 | 9 | B | 8 | 10.6 | B | 8 | 3 | E | 9 | 59 | A | 7 | 987 | E | 9 | 70 | B | 8 | 1.8 | B | 8 | 17100 | C | 8 | 6688 | B | 8 | 1.3 | E | 8 | 0.156 | F | 8 | 0.15 | F | 8 | 0 | 1 | D | 9 | 10 | C | 8
[26 empty] | 3590700% | 5:00 | 0 | 0 | 0 | 2 | 0 | 0 | 2 | 0 | 0 | 2 | 0 | 0 | 2 | 0 | 0 | 2 | 0 | 0 | 2 | 0 | 0 | 2 | 0 | 10 | E | 9 | 9 | A | 7 | 10 | A | 7 | 3 | E | 9 | 62 | A | 7 | 987 | E | 9 | 80 | A | 7 | 2.1 | A | 7 | 16100 | B | 7 | 4500 | A | 7 | 1.3 | E | 8 | 0.156 | F | 8 | 0.15 | F | 8 | 0 | 1 | D | 9 | 10 | C | 8
[26 empty] | 3590700% | 6:00 | 41 | 778 | 2 | 2 | 8 | 37 | 2 | 15 | 2 | 2 | 8 | 5 | 2 | 8 | 20 | 2 | 15 | 4 | 2 | 8 | 6 | 2 | 19 | 10 | E | 9 | 9 | A | 7 | 8 | A | 7 | 3 | A | 7 | 71 | A | 7 | 987 | E | 9 | 0 | A | 7 | 0 | A | 7 | 16100 | B | 7 | 4200 | A | 7 | 1.3 | E | 8 | 0.156 | F | 8 | 0.15 | F | 8 | 0 | 1 | D | 9 | 10 | C | 8
[26 empty] | 3590700% | 7:00 | 275 | 1352 | 156 | 2 | 8 | 175 | 2 | 15 | 121 | 2 | 8 | 165 | 2 | 8 | 135 | 2 | 15 | 138 | 2 | 8 | 261 | 2 | 19 | 10 | E | 9 | 9 | A | 7 | 9 | A | 7 | 4 | A | 7 | 71 | A | 7 | 987 | E | 9 | 0 | A | 7 | 0 | A | 7 | 16100 | B | 7 | 2700 | A | 7 | 1.3 | E | 8 | 0.156 | F | 8 | 0.15 | F | 8 | 0 | 1 | D | 9 | 10 | C | 8
[26 empty] | 3590700% | 8:00 | 533 | 1352 | 257 | 2 | 8 | 170 | 2 | 15 | 190 | 2 | 8 | 277 | 2 | 8 | 166 | 2 | 15 | 212 | 2 | 8 | 444 | 2 | 19 | 10 | E | 9 | 9 | A | 7 | 11 | A | 7 | 5 | A | 7 | 66 | A | 7 | 987 | E | 9 | 0 | A | 7 | 0 | A | 7 | 16100 | B | 7 | 3300 | A | 7 | 1.3 | E | 8 | 0.156 | F | 8 | 0.15 | F | 8 | 0 | 1 | D | 9 | 10 | C | 8
[26 empty] | 3590700% | 9:00 | 767 | 1352 | 476 | 2 | 8 | 441 | 2 | 15 | 225 | 2 | 8 | 496 | 2 | 8 | 448 | 2 | 15 | 242 | 2 | 8 | 518 | 2 | 19 | 10 | E | 9 | 9 | A | 7 | 12 | A | 7 | 6 | A | 7 | 67 | A | 7 | 987 | E | 9 | 0 | A | 7 | 0 | A | 7 | 16100 | B | 7 | 3600 | A | 7 | 1.3 | E | 8 | 0.156 | F | 8 | 0.15 | F | 8 | 0 | 1 | D | 9 | 10 | C | 8
[26 empty] | 3590700% | 10:00 | 962 | 1352 | 610 | 2 | 8 | 467 | 2 | 15 | 277 | 2 | 8 | 644 | 2 | 8 | 484 | 2 | 15 | 299 | 2 | 8 | 803 | 2 | 19 | 10 | E | 9 | 9 | A | 7 | 14 | A | 7 | 7 | A | 7 | 63 | A | 7 | 987 | E | 9 | 280 | A | 7 | 1.5 | A | 7 | 16100 | B | 7 | 3600 | A | 7 | 1.3 | E | 8 | 0.156 | F | 8 | 0.15 | F | 8 | 0 | 1 | D | 9 | 10 | C | 8
[26 empty] | 3590700% | 11:00 | 1104 | 1352 | 713 | 2 | 8 | 453 | 2 | 15 | 343 | 2 | 8 | 753 | 2 | 8 | 472 | 2 | 15 | 367 | 2 | 8 | 1323 | 2 | 19 | 10 | E | 9 | 9 | A | 7 | 17 | A | 7 | 7 | A | 7 | 52 | A | 7 | 987 | E | 9 | 0 | A | 7 | 0 | A | 7 | 16100 | B | 7 | 3600 | A | 7 | 1.3 | E | 8 | 0.156 | F | 8 | 0.15 | F | 8 | 0 | 1 | D | 9 | 10 | C | 8
[26 empty] | 3590700% | 12:00 | 1183 | 1352 | 414 | 2 | 8 | 102 | 2 | 15 | 324 | 2 | 8 | 462 | 2 | 8 | 109 | 2 | 15 | 366 | 2 | 8 | 1413 | 2 | 19 | 10 | E | 9 | 9 | A | 7 | 17 | A | 7 | 6 | A | 7 | 48 | A | 7 | 987 | E | 9 | 0 | A | 7 | 0 | A | 7 | 16100 | B | 7 | 3600 | A | 7 | 1.3 | E | 8 | 0.156 | F | 8 | 0.15 | F | 8 | 0 | 1 | D | 9 | 10 | C | 8
[26 empty] | 3590700% | 13:00 | 1194 | 1352 | 825 | 2 | 8 | 522 | 2 | 15 | 363 | 2 | 8 | 876 | 2 | 8 | 545 | 2 | 15 | 394 | 2 | 8 | 1819 | 2 | 19 | 7 | E | 9 | 5 | A | 7 | 17.5 | B | 8 | 5.3 | B | 8 | 45 | A | 7 | 987 | E | 9 | 0 | A | 7 | 0 | A | 7 | 16100 | B | 7 | 77777 | A | 7 | 1.3 | E | 8 | 0.156 | F | 8 | 0.15 | F | 8 | 0 | 1 | D | 9 | 10 | C | 8
[26 empty] | 3590700% | 14:00 | 1136 | 1352 | 534 | 2 | 8 | 155 | 2 | 15 | 403 | 2 | 8 | 585 | 2 | 8 | 165 | 2 | 15 | 447 | 2 | 8 | 1591 | 2 | 19 | 10 | E | 9 | 9 | A | 7 | 18 | A | 7 | 5 | A | 7 | 42 | A | 7 | 987 | E | 9 | 110 | A | 7 | 4.1 | A | 7 | 16100 | B | 7 | 3300 | A | 7 | 1.3 | E | 8 | 0.156 | F | 8 | 0.15 | F | 8 | 0 | 1 | D | 9 | 10 | C | 8
[26 empty] | 3590700% | 15:00 | 1013 | 1352 | 644 | 2 | 8 | 464 | 2 | 15 | 295 | 2 | 8 | 680 | 2 | 8 | 482 | 2 | 15 | 318 | 2 | 8 | 934 | 2 | 19 | 7 | E | 9 | 5 | A | 7 | 18.8 | B | 8 | 5.6 | B | 8 | 42 | A | 7 | 987 | E | 9 | 110 | A | 7 | 5.1 | A | 7 | 16100 | B | 7 | 77777 | A | 7 | 1.3 | E | 8 | 0.156 | F | 8 | 0.15 | F | 8 | 0 | 1 | D | 9 | 10 | C | 8
[26 empty] | 3590700% | 16:00 | 835 | 1352 | 525 | 2 | 8 | 503 | 2 | 15 | 214 | 2 | 8 | 557 | 2 | 8 | 517 | 2 | 15 | 238 | 2 | 8 | 519 | 2 | 19 | 10 | E | 9 | 9 | A | 7 | 19 | A | 7 | 6 | A | 7 | 43 | A | 7 | 987 | E | 9 | 110 | A | 7 | 4.1 | A | 7 | 16100 | B | 7 | 3600 | A | 7 | 1.3 | E | 8 | 0.156 | F | 8 | 0.15 | F | 8 | 0 | 1 | D | 9 | 10 | C | 8
[26 empty] | 3590700% | 17:00 | 611 | 1352 | 335 | 2 | 8 | 344 | 2 | 15 | 179 | 2 | 8 | 358 | 2 | 8 | 350 | 2 | 15 | 199 | 2 | 8 | 389 | 2 | 19 | 10 | E | 9 | 9 | A | 7 | 17 | A | 7 | 5 | A | 7 | 45 | A | 7 | 987 | E | 9 | 9 | A | 7 | 5.1 | A | 7 | 16100 | B | 7 | 1800 | A | 7 | 1.3 | E | 8 | 0.156 | F | 8 | 0.15 | F | 8 | 0 | 1 | D | 9 | 10 | C | 8
[26 empty] | 3590700% | 18:00 | 360 | 1352 | 161 | 2 | 8 | 223 | 2 | 15 | 101 | 2 | 8 | 170 | 2 | 8 | 192 | 2 | 15 | 119 | 2 | 8 | 199 | 2 | 19 | 10 | E | 9 | 9 | A | 7 | 15 | A | 7 | 5 | A | 7 | 51 | A | 7 | 987 | E | 9 | 90 | A | 7 | 3.1 | A | 7 | 32200 | B | 7 | 3000 | A | 7 | 1.3 | E | 8 | 0.156 | F | 8 | 0.15 | F | 8 | 0 | 1 | D | 9 | 10 | C | 8
[26 empty] | 3590700% | 19:00 | 101 | 1228 | 28 | 2 | 8 | 107 | 2 | 15 | 21 | 2 | 8 | 33 | 2 | 8 | 51 | 2 | 15 | 28 | 2 | 8 | 36 | 2 | 19 | 7 | E | 9 | 5 | A | 7 | 14 | A | 7 | 4 | A | 7 | 51 | A | 7 | 987 | E | 9 | 130 | A | 7 | 2.6 | A | 7 | 24100 | B | 7 | 77777 | A | 7 | 1.3 | E | 8 | 0.156 | F | 8 | 0.15 | F | 8 | 0 | 1 | D | 9 | 10 | C | 8
[26 empty] | 3590700% | 20:00 | 0 | 0 | 0 | 2 | 0 | 0 | 2 | 0 | 0 | 2 | 0 | 0 | 2 | 0 | 0 | 2 | 0 | 0 | 2 | 0 | 0 | 2 | 0 | 8 | E | 9 | 5 | A | 7 | 13 | A | 7 | 3 | A | 7 | 51 | A | 7 | 987 | E | 9 | 0 | A | 7 | 0 | A | 7 | 24100 | B | 7 | 77777 | A | 7 | 1.3 | E | 8 | 0.156 | F | 8 | 0.15 | F | 8 | 0 | 1 | D | 9 | 10 | C | 8
[26 empty] | 3590700% | 21:00 | 0 | 0 | 0 | 2 | 0 | 0 | 2 | 0 | 0 | 2 | 0 | 0 | 2 | 0 | 0 | 2 | 0 | 0 | 2 | 0 | 0 | 2 | 0 | 7 | E | 9 | 5 | A | 7 | 12 | A | 7 | 1 | A | 7 | 47 | A | 7 | 987 | E | 9 | 0 | A | 7 | 0 | A | 7 | 24100 | B | 7 | 77777 | A | 7 | 1.3 | E | 8 | 0.156 | F | 8 | 0.15 | F | 8 | 0 | 1 | D | 9 | 10 | C | 8
[26 empty] | 3590700% | 22:00 | 0 | 0 | 0 | 2 | 0 | 0 | 2 | 0 | 0 | 2 | 0 | 0 | 2 | 0 | 0 | 2 | 0 | 0 | 2 | 0 | 0 | 2 | 0 | 7 | B | 8 | 6 | B | 8 | 11.3 | B | 8 | 0.7 | E | 9 | 48 | A | 7 | 987 | E | 9 | 0 | B | 8 | 0 | B | 8 | 23100 | C | 8 | 19663 | B | 8 | 1.3 | E | 8 | 0.156 | F | 8 | 0.15 | F | 8 | 0 | 1 | D | 9 | 10 | C | 8
[26 empty] | 3590700% | 23:00 | 0 | 0 | 0 | 2 | 0 | 0 | 2 | 0 | 0 | 2 | 0 | 0 | 2 | 0 | 0 | 2 | 0 | 0 | 2 | 0 | 0 | 2 | 0 | 8 | B | 8 | 6 | B | 8 | 10.9 | B | 8 | 1.3 | E | 9 | 51 | A | 7 | 987 | E | 9 | 0 | B | 8 | 0 | B | 8 | 22100 | C | 8 | 17325 | B | 8 | 1.3 | E | 8 | 0.156 | F | 8 | 0.15 | F | 8 | 0 | 1 | D | 9 | 10 | C | 8
[26 empty] | 3590700% | 24:00 | 0 | 0 | 0 | 2 | 0 | 0 | 2 | 0 | 0 | 2 | 0 | 0 | 2 | 0 | 0 | 2 | 0 | 0 | 2 | 0 | 0 | 2 | 0 | 8 | B | 8 | 7 | B | 8 | 10.4 | B | 8 | 0 | E | 9 | 48 | A | 7 | 987 | E | 9 | 0 | B | 8 | 0 | B | 8 | 21100 | C | 8 | 14988 | B | 8 | 1.3 | E | 8 | 0.156 | F | 8 | 0.15 | F | 8 | 0 | 1 | D | 9 | 10 | C | 8
[26 empty] | 3590800% | 1:00 | 0 | 0 | 0 | 2 | 0 | 0 | 2 | 0 | 0 | 2 | 0 | 0 | 2 | 0 | 0 | 2 | 0 | 0 | 2 | 0 | 0 | 2 | 0 | 9 | B | 8 | 7 | B | 8 | 9.6 | B | 8 | -0.3 | E | 9 | 50 | A | 7 | 987 | E | 9 | 0 | B | 8 | 0 | B | 8 | 20100 | C | 8 | 12650 | B | 8 | 1.3 | E | 8 | 0.157 | F | 8 | 0.15 | F | 8 | 0 | 1 | D | 9 | 10 | C | 8
[26 empty] | 3590800% | 2:00 | 0 | 0 | 0 | 2 | 0 | 0 | 2 | 0 | 0 | 2 | 0 | 0 | 2 | 0 | 0 | 2 | 0 | 0 | 2 | 0 | 0 | 2 | 0 | 9 | B | 8 | 8 | B | 8 | 9.3 | B | 8 | 0.3 | E | 9 | 53 | A | 7 | 987 | E | 9 | 0 | B | 8 | 0 | B | 8 | 19100 | C | 8 | 10313 | B | 8 | 1.3 | E | 8 | 0.157 | F | 8 | 0.15 | F | 8 | 0 | 1 | D | 9 | 10 | C | 8
[26 empty] | 3590800% | 3:00 | 0 | 0 | 0 | 2 | 0 | 0 | 2 | 0 | 0 | 2 | 0 | 0 | 2 | 0 | 0 | 2 | 0 | 0 | 2 | 0 | 0 | 2 | 0 | 9 | B | 8 | 8 | B | 8 | 8.9 | B | 8 | 2 | E | 9 | 62 | A | 7 | 987 | E | 9 | 0 | B | 8 | 0 | B | 8 | 18100 | C | 8 | 7975 | B | 8 | 1.3 | E | 8 | 0.157 | F | 8 | 0.15 | F | 8 | 0 | 1 | D | 9 | 10 | C | 8
[26 empty] | 3590800% | 4:00 | 0 | 0 | 0 | 2 | 0 | 0 | 2 | 0 | 0 | 2 | 0 | 0 | 2 | 0 | 0 | 2 | 0 | 0 | 2 | 0 | 0 | 2 | 0 | 10 | B | 8 | 9 | B | 8 | 8.4 | B | 8 | 2.7 | E | 9 | 67 | A | 7 | 987 | E | 9 | 0 | B | 8 | 0 | B | 8 | 17100 | C | 8 | 5638 | B | 8 | 1.3 | E | 8 | 0.157 | F | 8 | 0.15 | F | 8 | 0 | 1 | D | 9 | 10 | C | 8
[26 empty] | 3590800% | 5:00 | 0 | 0 | 0 | 2 | 0 | 0 | 2 | 0 | 0 | 2 | 0 | 0 | 2 | 0 | 0 | 2 | 0 | 0 | 2 | 0 | 0 | 2 | 0 | 10 | E | 9 | 9 | A | 7 | 8 | A | 7 | 3.3 | E | 9 | 72 | A | 7 | 987 | E | 9 | 0 | A | 7 | 0 | A | 7 | 16100 | B | 7 | 3300 | A | 7 | 1.3 | E | 8 | 0.157 | F | 8 | 0.15 | F | 8 | 0 | 1 | D | 9 | 10 | C | 8
[26 empty] | 3590800% | 6:00 | 44 | 822 | 1 | 2 | 8 | 0 | 2 | 15 | 1 | 2 | 8 | 1 | 2 | 8 | 0 | 2 | 15 | 1 | 2 | 8 | 4 | 2 | 19 | 10 | E | 9 | 10 | A | 7 | 8 | A | 7 | 4 | A | 7 | 76 | A | 7 | 987 | E | 9 | 90 | A | 7 | 3.1 | A | 7 | 16100 | B | 7 | 2700 | A | 7 | 1.3 | E | 8 | 0.157 | F | 8 | 0.15 | F | 8 | 0 | 1 | D | 9 | 10 | C | 8
[26 empty] | 3590800% | 7:00 | 281 | 1352 | 73 | 2 | 8 | 0 | 2 | 15 | 73 | 2 | 8 | 82 | 2 | 8 | 0 | 2 | 15 | 82 | 2 | 8 | 251 | 2 | 19 | 10 | E | 9 | 10 | A | 7 | 11 | A | 7 | 3 | A | 7 | 58 | A | 7 | 987 | E | 9 | 180 | A | 7 | 3.1 | A | 7 | 16100 | B | 7 | 2700 | A | 7 | 1.3 | E | 8 | 0.157 | F | 8 | 0.15 | F | 8 | 0 | 1 | D | 9 | 10 | C | 8
[26 empty] | 3590800% | 8:00 | 538 | 1352 | 92 | 2 | 8 | 0 | 2 | 15 | 92 | 2 | 8 | 108 | 2 | 8 | 0 | 2 | 15 | 108 | 2 | 8 | 395 | 2 | 19 | 10 | E | 9 | 10 | A | 7 | 10 | A | 7 | 3 | A | 7 | 62 | A | 7 | 987 | E | 9 | 190 | A | 7 | 3.1 | A | 7 | 16100 | B | 7 | 4500 | A | 7 | 1.3 | E | 8 | 0.157 | F | 8 | 0.15 | F | 8 | 0 | 1 | D | 9 | 10 | C | 8
[26 empty] | 3590800% | 9:00 | 772 | 1352 | 231 | 2 | 8 | 12 | 2 | 15 | 224 | 2 | 8 | 265 | 2 | 8 | 10 | 2 | 15 | 259 | 2 | 8 | 929 | 2 | 19 | 10 | E | 9 | 10 | A | 7 | 12 | A | 7 | 2 | A | 7 | 50 | A | 7 | 987 | E | 9 | 230 | A | 7 | 3.1 | A | 7 | 16100 | B | 7 | 4500 | A | 7 | 1.3 | E | 8 | 0.157 | F | 8 | 0.15 | F | 8 | 0 | 1 | D | 9 | 10 | C | 8
[26 empty] | 3590800% | 10:00 | 966 | 1352 | 267 | 2 | 8 | 12 | 2 | 15 | 258 | 2 | 8 | 312 | 2 | 8 | 10 | 2 | 15 | 305 | 2 | 8 | 1163 | 2 | 19 | 10 | E | 9 | 10 | A | 7 | 12 | A | 7 | 4 | A | 7 | 58 | A | 7 | 987 | E | 9 | 230 | A | 7 | 3.1 | A | 7 | 16100 | B | 7 | 4500 | A | 7 | 1.3 | E | 8 | 0.157 | F | 8 | 0.15 | F | 8 | 0 | 1 | D | 9 | 10 | C | 8
[26 empty] | 3590800% | 11:00 | 1107 | 1352 | 391 | 2 | 8 | 30 | 2 | 15 | 366 | 2 | 8 | 431 | 2 | 8 | 31 | 2 | 15 | 406 | 2 | 8 | 1508 | 2 | 19 | 10 | E | 9 | 10 | A | 7 | 13 | A | 7 | 4 | A | 7 | 54 | A | 7 | 987 | E | 9 | 230 | A | 7 | 3.6 | A | 7 | 16100 | B | 7 | 4500 | A | 7 | 1.3 | E | 8 | 0.157 | F | 8 | 0.15 | F | 8 | 0 | 1 | D | 9 | 10 | C | 8
[26 empty] | 3590800% | 12:00 | 1186 | 1352 | 408 | 2 | 8 | 24 | 2 | 15 | 386 | 2 | 8 | 477 | 2 | 8 | 23 | 2 | 15 | 457 | 2 | 8 | 1675 | 2 | 19 | 10 | E | 9 | 10 | A | 7 | 14 | A | 7 | 5 | A | 7 | 55 | A | 7 | 987 | E | 9 | 250 | B | 8 | 1.5 | A | 7 | 16100 | B | 7 | 4500 | A | 7 | 1.3 | E | 8 | 0.157 | F | 8 | 0.15 | F | 8 | 0 | 1 | D | 9 | 10 | C | 8
[26 empty] | 3590800% | 13:00 | 1197 | 1352 | 490 | 2 | 8 | 78 | 2 | 15 | 421 | 2 | 8 | 541 | 2 | 8 | 80 | 2 | 15 | 470 | 2 | 8 | 1944 | 2 | 19 | 10 | E | 9 | 10 | A | 7 | 16 | A | 7 | 7 | A | 7 | 55 | A | 7 | 987 | E | 9 | 270 | B | 8 | 2.1 | A | 7 | 16100 | B | 7 | 3600 | A | 7 | 1.3 | E | 8 | 0.157 | F | 8 | 0.15 | F | 8 | 0 | 1 | D | 9 | 10 | C | 8
[26 empty] | 3590800% | 14:00 | 1139 | 1352 | 399 | 2 | 8 | 30 | 2 | 15 | 374 | 2 | 8 | 441 | 2 | 8 | 31 | 2 | 15 | 415 | 2 | 8 | 1604 | 2 | 19 | 10 | E | 9 | 10 | A | 7 | 17 | A | 7 | 4 | A | 7 | 42 | A | 7 | 987 | E | 9 | 290 | B | 8 | 2.1 | A | 7 | 16100 | B | 7 | 2400 | A | 7 | 1.3 | E | 8 | 0.157 | F | 8 | 0.15 | F | 8 | 0 | 1 | D | 9 | 10 | C | 8
[26 empty] | 3590800% | 15:00 | 1016 | 1352 | 437 | 2 | 8 | 107 | 2 | 15 | 356 | 2 | 8 | 481 | 2 | 8 | 110 | 2 | 15 | 398 | 2 | 8 | 1323 | 2 | 19 | 10 | E | 9 | 10 | A | 7 | 17 | A | 7 | 3 | A | 7 | 39 | A | 7 | 987 | E | 9 | 310 | A | 7 | 3.6 | A | 7 | 16100 | B | 7 | 2400 | A | 7 | 1.3 | E | 8 | 0.157 | F | 8 | 0.15 | F | 8 | 0 | 1 | D | 9 | 10 | C | 8
[26 empty] | 3590800% | 16:00 | 837 | 1352 | 302 | 2 | 8 | 41 | 2 | 15 | 276 | 2 | 8 | 332 | 2 | 8 | 42 | 2 | 15 | 306 | 2 | 8 | 904 | 2 | 19 | 10 | E | 9 | 10 | A | 7 | 17 | A | 7 | 3 | A | 7 | 39 | A | 7 | 987 | E | 9 | 300 | B | 8 | 1.5 | A | 7 | 16100 | B | 7 | 2400 | A | 7 | 1.3 | E | 8 | 0.157 | F | 8 | 0.15 | F | 8 | 0 | 1 | D | 9 | 10 | C | 8
[26 empty] | 3590800% | 17:00 | 615 | 1352 | 287 | 2 | 8 | 157 | 2 | 15 | 215 | 2 | 8 | 310 | 2 | 8 | 158 | 2 | 15 | 238 | 2 | 8 | 520 | 2 | 19 | 10 | B | 8 | 10 | B | 8 | 16.7 | B | 8 | 4.1 | B | 8 | 43 | A | 7 | 987 | E | 9 | 290 | B | 8 | 1.5 | B | 8 | 16100 | C | 8 | 3000 | B | 8 | 1.3 | E | 8 | 0.157 | F | 8 | 0.15 | F | 8 | 0 | 1 | D | 9 | 10 | C | 8
[26 empty] | 3590800% | 18:00 | 363 | 1352 | 147 | 2 | 8 | 123 | 2 | 15 | 114 | 2 | 8 | 159 | 2 | 8 | 108 | 2 | 15 | 130 | 2 | 8 | 252 | 2 | 19 | 10 | E | 9 | 9 | A | 7 | 16 | A | 7 | 5 | A | 7 | 48 | A | 7 | 987 | E | 9 | 270 | B | 8 | 1.5 | A | 7 | 16100 | B | 7 | 3600 | A | 7 | 1.3 | E | 8 | 0.157 | F | 8 | 0.15 | F | 8 | 0 | 1 | D | 9 | 10 | C | 8
[26 empty] | 3590800% | 19:00 | 105 | 1250 | 32 | 2 | 8 | 91 | 2 | 15 | 25 | 2 | 8 | 35 | 2 | 8 | 40 | 2 | 15 | 32 | 2 | 8 | 44 | 2 | 19 | 10 | E | 9 | 9 | A | 7 | 15 | A | 7 | 4 | A | 7 | 48 | A | 7 | 987 | E | 9 | 260 | A | 7 | 2.1 | A | 7 | 16100 | B | 7 | 3600 | A | 7 | 1.3 | E | 8 | 0.157 | F | 8 | 0.15 | F | 8 | 0 | 1 | D | 9 | 10 | C | 8
[26 empty] | 3590800% | 20:00 | 0 | 0 | 0 | 2 | 0 | 0 | 2 | 0 | 0 | 2 | 0 | 0 | 2 | 0 | 0 | 2 | 0 | 0 | 2 | 0 | 0 | 2 | 0 | 10 | E | 9 | 5 | A | 7 | 14 | A | 7 | 2 | A | 7 | 44 | A | 7 | 987 | E | 9 | 250 | A | 7 | 2.6 | A | 7 | 16100 | B | 7 | 77777 | A | 7 | 1.3 | E | 8 | 0.157 | F | 8 | 0.15 | F | 8 | 0 | 1 | D | 9 | 10 | C | 8
[26 empty] | 3590800% | 21:00 | 0 | 0 | 0 | 2 | 0 | 0 | 2 | 0 | 0 | 2 | 0 | 0 | 2 | 0 | 0 | 2 | 0 | 0 | 2 | 0 | 0 | 2 | 0 | 10 | E | 9 | 9 | A | 7 | 12 | A | 7 | 3 | A | 7 | 54 | A | 7 | 987 | E | 9 | 0 | A | 7 | 0 | A | 7 | 16100 | B | 7 | 3600 | A | 7 | 1.3 | E | 8 | 0.157 | F | 8 | 0.15 | F | 8 | 0 | 1 | D | 9 | 10 | C | 8
[26 empty] | 3590800% | 22:00 | 0 | 0 | 0 | 2 | 0 | 0 | 2 | 0 | 0 | 2 | 0 | 0 | 2 | 0 | 0 | 2 | 0 | 0 | 2 | 0 | 0 | 2 | 0 | 9 | B | 8 | 8 | B | 8 | 11 | B | 8 | 3.9 | E | 9 | 62 | A | 7 | 987 | E | 9 | 0 | B | 8 | 0 | B | 8 | 16100 | C | 8 | 5900 | B | 8 | 1.3 | E | 8 | 0.157 | F | 8 | 0.15 | F | 8 | 0 | 1 | D | 9 | 10 | C | 8
[26 empty] | 3590800% | 23:00 | 0 | 0 | 0 | 2 | 0 | 0 | 2 | 0 | 0 | 2 | 0 | 0 | 2 | 0 | 0 | 2 | 0 | 0 | 2 | 0 | 0 | 2 | 0 | 8 | B | 8 | 7 | B | 8 | 10.4 | B | 8 | 2.8 | E | 9 | 59 | A | 7 | 987 | E | 9 | 0 | B | 8 | 0 | B | 8 | 16100 | C | 8 | 8200 | B | 8 | 1.3 | E | 8 | 0.157 | F | 8 | 0.15 | F | 8 | 0 | 1 | D | 9 | 10 | C | 8
[26 empty] | 3590800% | 24:00 | 0 | 0 | 0 | 2 | 0 | 0 | 2 | 0 | 0 | 2 | 0 | 0 | 2 | 0 | 0 | 2 | 0 | 0 | 2 | 0 | 0 | 2 | 0 | 7 | B | 8 | 6 | B | 8 | 9.6 | B | 8 | 3.7 | E | 9 | 67 | A | 7 | 987 | E | 9 | 0 | B | 8 | 0 | B | 8 | 16100 | C | 8 | 10500 | B | 8 | 1.3 | E | 8 | 0.157 | F | 8 | 0.15 | F | 8 | 0 | 1 | D | 9 | 10 | C | 8
[26 empty] | 3590900% | 1:00 | 0 | 0 | 0 | 2 | 0 | 0 | 2 | 0 | 0 | 2 | 0 | 0 | 2 | 0 | 0 | 2 | 0 | 0 | 2 | 0 | 0 | 2 | 0 | 6 | B | 8 | 6 | B | 8 | 8.6 | B | 8 | 2.6 | E | 9 | 66 | A | 7 | 987 | E | 9 | 0 | B | 8 | 0 | B | 8 | 16100 | C | 8 | 12800 | B | 8 | 1.3 | E | 8 | 0.158 | F | 8 | 0.15 | F | 8 | 0 | 1 | D | 9 | 10 | C | 8
[26 empty] | 3590900% | 2:00 | 0 | 0 | 0 | 2 | 0 | 0 | 2 | 0 | 0 | 2 | 0 | 0 | 2 | 0 | 0 | 2 | 0 | 0 | 2 | 0 | 0 | 2 | 0 | 5 | B | 8 | 5 | B | 8 | 8 | B | 8 | 2.4 | E | 9 | 68 | A | 7 | 987 | E | 9 | 0 | B | 8 | 0 | B | 8 | 16100 | C | 8 | 15100 | B | 8 | 1.3 | E | 8 | 0.158 | F | 8 | 0.15 | F | 8 | 0 | 1 | D | 9 | 10 | C | 8
[26 empty] | 3590900% | 3:00 | 0 | 0 | 0 | 2 | 0 | 0 | 2 | 0 | 0 | 2 | 0 | 0 | 2 | 0 | 0 | 2 | 0 | 0 | 2 | 0 | 0 | 2 | 0 | 4 | B | 8 | 4 | B | 8 | 7.4 | B | 8 | 2.3 | E | 9 | 70 | A | 7 | 987 | E | 9 | 0 | B | 8 | 0 | B | 8 | 16100 | C | 8 | 17400 | B | 8 | 1.3 | E | 8 | 0.158 | F | 8 | 0.15 | F | 8 | 0 | 1 | D | 9 | 10 | C | 8
[26 empty] | 3590900% | 4:00 | 0 | 0 | 0 | 2 | 0 | 0 | 2 | 0 | 0 | 2 | 0 | 0 | 2 | 0 | 0 | 2 | 0 | 0 | 2 | 0 | 0 | 2 | 0 | 3 | B | 8 | 3 | B | 8 | 6.7 | B | 8 | 2.2 | E | 9 | 73 | A | 7 | 987 | E | 9 | 0 | B | 8 | 0 | B | 8 | 16100 | C | 8 | 19700 | B | 8 | 1.3 | E | 8 | 0.158 | F | 8 | 0.15 | F | 8 | 0 | 1 | D | 9 | 10 | C | 8
[26 empty] | 3590900% | 5:00 | 0 | 0 | 0 | 2 | 0 | 0 | 2 | 0 | 0 | 2 | 0 | 0 | 2 | 0 | 0 | 2 | 0 | 0 | 2 | 0 | 0 | 2 | 0 | 2 | E | 9 | 2 | A | 7 | 6 | A | 7 | 2.1 | E | 9 | 76 | A | 7 | 987 | E | 9 | 0 | A | 7 | 0 | A | 7 | 16100 | B | 7 | 77777 | A | 7 | 1.3 | E | 8 | 0.158 | F | 8 | 0.15 | F | 8 | 0 | 1 | D | 9 | 10 | C | 8
[26 empty] | 3590900% | 6:00 | 47 | 844 | 5 | 2 | 8 | 95 | 2 | 15 | 2 | 2 | 8 | 9 | 2 | 8 | 56 | 2 | 15 | 5 | 2 | 8 | 8 | 2 | 19 | 5 | E | 9 | 5 | A | 7 | 7 | A | 7 | 2 | A | 7 | 70 | A | 7 | 987 | E | 9 | 0 | A | 7 | 0 | A | 7 | 32200 | B | 7 | 77777 | A | 7 | 1.3 | E | 8 | 0.158 | F | 8 | 0.15 | F | 8 | 0 | 1 | D | 9 | 10 | C | 8
[26 empty] | 3590900% | 7:00 | 286 | 1351 | 180 | 2 | 8 | 381 | 2 | 15 | 99 | 2 | 8 | 180 | 2 | 8 | 291 | 2 | 15 | 118 | 2 | 8 | 190 | 2 | 19 | 5 | E | 9 | 5 | A | 7 | 8 | A | 7 | 3 | A | 7 | 71 | A | 7 | 987 | E | 9 | 0 | A | 7 | 0 | A | 7 | 32200 | B | 7 | 77777 | A | 7 | 1.3 | E | 8 | 0.158 | F | 8 | 0.15 | F | 8 | 0 | 1 | D | 9 | 10 | C | 8
[26 empty] | 3590900% | 8:00 | 543 | 1351 | 376 | 2 | 8 | 634 | 2 | 15 | 121 | 2 | 8 | 385 | 2 | 8 | 594 | 2 | 15 | 146 | 2 | 8 | 228 | 2 | 19 | 5 | E | 9 | 5 | A | 7 | 12 | A | 7 | 2 | A | 7 | 50 | A | 7 | 987 | E | 9 | 350 | B | 8 | 1.5 | A | 7 | 32200 | B | 7 | 77777 | A | 7 | 1.3 | E | 8 | 0.158 | F | 8 | 0.15 | F | 8 | 0 | 1 | D | 9 | 10 | C | 8
[26 empty] | 3590900% | 9:00 | 776 | 1351 | 567 | 2 | 8 | 741 | 2 | 15 | 141 | 2 | 8 | 596 | 2 | 8 | 741 | 2 | 15 | 169 | 2 | 8 | 322 | 2 | 19 | 2 | E | 9 | 2 | A | 7 | 16 | A | 7 | 3 | A | 7 | 42 | A | 7 | 987 | E | 9 | 330 | B | 8 | 1.5 | A | 7 | 24100 | B | 7 | 77777 | A | 7 | 1.3 | E | 8 | 0.158 | F | 8 | 0.15 | F | 8 | 0 | 1 | D | 9 | 10 | C | 8
[26 empty] | 3590900% | 10:00 | 970 | 1351 | 737 | 2 | 8 | 813 | 2 | 15 | 152 | 2 | 8 | 762 | 2 | 8 | 811 | 2 | 15 | 179 | 2 | 8 | 393 | 2 | 19 | 3 | E | 9 | 3 | A | 7 | 17 | A | 7 | 3 | A | 7 | 39 | A | 7 | 987 | E | 9 | 320 | B | 8 | 1.5 | A | 7 | 24100 | B | 7 | 77777 | A | 7 | 1.3 | E | 8 | 0.158 | F | 8 | 0.15 | F | 8 | 0 | 1 | D | 9 | 10 | C | 8
[26 empty] | 3590900% | 11:00 | 1111 | 1351 | 855 | 2 | 8 | 839 | 2 | 15 | 164 | 2 | 8 | 895 | 2 | 8 | 843 | 2 | 15 | 200 | 2 | 8 | 578 | 2 | 19 | 2 | E | 9 | 2 | A | 7 | 18 | A | 7 | 4 | A | 7 | 39 | A | 7 | 987 | E | 9 | 300 | A | 7 | 3.6 | A | 7 | 24100 | B | 7 | 77777 | A | 7 | 1.4 | E | 8 | 0.158 | F | 8 | 0.15 | F | 8 | 0 | 1 | D | 9 | 10 | C | 8
[26 empty] | 3590900% | 12:00 | 1189 | 1351 | 930 | 2 | 8 | 872 | 2 | 15 | 161 | 2 | 8 | 985 | 2 | 8 | 881 | 2 | 15 | 208 | 2 | 8 | 732 | 2 | 19 | 3 | E | 9 | 3 | A | 7 | 20 | A | 7 | 3 | A | 7 | 32 | A | 7 | 987 | E | 9 | 300 | A | 7 | 5.1 | A | 7 | 32200 | B | 7 | 77777 | A | 7 | 1.4 | E | 8 | 0.158 | F | 8 | 0.15 | F | 8 | 0 | 1 | D | 9 | 10 | C | 8
[26 empty] | 3590900% | 13:00 | 1199 | 1351 | 944 | 2 | 8 | 881 | 2 | 15 | 160 | 2 | 8 | 1002 | 2 | 8 | 891 | 2 | 15 | 209 | 2 | 8 | 757 | 2 | 19 | 2 | E | 9 | 2 | A | 7 | 21 | A | 7 | 2 | A | 7 | 28 | A | 7 | 987 | E | 9 | 320 | A | 7 | 5.1 | A | 7 | 32200 | B | 7 | 77777 | A | 7 | 1.4 | E | 8 | 0.158 | F | 8 | 0.15 | F | 8 | 0 | 1 | D | 9 | 10 | C | 8
[26 empty] | 3590900% | 14:00 | 1141 | 1351 | 887 | 2 | 8 | 861 | 2 | 15 | 157 | 2 | 8 | 935 | 2 | 8 | 869 | 2 | 15 | 200 | 2 | 8 | 613 | 2 | 19 | 2 | B | 8 | 2 | B | 8 | 21.7 | B | 8 | 2.2 | B | 8 | 28 | A | 7 | 987 | E | 9 | 320 | B | 8 | 4.6 | B | 8 | 32200 | C | 8 | 77777 | B | 8 | 1.4 | E | 8 | 0.158 | F | 8 | 0.15 | F | 8 | 0 | 1 | D | 9 | 10 | C | 8
[26 empty] | 3590900% | 15:00 | 1019 | 1351 | 771 | 2 | 8 | 792 | 2 | 15 | 172 | 2 | 8 | 821 | 2 | 8 | 809 | 2 | 15 | 210 | 2 | 8 | 547 | 2 | 19 | 2 | E | 9 | 2 | A | 7 | 22 | A | 7 | 2 | A | 7 | 27 | A | 7 | 987 | E | 9 | 310 | A | 7 | 4.1 | A | 7 | 32200 | B | 7 | 77777 | A | 7 | 1.4 | E | 8 | 0.158 | F | 8 | 0.15 | F | 8 | 0 | 1 | D | 9 | 10 | C | 8
[26 empty] | 3590900% | 16:00 | 840 | 1351 | 603 | 2 | 8 | 698 | 2 | 15 | 168 | 2 | 8 | 630 | 2 | 8 | 699 | 2 | 15 | 194 | 2 | 8 | 404 | 2 | 19 | 3 | E | 9 | 3 | A | 7 | 22 | A | 7 | 1 | A | 7 | 25 | A | 7 | 987 | E | 9 | 300 | A | 7 | 7.2 | A | 7 | 32200 | B | 7 | 77777 | A | 7 | 1.4 | E | 8 | 0.158 | F | 8 | 0.15 | F | 8 | 0 | 1 | D | 9 | 10 | C | 8
[26 empty] | 3590900% | 17:00 | 618 | 1351 | 394 | 2 | 8 | 589 | 2 | 15 | 124 | 2 | 8 | 408 | 2 | 8 | 569 | 2 | 15 | 147 | 2 | 8 | 248 | 2 | 19 | 5 | E | 9 | 5 | A | 7 | 23 | A | 7 | 3 | A | 7 | 27 | A | 7 | 987 | E | 9 | 310 | A | 7 | 4.1 | A | 7 | 32200 | B | 7 | 77777 | A | 7 | 1.4 | E | 8 | 0.158 | F | 8 | 0.15 | F | 8 | 0 | 1 | D | 9 | 10 | C | 8
[26 empty] | 3590900% | 18:00 | 367 | 1351 | 200 | 2 | 8 | 436 | 2 | 15 | 81 | 2 | 8 | 210 | 2 | 8 | 372 | 2 | 15 | 109 | 2 | 8 | 149 | 2 | 19 | 5 | E | 9 | 5 | A | 7 | 21 | A | 7 | 3 | A | 7 | 30 | A | 7 | 987 | E | 9 | 300 | A | 7 | 4.1 | A | 7 | 24100 | B | 7 | 77777 | A | 7 | 1.5 | E | 8 | 0.158 | F | 8 | 0.15 | F | 8 | 0 | 1 | D | 9 | 10 | C | 8
[26 empty] | 3590900% | 19:00 | 108 | 1272 | 30 | 2 | 8 | 88 | 2 | 15 | 23 | 2 | 8 | 33 | 2 | 8 | 39 | 2 | 15 | 30 | 2 | 8 | 40 | 2 | 19 | 9 | E | 9 | 9 | A | 7 | 19 | A | 7 | 2 | A | 7 | 32 | A | 7 | 987 | E | 9 | 290 | A | 7 | 5.1 | A | 7 | 24100 | B | 7 | 3300 | A | 7 | 1.5 | E | 8 | 0.158 | F | 8 | 0.15 | F | 8 | 0 | 1 | D | 9 | 10 | C | 8
[26 empty] | 3590900% | 20:00 | 0 | 0 | 0 | 2 | 0 | 0 | 2 | 0 | 0 | 2 | 0 | 0 | 2 | 0 | 0 | 2 | 0 | 0 | 2 | 0 | 0 | 2 | 0 | 5 | E | 9 | 5 | A | 7 | 18 | A | 7 | 3 | A | 7 | 37 | A | 7 | 987 | E | 9 | 320 | A | 7 | 2.6 | A | 7 | 24100 | B | 7 | 77777 | A | 7 | 1.5 | E | 8 | 0.158 | F | 8 | 0.15 | F | 8 | 0 | 1 | D | 9 | 10 | C | 8
[26 empty] | 3590900% | 21:00 | 0 | 0 | 0 | 2 | 0 | 0 | 2 | 0 | 0 | 2 | 0 | 0 | 2 | 0 | 0 | 2 | 0 | 0 | 2 | 0 | 0 | 2 | 0 | 9 | E | 9 | 9 | A | 7 | 18 | A | 7 | 3 | A | 7 | 37 | A | 7 | 987 | E | 9 | 290 | A | 7 | 5.1 | A | 7 | 24100 | B | 7 | 3300 | A | 7 | 1.5 | E | 8 | 0.158 | F | 8 | 0.15 | F | 8 | 0 | 1 | D | 9 | 10 | C | 8
[26 empty] | 3590900% | 22:00 | 0 | 0 | 0 | 2 | 0 | 0 | 2 | 0 | 0 | 2 | 0 | 0 | 2 | 0 | 0 | 2 | 0 | 0 | 2 | 0 | 0 | 2 | 0 | 8 | B | 8 | 8 | B | 8 | 16.7 | B | 8 | 3.9 | E | 9 | 42 | A | 7 | 987 | E | 9 | 300 | B | 8 | 4.5 | B | 8 | 23100 | C | 8 | 5638 | B | 8 | 1.5 | E | 8 | 0.158 | F | 8 | 0.15 | F | 8 | 0 | 1 | D | 9 | 10 | C | 8
[26 empty] | 3590900% | 23:00 | 0 | 0 | 0 | 2 | 0 | 0 | 2 | 0 | 0 | 2 | 0 | 0 | 2 | 0 | 0 | 2 | 0 | 0 | 2 | 0 | 0 | 2 | 0 | 8 | B | 8 | 8 | B | 8 | 15.7 | B | 8 | 2.8 | E | 9 | 42 | A | 7 | 987 | E | 9 | 310 | B | 8 | 3.8 | B | 8 | 22100 | C | 8 | 7975 | B | 8 | 1.5 | E | 8 | 0.158 | F | 8 | 0.15 | F | 8 | 0 | 1 | D | 9 | 10 | C | 8
[26 empty] | 3590900% | 24:00 | 0 | 0 | 0 | 2 | 0 | 0 | 2 | 0 | 0 | 2 | 0 | 0 | 2 | 0 | 0 | 2 | 0 | 0 | 2 | 0 | 0 | 2 | 0 | 7 | B | 8 | 7 | B | 8 | 14.5 | B | 8 | 2.7 | E | 9 | 45 | A | 7 | 987 | E | 9 | 320 | B | 8 | 3.2 | B | 8 | 21100 | C | 8 | 10313 | B | 8 | 1.5 | E | 8 | 0.158 | F | 8 | 0.15 | F | 8 | 0 | 1 | D | 9 | 10 | C | 8
[26 empty] | 3591000% | 1:00 | 0 | 0 | 0 | 2 | 0 | 0 | 2 | 0 | 0 | 2 | 0 | 0 | 2 | 0 | 0 | 2 | 0 | 0 | 2 | 0 | 0 | 2 | 0 | 6 | B | 8 | 6 | B | 8 | 13.1 | B | 8 | 0.6 | E | 9 | 42 | A | 7 | 987 | E | 9 | 330 | B | 8 | 2.6 | B | 8 | 20100 | C | 8 | 12650 | B | 8 | 1.6 | E | 8 | 0.159 | F | 8 | 0.15 | F | 8 | 0 | 1 | D | 9 | 10 | C | 8
[26 empty] | 3591000% | 2:00 | 0 | 0 | 0 | 2 | 0 | 0 | 2 | 0 | 0 | 2 | 0 | 0 | 2 | 0 | 0 | 2 | 0 | 0 | 2 | 0 | 0 | 2 | 0 | 5 | B | 8 | 5 | B | 8 | 12.1 | B | 8 | 0.5 | E | 9 | 45 | A | 7 | 987 | E | 9 | 330 | B | 8 | 1.9 | B | 8 | 19100 | C | 8 | 14988 | B | 8 | 1.6 | E | 8 | 0.159 | F | 8 | 0.15 | F | 8 | 0 | 1 | D | 9 | 10 | C | 8
[26 empty] | 3591000% | 3:00 | 0 | 0 | 0 | 2 | 0 | 0 | 2 | 0 | 0 | 2 | 0 | 0 | 2 | 0 | 0 | 2 | 0 | 0 | 2 | 0 | 0 | 2 | 0 | 5 | B | 8 | 5 | B | 8 | 11.1 | B | 8 | -0.6 | E | 9 | 44 | A | 7 | 987 | E | 9 | 340 | B | 8 | 1.3 | B | 8 | 18100 | C | 8 | 17325 | B | 8 | 1.6 | E | 8 | 0.159 | F | 8 | 0.15 | F | 8 | 0 | 1 | D | 9 | 10 | C | 8
[26 empty] | 3591000% | 4:00 | 0 | 0 | 0 | 2 | 0 | 0 | 2 | 0 | 0 | 2 | 0 | 0 | 2 | 0 | 0 | 2 | 0 | 0 | 2 | 0 | 0 | 2 | 0 | 4 | B | 8 | 4 | B | 8 | 10.1 | B | 8 | 1.3 | E | 9 | 54 | A | 7 | 987 | E | 9 | 350 | B | 8 | 0.6 | B | 8 | 17100 | C | 8 | 19663 | B | 8 | 1.6 | E | 8 | 0.159 | F | 8 | 0.15 | F | 8 | 0 | 1 | D | 9 | 10 | C | 8
[26 empty] | 3591000% | 5:00 | 0 | 0 | 0 | 2 | 0 | 0 | 2 | 0 | 0 | 2 | 0 | 0 | 2 | 0 | 0 | 2 | 0 | 0 | 2 | 0 | 0 | 2 | 0 | 3 | E | 9 | 3 | A | 7 | 9 | A | 7 | -0.8 | E | 9 | 50 | A | 7 | 987 | E | 9 | 0 | A | 7 | 0 | A | 7 | 16100 | B | 7 | 77777 | A | 7 | 1.6 | E | 8 | 0.159 | F | 8 | 0.15 | F | 8 | 0 | 1 | D | 9 | 10 | C | 8
[26 empty] | 3591000% | 6:00 | 51 | 889 | 5 | 2 | 8 | 88 | 2 | 15 | 3 | 2 | 8 | 9 | 2 | 8 | 52 | 2 | 15 | 6 | 2 | 8 | 11 | 2 | 19 | 2 | B | 8 | 2 | B | 8 | 10 | B | 8 | 1.1 | E | 9 | 54 | A | 7 | 987 | E | 9 | 0 | B | 8 | 0 | B | 8 | 24150 | C | 8 | 77777 | B | 8 | 1.6 | E | 8 | 0.159 | F | 8 | 0.15 | F | 8 | 0 | 1 | D | 9 | 10 | C | 8
[26 empty] | 3591000% | 7:00 | 291 | 1350 | 169 | 2 | 8 | 331 | 2 | 15 | 98 | 2 | 8 | 176 | 2 | 8 | 257 | 2 | 15 | 120 | 2 | 8 | 198 | 2 | 19 | 0 | E | 9 | 0 | E | 9 | 12 | A | 7 | 2 | A | 7 | 50 | A | 7 | 987 | E | 9 | 0 | A | 7 | 0 | A | 7 | 32200 | B | 7 | 77777 | A | 7 | 1.6 | E | 8 | 0.159 | F | 8 | 0.15 | F | 8 | 0 | 1 | D | 9 | 10 | C | 8
[26 empty] | 3591000% | 8:00 | 547 | 1350 | 354 | 2 | 8 | 539 | 2 | 15 | 135 | 2 | 8 | 372 | 2 | 8 | 519 | 2 | 15 | 161 | 2 | 8 | 265 | 2 | 19 | 0 | E | 9 | 0 | E | 9 | 14 | A | 7 | 2 | A | 7 | 44 | A | 7 | 987 | E | 9 | 300 | A | 7 | 3.1 | A | 7 | 32200 | B | 7 | 77777 | A | 7 | 1.7 | E | 8 | 0.159 | F | 8 | 0.15 | F | 8 | 0 | 1 | D | 9 | 10 | C | 8
[26 empty] | 3591000% | 9:00 | 780 | 1350 | 560 | 2 | 8 | 698 | 2 | 15 | 156 | 2 | 8 | 584 | 2 | 8 | 695 | 2 | 15 | 182 | 2 | 8 | 353 | 2 | 19 | 0 | E | 9 | 0 | E | 9 | 15 | A | 7 | 2 | A | 7 | 41 | A | 7 | 987 | E | 9 | 300 | A | 7 | 4.1 | A | 7 | 32200 | B | 7 | 77777 | A | 7 | 1.7 | E | 8 | 0.159 | F | 8 | 0.15 | F | 8 | 0 | 1 | D | 9 | 10 | C | 8
[26 empty] | 3591000% | 10:00 | 973 | 1350 | 724 | 2 | 8 | 776 | 2 | 15 | 163 | 2 | 8 | 770 | 2 | 8 | 791 | 2 | 15 | 198 | 2 | 8 | 480 | 2 | 19 | 0 | E | 9 | 0 | E | 9 | 17 | A | 7 | 2 | A | 7 | 36 | A | 7 | 987 | E | 9 | 300 | A | 7 | 3.1 | A | 7 | 32200 | B | 7 | 77777 | A | 7 | 1.7 | E | 8 | 0.159 | F | 8 | 0.15 | F | 8 | 0 | 1 | D | 9 | 10 | C | 8
[26 empty] | 3591000% | 11:00 | 1114 | 1350 | 861 | 2 | 8 | 851 | 2 | 15 | 158 | 2 | 8 | 906 | 2 | 8 | 857 | 2 | 15 | 197 | 2 | 8 | 569 | 2 | 19 | 0 | E | 9 | 0 | E | 9 | 18 | A | 7 | 2 | A | 7 | 34 | A | 7 | 987 | E | 9 | 300 | A | 7 | 5.1 | A | 7 | 32200 | B | 7 | 77777 | A | 7 | 1.7 | E | 8 | 0.159 | F | 8 | 0.15 | F | 8 | 0 | 1 | D | 9 | 10 | C | 8
[26 empty] | 3591000% | 12:00 | 1192 | 1350 | 936 | 2 | 8 | 878 | 2 | 15 | 160 | 2 | 8 | 993 | 2 | 8 | 887 | 2 | 15 | 208 | 2 | 8 | 738 | 2 | 19 | 0 | E | 9 | 0 | E | 9 | 19 | A | 7 | 2 | A | 7 | 32 | A | 7 | 987 | E | 9 | 300 | A | 7 | 3.1 | A | 7 | 32200 | B | 7 | 77777 | A | 7 | 1.7 | E | 8 | 0.159 | F | 8 | 0.15 | F | 8 | 0 | 1 | D | 9 | 10 | C | 8
[26 empty] | 3591000% | 13:00 | 1202 | 1350 | 950 | 2 | 8 | 887 | 2 | 15 | 158 | 2 | 8 | 1009 | 2 | 8 | 897 | 2 | 15 | 208 | 2 | 8 | 759 | 2 | 19 | 0 | E | 9 | 0 | E | 9 | 21 | A | 7 | 1 | A | 7 | 26 | A | 7 | 987 | E | 9 | 310 | A | 7 | 5.1 | A | 7 | 32200 | B | 7 | 77777 | A | 7 | 1.7 | E | 8 | 0.159 | F | 8 | 0.15 | F | 8 | 0 | 1 | D | 9 | 10 | C | 8
[26 empty] | 3591000% | 14:00 | 1144 | 1350 | 893 | 2 | 8 | 867 | 2 | 15 | 156 | 2 | 8 | 943 | 2 | 8 | 875 | 2 | 15 | 200 | 2 | 8 | 616 | 2 | 19 | 0 | E | 9 | 0 | E | 9 | 22 | A | 7 | -1 | A | 7 | 21 | A | 7 | 987 | E | 9 | 310 | A | 7 | 7.7 | A | 7 | 32200 | B | 7 | 77777 | A | 7 | 1.7 | E | 8 | 0.159 | F | 8 | 0.15 | F | 8 | 0 | 1 | D | 9 | 10 | C | 8
[26 empty] | 3591000% | 15:00 | 1022 | 1350 | 771 | 2 | 8 | 786 | 2 | 15 | 174 | 2 | 8 | 820 | 2 | 8 | 803 | 2 | 15 | 212 | 2 | 8 | 557 | 2 | 19 | 3 | E | 9 | 3 | A | 7 | 22 | A | 7 | -1 | A | 7 | 21 | A | 7 | 987 | E | 9 | 320 | A | 7 | 7.7 | A | 7 | 32200 | B | 7 | 77777 | A | 7 | 1.7 | E | 8 | 0.159 | F | 8 | 0.15 | F | 8 | 0 | 1 | D | 9 | 10 | C | 8
[26 empty] | 3591000% | 16:00 | 843 | 1350 | 609 | 2 | 8 | 704 | 2 | 15 | 169 | 2 | 8 | 637 | 2 | 8 | 705 | 2 | 15 | 195 | 2 | 8 | 408 | 2 | 19 | 5 | E | 9 | 5 | A | 7 | 22 | A | 7 | 0 | A | 7 | 23 | A | 7 | 987 | E | 9 | 320 | A | 7 | 7.7 | A | 7 | 32200 | B | 7 | 77777 | A | 7 | 1.7 | E | 8 | 0.159 | F | 8 | 0.15 | F | 8 | 0 | 1 | D | 9 | 10 | C | 8
[26 empty] | 3591000% | 17:00 | 621 | 1350 | 394 | 2 | 8 | 502 | 2 | 15 | 163 | 2 | 8 | 413 | 2 | 8 | 495 | 2 | 15 | 185 | 2 | 8 | 335 | 2 | 19 | 9 | E | 9 | 9 | A | 7 | 22 | A | 7 | 2 | A | 7 | 27 | A | 7 | 987 | E | 9 | 320 | A | 7 | 5.1 | A | 7 | 32200 | B | 7 | 2400 | A | 7 | 1.7 | E | 8 | 0.159 | F | 8 | 0.15 | F | 8 | 0 | 1 | D | 9 | 10 | C | 8
[26 empty] | 3591000% | 18:00 | 371 | 1350 | 172 | 2 | 8 | 224 | 2 | 15 | 110 | 2 | 8 | 181 | 2 | 8 | 195 | 2 | 15 | 127 | 2 | 8 | 220 | 2 | 19 | 9 | E | 9 | 9 | A | 7 | 20 | A | 7 | 2 | A | 7 | 30 | A | 7 | 987 | E | 9 | 310 | A | 7 | 2.6 | A | 7 | 32200 | B | 7 | 3000 | A | 7 | 1.7 | E | 8 | 0.159 | F | 8 | 0.15 | F | 8 | 0 | 1 | D | 9 | 10 | C | 8
[26 empty] | 3591000% | 19:00 | 112 | 1294 | 25 | 2 | 8 | 31 | 2 | 15 | 23 | 2 | 8 | 29 | 2 | 8 | 16 | 2 | 15 | 27 | 2 | 8 | 48 | 2 | 19 | 9 | E | 9 | 9 | A | 7 | 19 | A | 7 | 2 | A | 7 | 32 | A | 7 | 987 | E | 9 | 300 | A | 7 | 2.6 | A | 7 | 32200 | B | 7 | 3300 | A | 7 | 1.7 | E | 8 | 0.159 | F | 8 | 0.15 | F | 8 | 0 | 1 | D | 9 | 10 | C | 8
[26 empty] | 3591000% | 20:00 | 0 | 0 | 0 | 2 | 0 | 0 | 2 | 0 | 0 | 2 | 0 | 0 | 2 | 0 | 0 | 2 | 0 | 0 | 2 | 0 | 0 | 2 | 0 | 10 | E | 9 | 10 | A | 7 | 18 | A | 7 | 2 | A | 7 | 34 | A | 7 | 987 | E | 9 | 290 | A | 7 | 2.6 | A | 7 | 32200 | B | 7 | 3300 | A | 7 | 1.7 | E | 8 | 0.159 | F | 8 | 0.15 | F | 8 | 0 | 1 | D | 9 | 10 | C | 8
[26 empty] | 3591000% | 21:00 | 0 | 0 | 0 | 2 | 0 | 0 | 2 | 0 | 0 | 2 | 0 | 0 | 2 | 0 | 0 | 2 | 0 | 0 | 2 | 0 | 0 | 2 | 0 | 10 | E | 9 | 10 | A | 7 | 17 | A | 7 | 2 | A | 7 | 36 | A | 7 | 987 | E | 9 | 0 | A | 7 | 0 | A | 7 | 32200 | B | 7 | 3300 | A | 7 | 1.7 | E | 8 | 0.159 | F | 8 | 0.15 | F | 8 | 0 | 1 | D | 9 | 10 | C | 8
[26 empty] | 3591000% | 22:00 | 0 | 0 | 0 | 2 | 0 | 0 | 2 | 0 | 0 | 2 | 0 | 0 | 2 | 0 | 0 | 2 | 0 | 0 | 2 | 0 | 0 | 2 | 0 | 10 | E | 9 | 10 | E | 9 | 16.2 | E | 9 | 3.7 | E | 9 | 43 | A | 7 | 987 | E | 9 | 350 | E | 9 | 0.4 | E | 9 | 29066 | C | 8 | 3240 | E | 9 | 1.7 | E | 8 | 0.159 | F | 8 | 0.15 | F | 8 | 0 | 1 | D | 9 | 10 | C | 8
[26 empty] | 3591000% | 23:00 | 0 | 0 | 0 | 2 | 0 | 0 | 2 | 0 | 0 | 2 | 0 | 0 | 2 | 0 | 0 | 2 | 0 | 0 | 2 | 0 | 0 | 2 | 0 | 10 | E | 9 | 10 | E | 9 | 15.7 | E | 9 | 4.3 | E | 9 | 47 | A | 7 | 987 | E | 9 | 130 | E | 9 | 0.9 | E | 9 | 25933 | C | 8 | 2940 | E | 9 | 1.7 | E | 8 | 0.159 | F | 8 | 0.15 | F | 8 | 0 | 1 | D | 9 | 10 | C | 8
[26 empty] | 3591000% | 24:00 | 0 | 0 | 0 | 2 | 0 | 0 | 2 | 0 | 0 | 2 | 0 | 0 | 2 | 0 | 0 | 2 | 0 | 0 | 2 | 0 | 0 | 2 | 0 | 10 | E | 9 | 10 | E | 9 | 15.1 | E | 9 | 6 | E | 9 | 54 | A | 7 | 987 | E | 9 | 130 | E | 9 | 1.3 | E | 9 | 22800 | C | 8 | 2760 | E | 9 | 1.7 | E | 8 | 0.159 | F | 8 | 0.15 | F | 8 | 0 | 1 | D | 9 | 10 | C | 8
[26 empty] | 3591100% | 1:00 | 0 | 0 | 0 | 2 | 0 | 0 | 2 | 0 | 0 | 2 | 0 | 0 | 2 | 0 | 0 | 2 | 0 | 0 | 2 | 0 | 0 | 2 | 0 | 10 | E | 9 | 10 | E | 9 | 14.2 | E | 9 | 5.7 | E | 9 | 57 | A | 7 | 987 | E | 9 | 150 | E | 9 | 1.7 | E | 9 | 19666 | C | 8 | 2520 | E | 9 | 1.7 | E | 8 | 0.16 | F | 8 | 0.15 | F | 8 | 0 | 1 | D | 9 | 10 | C | 8
[26 empty] | 3591100% | 2:00 | 0 | 0 | 0 | 2 | 0 | 0 | 2 | 0 | 0 | 2 | 0 | 0 | 2 | 0 | 0 | 2 | 0 | 0 | 2 | 0 | 0 | 2 | 0 | 10 | E | 9 | 10 | E | 9 | 13.8 | E | 9 | 5.3 | E | 9 | 56 | A | 7 | 987 | E | 9 | 110 | E | 9 | 2.1 | E | 9 | 16533 | C | 8 | 2520 | E | 9 | 1.7 | E | 8 | 0.16 | F | 8 | 0.15 | F | 8 | 0 | 1 | D | 9 | 10 | C | 8
[26 empty] | 3591100% | 3:00 | 0 | 0 | 0 | 2 | 0 | 0 | 2 | 0 | 0 | 2 | 0 | 0 | 2 | 0 | 0 | 2 | 0 | 0 | 2 | 0 | 0 | 2 | 0 | 10 | E | 9 | 10 | E | 9 | 13.3 | E | 9 | 6 | E | 9 | 61 | A | 7 | 987 | E | 9 | 100 | E | 9 | 2.6 | E | 9 | 13400 | C | 8 | 2460 | E | 9 | 1.7 | E | 8 | 0.16 | F | 8 | 0.15 | F | 8 | 0 | 1 | D | 9 | 10 | C | 8
[26 empty] | 3591100% | 4:00 | 0 | 0 | 0 | 2 | 0 | 0 | 2 | 0 | 0 | 2 | 0 | 0 | 2 | 0 | 0 | 2 | 0 | 0 | 2 | 0 | 0 | 2 | 0 | 10 | E | 9 | 10 | E | 9 | 12.7 | E | 9 | 7.7 | E | 9 | 72 | A | 7 | 987 | E | 9 | 140 | E | 9 | 3 | E | 9 | 10266 | C | 8 | 4470 | E | 9 | 1.8 | E | 8 | 0.16 | F | 8 | 0.15 | F | 8 | 0 | 1 | D | 9 | 10 | C | 8
[26 empty] | 3591100% | 5:00 | 0 | 0 | 0 | 2 | 0 | 0 | 2 | 0 | 0 | 2 | 0 | 0 | 2 | 0 | 0 | 2 | 0 | 0 | 2 | 0 | 0 | 2 | 0 | 10 | E | 9 | 10 | E | 9 | 12.2 | E | 9 | 8.3 | E | 9 | 77 | A | 7 | 987 | E | 9 | 250 | E | 9 | 3.4 | E | 9 | 7133 | C | 8 | 2040 | E | 9 | 1.8 | E | 8 | 0.16 | F | 8 | 0.15 | F | 8 | 0 | 1 | D | 9 | 10 | C | 8
[26 empty] | 3591100% | 6:00 | 54 | 911 | 1 | 2 | 8 | 0 | 2 | 15 | 1 | 2 | 8 | 1 | 2 | 8 | 0 | 2 | 15 | 1 | 2 | 8 | 4 | 2 | 19 | 10 | E | 9 | 10 | A | 7 | 12 | A | 7 | 9 | A | 7 | 82 | A | 7 | 987 | E | 9 | 310 | E | 9 | 1.5 | A | 7 | 4000 | B | 7 | 2100 | A | 7 | 1.8 | E | 8 | 0.16 | F | 8 | 0.15 | F | 8 | 0 | 1 | D | 9 | 10 | C | 8
[26 empty] | 3591100% | 7:00 | 297 | 1349 | 35 | 2 | 8 | 0 | 2 | 15 | 35 | 2 | 8 | 42 | 2 | 8 | 0 | 2 | 15 | 42 | 2 | 8 | 144 | 2 | 19 | 10 | E | 9 | 10 | A | 7 | 12 | A | 7 | 9 | A | 7 | 82 | A | 7 | 987 | E | 9 | 300 | E | 9 | 1.5 | A | 7 | 4000 | B | 7 | 2100 | A | 7 | 1.8 | E | 8 | 0.16 | F | 8 | 0.15 | F | 8 | 0 | 1 | D | 9 | 10 | C | 8
[26 empty] | 3591100% | 8:00 | 552 | 1349 | 71 | 2 | 8 | 0 | 2 | 15 | 71 | 2 | 8 | 85 | 2 | 8 | 0 | 2 | 15 | 85 | 2 | 8 | 320 | 2 | 19 | 10 | B | 8 | 10 | B | 8 | 10.5 | B | 8 | 8.1 | B | 8 | 85 | A | 7 | 987 | E | 9 | 250 | E | 9 | 2.3 | B | 8 | 4000 | C | 8 | 1950 | B | 8 | 1.7 | E | 8 | 0.16 | F | 8 | 0.15 | F | 8 | 0 | 1 | D | 9 | 10 | C | 8
[26 empty] | 3591100% | 9:00 | 784 | 1349 | 112 | 2 | 8 | 0 | 2 | 15 | 112 | 2 | 8 | 136 | 2 | 8 | 0 | 2 | 15 | 136 | 2 | 8 | 541 | 2 | 19 | 10 | E | 9 | 10 | A | 7 | 9 | A | 7 | 7 | A | 7 | 87 | A | 7 | 987 | E | 9 | 10 | A | 7 | 3.1 | A | 7 | 4000 | B | 7 | 1800 | A | 7 | 1.7 | E | 8 | 0.16 | F | 8 | 0.15 | F | 8 | 0 | 1 | D | 9 | 10 | C | 8
[26 empty] | 3591100% | 10:00 | 977 | 1349 | 114 | 2 | 8 | 0 | 2 | 15 | 114 | 2 | 8 | 142 | 2 | 8 | 0 | 2 | 15 | 142 | 2 | 8 | 593 | 2 | 19 | 10 | B | 8 | 10 | B | 8 | 9 | A | 7 | 7 | A | 7 | 87 | A | 7 | 987 | E | 9 | 360 | A | 7 | 3.1 | A | 7 | 4000 | B | 7 | 1800 | B | 8 | 1.7 | E | 8 | 0.16 | F | 8 | 0.15 | F | 8 | 0 | 1 | D | 9 | 10 | C | 8
[26 empty] | 3591100% | 11:00 | 1117 | 1349 | 322 | 2 | 8 | 18 | 2 | 15 | 307 | 2 | 8 | 380 | 2 | 8 | 16 | 2 | 15 | 367 | 2 | 8 | 1403 | 2 | 19 | 10 | E | 9 | 9 | A | 7 | 12 | A | 7 | 9 | A | 7 | 82 | A | 7 | 987 | E | 9 | 10 | A | 7 | 2.6 | A | 7 | 4000 | B | 7 | 1800 | A | 7 | 1.6 | E | 8 | 0.16 | F | 8 | 0.15 | F | 8 | 0 | 1 | D | 9 | 10 | C | 8
[26 empty] | 3591100% | 12:00 | 1195 | 1349 | 407 | 2 | 8 | 24 | 2 | 15 | 386 | 2 | 8 | 478 | 2 | 8 | 23 | 2 | 15 | 458 | 2 | 8 | 1680 | 2 | 19 | 10 | E | 9 | 9 | A | 7 | 12 | A | 7 | 9 | A | 7 | 82 | A | 7 | 987 | E | 9 | 350 | A | 7 | 3.6 | A | 7 | 4000 | B | 7 | 1800 | A | 7 | 1.6 | E | 8 | 0.16 | F | 8 | 0.15 | F | 8 | 0 | 1 | D | 9 | 10 | C | 8
[26 empty] | 3591100% | 13:00 | 1205 | 1349 | 412 | 2 | 8 | 30 | 2 | 15 | 386 | 2 | 8 | 456 | 2 | 8 | 31 | 2 | 15 | 429 | 2 | 8 | 1840 | 2 | 19 | 10 | E | 9 | 9 | A | 7 | 14 | A | 7 | 9 | A | 7 | 72 | A | 7 | 987 | E | 9 | 360 | A | 7 | 5.1 | A | 7 | 4000 | B | 7 | 2100 | A | 7 | 1.5 | E | 8 | 0.16 | F | 8 | 0.15 | F | 8 | 0 | 1 | D | 9 | 10 | C | 8
[26 empty] | 3591100% | 14:00 | 1147 | 1349 | 388 | 2 | 8 | 30 | 2 | 15 | 362 | 2 | 8 | 428 | 2 | 8 | 31 | 2 | 15 | 402 | 2 | 8 | 1582 | 2 | 19 | 6 | E | 9 | 5 | A | 7 | 13 | A | 7 | 8 | A | 7 | 72 | A | 7 | 987 | E | 9 | 10 | A | 7 | 7.2 | A | 7 | 4800 | B | 7 | 77777 | A | 7 | 1.5 | E | 8 | 0.16 | F | 8 | 0.15 | F | 8 | 0 | 1 | D | 9 | 10 | C | 8
[26 empty] | 3591100% | 15:00 | 1024 | 1349 | 339 | 2 | 8 | 30 | 2 | 15 | 317 | 2 | 8 | 375 | 2 | 8 | 31 | 2 | 15 | 352 | 2 | 8 | 1216 | 2 | 19 | 6 | E | 9 | 5 | A | 7 | 13 | A | 7 | 8 | A | 7 | 72 | A | 7 | 987 | E | 9 | 10 | A | 7 | 5.1 | A | 7 | 4800 | B | 7 | 77777 | A | 7 | 1.5 | E | 8 | 0.16 | F | 8 | 0.15 | F | 8 | 0 | 1 | D | 9 | 10 | C | 8
[26 empty] | 3591100% | 16:00 | 846 | 1349 | 274 | 2 | 8 | 18 | 2 | 15 | 263 | 2 | 8 | 315 | 2 | 8 | 16 | 2 | 15 | 305 | 2 | 8 | 1096 | 2 | 19 | 10 | E | 9 | 10 | A | 7 | 12 | A | 7 | 8 | A | 7 | 76 | A | 7 | 987 | E | 9 | 10 | A | 7 | 5.1 | A | 7 | 4800 | B | 7 | 2400 | A | 7 | 1.4 | E | 8 | 0.16 | F | 8 | 0.15 | F | 8 | 0 | 1 | D | 9 | 10 | C | 8
[26 empty] | 3591100% | 17:00 | 624 | 1349 | 123 | 2 | 8 | 0 | 2 | 15 | 123 | 2 | 8 | 144 | 2 | 8 | 0 | 2 | 15 | 144 | 2 | 8 | 533 | 2 | 19 | 10 | E | 9 | 10 | A | 7 | 10 | A | 7 | 7 | A | 7 | 82 | A | 7 | 987 | E | 9 | 360 | A | 7 | 5.1 | A | 7 | 4800 | B | 7 | 3600 | A | 7 | 1.4 | E | 8 | 0.16 | F | 8 | 0.15 | F | 8 | 0 | 1 | D | 9 | 10 | C | 8
[26 empty] | 3591100% | 18:00 | 374 | 1349 | 91 | 2 | 8 | 6 | 2 | 15 | 89 | 2 | 8 | 103 | 2 | 8 | 3 | 2 | 15 | 102 | 2 | 8 | 330 | 2 | 19 | 10 | B | 8 | 10 | B | 8 | 9.3 | B | 8 | 6 | B | 8 | 80 | A | 7 | 987 | E | 9 | 20 | B | 8 | 4.1 | B | 8 | 4000 | C | 8 | 2700 | B | 8 | 1.4 | E | 8 | 0.16 | F | 8 | 0.15 | F | 8 | 0 | 1 | D | 9 | 10 | C | 8
[26 empty] | 3591100% | 19:00 | 116 | 1316 | 14 | 2 | 8 | 0 | 2 | 15 | 14 | 2 | 8 | 17 | 2 | 8 | 0 | 2 | 15 | 17 | 2 | 8 | 54 | 2 | 19 | 10 | E | 9 | 10 | A | 7 | 8 | A | 7 | 5 | A | 7 | 81 | A | 7 | 987 | E | 9 | 30 | A | 7 | 3.1 | A | 7 | 3200 | B | 7 | 1800 | A | 7 | 1.3 | E | 8 | 0.16 | F | 8 | 0.15 | F | 8 | 0 | 1 | D | 9 | 10 | C | 8
[26 empty] | 3591100% | 20:00 | 0 | 0 | 0 | 2 | 0 | 0 | 2 | 0 | 0 | 2 | 0 | 0 | 2 | 0 | 0 | 2 | 0 | 0 | 2 | 0 | 0 | 2 | 0 | 10 | E | 9 | 10 | A | 7 | 7 | A | 7 | 5 | A | 7 | 87 | A | 7 | 987 | E | 9 | 360 | A | 7 | 4.1 | A | 7 | 4800 | B | 7 | 2100 | A | 7 | 1.3 | E | 8 | 0.16 | F | 8 | 0.15 | F | 8 | 0 | 1 | D | 9 | 10 | C | 8
[26 empty] | 3591100% | 21:00 | 0 | 0 | 0 | 2 | 0 | 0 | 2 | 0 | 0 | 2 | 0 | 0 | 2 | 0 | 0 | 2 | 0 | 0 | 2 | 0 | 0 | 2 | 0 | 10 | E | 9 | 10 | A | 7 | 7 | A | 7 | 5 | A | 7 | 87 | A | 7 | 987 | E | 9 | 30 | A | 7 | 6.2 | A | 7 | 4800 | B | 7 | 240 | A | 7 | 1.3 | E | 8 | 0.16 | F | 8 | 0.15 | F | 8 | 0 | 1 | D | 9 | 10 | C | 8
[26 empty] | 3591100% | 22:00 | 0 | 0 | 0 | 2 | 0 | 0 | 2 | 0 | 0 | 2 | 0 | 0 | 2 | 0 | 0 | 2 | 0 | 0 | 2 | 0 | 0 | 2 | 0 | 7 | E | 9 | 7 | E | 9 | 6.1 | E | 9 | 5 | E | 9 | 93 | A | 7 | 987 | E | 9 | 70 | E | 9 | 6.2 | E | 9 | 6055 | C | 8 | 2658 | E | 9 | 1.2 | E | 8 | 0.16 | F | 8 | 0.15 | F | 8 | 0 | 1 | D | 9 | 10 | C | 8
[26 empty] | 3591100% | 23:00 | 0 | 0 | 0 | 2 | 0 | 0 | 2 | 0 | 0 | 2 | 0 | 0 | 2 | 0 | 0 | 2 | 0 | 0 | 2 | 0 | 0 | 2 | 0 | 6 | E | 9 | 6 | E | 9 | 6.2 | E | 9 | 4 | E | 9 | 86 | A | 7 | 987 | E | 9 | 110 | E | 9 | 6.2 | E | 9 | 7311 | C | 8 | 5076 | E | 9 | 1.2 | E | 8 | 0.16 | F | 8 | 0.15 | F | 8 | 0 | 1 | D | 9 | 10 | C | 8
[26 empty] | 3591100% | 24:00 | 0 | 0 | 0 | 2 | 0 | 0 | 2 | 0 | 0 | 2 | 0 | 0 | 2 | 0 | 0 | 2 | 0 | 0 | 2 | 0 | 0 | 2 | 0 | 10 | E | 9 | 10 | E | 9 | 6.3 | E | 9 | 4 | E | 9 | 85 | A | 7 | 987 | E | 9 | 150 | E | 9 | 6.3 | E | 9 | 8566 | C | 8 | 0 | E | 9 | 1.1 | E | 8 | 0.16 | F | 8 | 0.15 | F | 8 | 0 | 1 | D | 9 | 10 | C | 8
[26 empty] | 3591200% | 1:00 | 0 | 0 | 0 | 2 | 0 | 0 | 2 | 0 | 0 | 2 | 0 | 0 | 2 | 0 | 0 | 2 | 0 | 0 | 2 | 0 | 0 | 2 | 0 | 10 | E | 9 | 10 | E | 9 | 6.4 | E | 9 | 4 | E | 9 | 85 | A | 7 | 987 | E | 9 | 190 | E | 9 | 6.3 | E | 9 | 9822 | C | 8 | 0 | E | 9 | 1.1 | E | 8 | 0.161 | F | 8 | 0.15 | F | 8 | 0 | 1 | D | 9 | 10 | C | 8
[26 empty] | 3591200% | 2:00 | 0 | 0 | 0 | 2 | 0 | 0 | 2 | 0 | 0 | 2 | 0 | 0 | 2 | 0 | 0 | 2 | 0 | 0 | 2 | 0 | 0 | 2 | 0 | 5 | E | 9 | 5 | E | 9 | 5.6 | E | 9 | 4 | E | 9 | 89 | A | 7 | 987 | E | 9 | 210 | E | 9 | 6.2 | E | 9 | 11077 | C | 8 | 12329 | E | 9 | 1.1 | E | 8 | 0.161 | F | 8 | 0.15 | F | 8 | 0 | 1 | D | 9 | 10 | C | 8
[26 empty] | 3591200% | 3:00 | 0 | 0 | 0 | 2 | 0 | 0 | 2 | 0 | 0 | 2 | 0 | 0 | 2 | 0 | 0 | 2 | 0 | 0 | 2 | 0 | 0 | 2 | 0 | 3 | E | 9 | 3 | E | 9 | 4.7 | E | 9 | 2 | E | 9 | 83 | A | 7 | 987 | E | 9 | 250 | E | 9 | 6.2 | E | 9 | 12333 | C | 8 | 14747 | E | 9 | 1 | E | 8 | 0.161 | F | 8 | 0.15 | F | 8 | 0 | 1 | D | 9 | 10 | C | 8
[26 empty] | 3591200% | 4:00 | 0 | 0 | 0 | 2 | 0 | 0 | 2 | 0 | 0 | 2 | 0 | 0 | 2 | 0 | 0 | 2 | 0 | 0 | 2 | 0 | 0 | 2 | 0 | 4 | E | 9 | 4 | E | 9 | 3.8 | E | 9 | 1 | E | 9 | 82 | A | 7 | 987 | E | 9 | 290 | E | 9 | 6.3 | E | 9 | 13588 | C | 8 | 17164 | E | 9 | 1 | E | 8 | 0.161 | F | 8 | 0.15 | F | 8 | 0 | 1 | D | 9 | 10 | C | 8
[26 empty] | 3591200% | 5:00 | 0 | 0 | 0 | 2 | 0 | 0 | 2 | 0 | 0 | 2 | 0 | 0 | 2 | 0 | 0 | 2 | 0 | 0 | 2 | 0 | 0 | 2 | 0 | 5 | E | 9 | 5 | E | 9 | 2.9 | E | 9 | 0 | E | 9 | 81 | A | 7 | 987 | E | 9 | 330 | E | 9 | 6.3 | E | 9 | 14844 | C | 8 | 19582 | E | 9 | 1 | E | 8 | 0.161 | F | 8 | 0.15 | F | 8 | 0 | 1 | D | 9 | 10 | C | 8
[26 empty] | 3591200% | 6:00 | 58 | 933 | 8 | 2 | 8 | 101 | 2 | 15 | 4 | 2 | 8 | 12 | 2 | 8 | 60 | 2 | 15 | 8 | 2 | 8 | 15 | 2 | 19 | 5 | E | 9 | 5 | A | 7 | 3 | A | 7 | -1 | A | 7 | 74 | A | 7 | 987 | E | 9 | 360 | A | 7 | 2.6 | A | 7 | 16100 | B | 7 | 77777 | A | 7 | 0.9 | E | 8 | 0.161 | F | 8 | 0.15 | F | 8 | 0 | 1 | D | 9 | 10 | C | 8
[26 empty] | 3591200% | 7:00 | 302 | 1349 | 175 | 2 | 8 | 335 | 2 | 15 | 100 | 2 | 8 | 182 | 2 | 8 | 265 | 2 | 15 | 123 | 2 | 8 | 202 | 2 | 19 | 0 | E | 9 | 0 | E | 9 | 6 | A | 7 | -1 | A | 7 | 60 | A | 7 | 987 | E | 9 | 360 | A | 7 | 3.6 | A | 7 | 16100 | B | 7 | 77777 | A | 7 | 0.9 | E | 8 | 0.161 | F | 8 | 0.15 | F | 8 | 0 | 1 | D | 9 | 10 | C | 8
[26 empty] | 3591200% | 8:00 | 557 | 1349 | 360 | 2 | 8 | 532 | 2 | 15 | 140 | 2 | 8 | 378 | 2 | 8 | 514 | 2 | 15 | 165 | 2 | 8 | 277 | 2 | 19 | 0 | E | 9 | 0 | E | 9 | 7 | A | 7 | -1 | A | 7 | 56 | A | 7 | 987 | E | 9 | 10 | A | 7 | 3.6 | A | 7 | 16100 | B | 7 | 77777 | A | 7 | 0.9 | E | 8 | 0.161 | F | 8 | 0.15 | F | 8 | 0 | 1 | D | 9 | 10 | C | 8
[26 empty] | 3591200% | 9:00 | 788 | 1349 | 553 | 2 | 8 | 661 | 2 | 15 | 165 | 2 | 8 | 574 | 2 | 8 | 657 | 2 | 15 | 189 | 2 | 8 | 373 | 2 | 19 | 0 | E | 9 | 0 | E | 9 | 9 | A | 7 | -1 | A | 7 | 49 | A | 7 | 987 | E | 9 | 10 | A | 7 | 5.1 | A | 7 | 16100 | B | 7 | 77777 | A | 7 | 0.9 | E | 8 | 0.161 | F | 8 | 0.15 | F | 8 | 0 | 1 | D | 9 | 10 | C | 8
[26 empty] | 3591200% | 10:00 | 981 | 1349 | 730 | 2 | 8 | 752 | 2 | 15 | 182 | 2 | 8 | 772 | 2 | 8 | 764 | 2 | 15 | 215 | 2 | 8 | 537 | 2 | 19 | 0 | E | 9 | 0 | E | 9 | 10 | A | 7 | -2 | A | 7 | 42 | A | 7 | 987 | E | 9 | 30 | A | 7 | 4.1 | A | 7 | 24100 | B | 7 | 77777 | A | 7 | 0.9 | E | 8 | 0.161 | F | 8 | 0.15 | F | 8 | 0 | 1 | D | 9 | 10 | C | 8
[26 empty] | 3591200% | 11:00 | 1120 | 1349 | 867 | 2 | 8 | 851 | 2 | 15 | 159 | 2 | 8 | 912 | 2 | 8 | 857 | 2 | 15 | 198 | 2 | 8 | 584 | 2 | 19 | 0 | B | 8 | 0 | B | 8 | 10.9 | B | 8 | -1.5 | B | 8 | 41 | A | 7 | 987 | E | 9 | 20 | B | 8 | 4.4 | B | 8 | 24100 | C | 8 | 77777 | B | 8 | 0.9 | E | 8 | 0.161 | F | 8 | 0.15 | F | 8 | 0 | 1 | D | 9 | 10 | C | 8
[26 empty] | 3591200% | 12:00 | 1197 | 1349 | 942 | 2 | 8 | 878 | 2 | 15 | 161 | 2 | 8 | 999 | 2 | 8 | 887 | 2 | 15 | 209 | 2 | 8 | 761 | 2 | 19 | 0 | B | 8 | 0 | B | 8 | 11.5 | B | 8 | -1.2 | B | 8 | 41 | A | 7 | 987 | E | 9 | 10 | B | 8 | 4.8 | B | 8 | 24100 | C | 8 | 77777 | B | 8 | 0.9 | E | 8 | 0.161 | F | 8 | 0.15 | F | 8 | 0 | 1 | D | 9 | 10 | C | 8
[26 empty] | 3591200% | 13:00 | 1207 | 1349 | 950 | 2 | 8 | 881 | 2 | 15 | 159 | 2 | 8 | 1009 | 2 | 8 | 891 | 2 | 15 | 209 | 2 | 8 | 783 | 2 | 19 | 0 | E | 9 | 0 | E | 9 | 12 | A | 7 | -1 | A | 7 | 40 | A | 7 | 987 | E | 9 | 360 | A | 7 | 5.1 | A | 7 | 24100 | B | 7 | 77777 | A | 7 | 0.9 | E | 8 | 0.161 | F | 8 | 0.15 | F | 8 | 0 | 1 | D | 9 | 10 | C | 8
[26 empty] | 3591200% | 14:00 | 1149 | 1349 | 899 | 2 | 8 | 873 | 2 | 15 | 153 | 2 | 8 | 952 | 2 | 8 | 882 | 2 | 15 | 199 | 2 | 8 | 619 | 2 | 19 | 5 | E | 9 | 5 | A | 7 | 13 | A | 7 | -1 | A | 7 | 38 | A | 7 | 987 | E | 9 | 10 | A | 7 | 5.1 | A | 7 | 26800 | C | 8 | 77777 | A | 7 | 0.9 | E | 8 | 0.161 | F | 8 | 0.15 | F | 8 | 0 | 1 | D | 9 | 10 | C | 8
[26 empty] | 3591200% | 15:00 | 1027 | 1349 | 777 | 2 | 8 | 786 | 2 | 15 | 177 | 2 | 8 | 827 | 2 | 8 | 802 | 2 | 15 | 215 | 2 | 8 | 572 | 2 | 19 | 5 | B | 8 | 5 | B | 8 | 13.8 | B | 8 | -0.9 | B | 8 | 36 | A | 7 | 987 | E | 9 | 10 | B | 8 | 4.6 | B | 8 | 29500 | C | 8 | 77777 | B | 8 | 0.9 | E | 8 | 0.161 | F | 8 | 0.15 | F | 8 | 0 | 1 | D | 9 | 10 | C | 8
[26 empty] | 3591200% | 16:00 | 849 | 1349 | 615 | 2 | 8 | 746 | 2 | 15 | 145 | 2 | 8 | 651 | 2 | 8 | 754 | 2 | 15 | 175 | 2 | 8 | 360 | 2 | 19 | 5 | E | 9 | 5 | A | 7 | 14 | A | 7 | -1 | A | 7 | 35 | A | 7 | 987 | E | 9 | 10 | A | 7 | 4.1 | A | 7 | 32200 | B | 7 | 77777 | A | 7 | 0.9 | E | 8 | 0.161 | F | 8 | 0.15 | F | 8 | 0 | 1 | D | 9 | 10 | C | 8
[26 empty] | 3591200% | 17:00 | 627 | 1349 | 406 | 2 | 8 | 613 | 2 | 15 | 120 | 2 | 8 | 421 | 2 | 8 | 595 | 2 | 15 | 144 | 2 | 8 | 244 | 2 | 19 | 5 | E | 9 | 5 | A | 7 | 15 | A | 7 | -1 | A | 7 | 33 | A | 7 | 987 | E | 9 | 20 | A | 7 | 3.1 | A | 7 | 32200 | B | 7 | 77777 | A | 7 | 0.9 | E | 8 | 0.161 | F | 8 | 0.15 | F | 8 | 0 | 1 | D | 9 | 10 | C | 8
[26 empty] | 3591200% | 18:00 | 378 | 1349 | 216 | 2 | 8 | 471 | 2 | 15 | 84 | 2 | 8 | 228 | 2 | 8 | 407 | 2 | 15 | 114 | 2 | 8 | 154 | 2 | 19 | 5 | E | 9 | 5 | A | 7 | 14 | A | 7 | -1 | A | 7 | 35 | A | 7 | 987 | E | 9 | 20 | A | 7 | 2.6 | A | 7 | 32200 | B | 7 | 77777 | A | 7 | 0.9 | E | 8 | 0.161 | F | 8 | 0.15 | F | 8 | 0 | 1 | D | 9 | 10 | C | 8
[26 empty] | 3591200% | 19:00 | 120 | 1337 | 41 | 2 | 8 | 154 | 2 | 15 | 27 | 2 | 8 | 44 | 2 | 8 | 76 | 2 | 15 | 37 | 2 | 8 | 48 | 2 | 19 | 5 | E | 9 | 5 | A | 7 | 13 | A | 7 | -1 | A | 7 | 38 | A | 7 | 987 | E | 9 | 20 | B | 8 | 1.5 | A | 7 | 32200 | B | 7 | 77777 | A | 7 | 0.9 | E | 8 | 0.161 | F | 8 | 0.15 | F | 8 | 0 | 1 | D | 9 | 10 | C | 8
[26 empty] | 3591200% | 20:00 | 0 | 0 | 0 | 2 | 0 | 0 | 2 | 0 | 0 | 2 | 0 | 0 | 2 | 0 | 0 | 2 | 0 | 0 | 2 | 0 | 0 | 2 | 0 | 2 | E | 9 | 2 | A | 7 | 10 | A | 7 | -2 | A | 7 | 42 | A | 7 | 987 | E | 9 | 20 | B | 8 | 1.5 | A | 7 | 32200 | B | 7 | 77777 | A | 7 | 0.9 | E | 8 | 0.161 | F | 8 | 0.15 | F | 8 | 0 | 1 | D | 9 | 10 | C | 8
[26 empty] | 3591200% | 21:00 | 0 | 0 | 0 | 2 | 0 | 0 | 2 | 0 | 0 | 2 | 0 | 0 | 2 | 0 | 0 | 2 | 0 | 0 | 2 | 0 | 0 | 2 | 0 | 3 | E | 9 | 3 | A | 7 | 9 | A | 7 | -2 | A | 7 | 45 | A | 7 | 987 | E | 9 | 10 | B | 8 | 1.5 | A | 7 | 16100 | B | 7 | 77777 | A | 7 | 0.9 | E | 8 | 0.161 | F | 8 | 0.15 | F | 8 | 0 | 1 | D | 9 | 10 | C | 8
[26 empty] | 3591200% | 22:00 | 0 | 0 | 0 | 2 | 0 | 0 | 2 | 0 | 0 | 2 | 0 | 0 | 2 | 0 | 0 | 2 | 0 | 0 | 2 | 0 | 0 | 2 | 0 | 3 | B | 8 | 3 | B | 8 | 8.2 | B | 8 | -1.9 | E | 9 | 48 | A | 7 | 987 | E | 9 | 10 | B | 8 | 1.3 | B | 8 | 16100 | C | 8 | 77777 | B | 8 | 0.9 | E | 8 | 0.161 | F | 8 | 0.15 | F | 8 | 0 | 1 | D | 9 | 10 | C | 8
[26 empty] | 3591200% | 23:00 | 0 | 0 | 0 | 2 | 0 | 0 | 2 | 0 | 0 | 2 | 0 | 0 | 2 | 0 | 0 | 2 | 0 | 0 | 2 | 0 | 0 | 2 | 0 | 2 | B | 8 | 2 | B | 8 | 7.7 | B | 8 | -1.7 | E | 9 | 51 | A | 7 | 987 | E | 9 | 10 | B | 8 | 1.1 | B | 8 | 16100 | C | 8 | 77777 | B | 8 | 0.9 | E | 8 | 0.161 | F | 8 | 0.15 | F | 8 | 0 | 1 | D | 9 | 10 | C | 8
[26 empty] | 3591200% | 24:00 | 0 | 0 | 0 | 2 | 0 | 0 | 2 | 0 | 0 | 2 | 0 | 0 | 2 | 0 | 0 | 2 | 0 | 0 | 2 | 0 | 0 | 2 | 0 | 2 | B | 8 | 2 | B | 8 | 7 | B | 8 | -3.7 | E | 9 | 45 | A | 7 | 987 | E | 9 | 10 | B | 8 | 0.9 | B | 8 | 16100 | C | 8 | 77777 | B | 8 | 0.9 | E | 8 | 0.161 | F | 8 | 0.15 | F | 8 | 0 | 1 | D | 9 | 10 | C | 8
[26 empty] | 3591300% | 1:00 | 0 | 0 | 0 | 2 | 0 | 0 | 2 | 0 | 0 | 2 | 0 | 0 | 2 | 0 | 0 | 2 | 0 | 0 | 2 | 0 | 0 | 2 | 0 | 2 | B | 8 | 2 | B | 8 | 6.1 | B | 8 | -3.6 | E | 9 | 48 | A | 7 | 987 | E | 9 | 10 | B | 8 | 0.8 | B | 8 | 16100 | C | 8 | 77777 | B | 8 | 0.9 | E | 8 | 0.162 | F | 8 | 0.15 | F | 8 | 0 | 1 | D | 9 | 10 | C | 8
[26 empty] | 3591300% | 2:00 | 0 | 0 | 0 | 2 | 0 | 0 | 2 | 0 | 0 | 2 | 0 | 0 | 2 | 0 | 0 | 2 | 0 | 0 | 2 | 0 | 0 | 2 | 0 | 1 | B | 8 | 1 | B | 8 | 5.6 | B | 8 | -2.4 | E | 9 | 55 | A | 7 | 987 | E | 9 | 10 | B | 8 | 0.6 | B | 8 | 16100 | C | 8 | 77777 | B | 8 | 0.9 | E | 8 | 0.162 | F | 8 | 0.15 | F | 8 | 0 | 1 | D | 9 | 10 | C | 8
[26 empty] | 3591300% | 3:00 | 0 | 0 | 0 | 2 | 0 | 0 | 2 | 0 | 0 | 2 | 0 | 0 | 2 | 0 | 0 | 2 | 0 | 0 | 2 | 0 | 0 | 2 | 0 | 1 | B | 8 | 1 | B | 8 | 5.1 | B | 8 | -2.3 | E | 9 | 57 | A | 7 | 987 | E | 9 | 360 | B | 8 | 0.4 | B | 8 | 16100 | C | 8 | 77777 | B | 8 | 0.9 | E | 8 | 0.162 | F | 8 | 0.15 | F | 8 | 0 | 1 | D | 9 | 10 | C | 8
[26 empty] | 3591300% | 4:00 | 0 | 0 | 0 | 2 | 0 | 0 | 2 | 0 | 0 | 2 | 0 | 0 | 2 | 0 | 0 | 2 | 0 | 0 | 2 | 0 | 0 | 2 | 0 | 0 | B | 8 | 0 | B | 8 | 4.6 | B | 8 | -2.3 | E | 9 | 60 | A | 7 | 987 | E | 9 | 360 | B | 8 | 0.2 | B | 8 | 16100 | C | 8 | 77777 | B | 8 | 0.9 | E | 8 | 0.162 | F | 8 | 0.15 | F | 8 | 0 | 1 | D | 9 | 10 | C | 8
[26 empty] | 3591300% | 5:00 | 0 | 0 | 0 | 2 | 0 | 0 | 2 | 0 | 0 | 2 | 0 | 0 | 2 | 0 | 0 | 2 | 0 | 0 | 2 | 0 | 0 | 2 | 0 | 0 | E | 9 | 0 | E | 9 | 4 | A | 7 | -2.1 | E | 9 | 63 | A | 7 | 987 | E | 9 | 0 | A | 7 | 0 | A | 7 | 16100 | B | 7 | 77777 | A | 7 | 0.9 | E | 8 | 0.162 | F | 8 | 0.15 | F | 8 | 0 | 1 | D | 9 | 10 | C | 8
[26 empty] | 3591300% | 6:00 | 61 | 955 | 9 | 2 | 8 | 100 | 2 | 15 | 5 | 2 | 8 | 13 | 2 | 8 | 57 | 2 | 15 | 9 | 2 | 8 | 13 | 2 | 19 | 0 | E | 9 | 0 | E | 9 | 3 | A | 7 | -2 | A | 7 | 68 | A | 7 | 987 | E | 9 | 360 | A | 7 | 2.6 | A | 7 | 32200 | B | 7 | 77777 | A | 7 | 0.8 | E | 8 | 0.162 | F | 8 | 0.15 | F | 8 | 0 | 1 | D | 9 | 10 | C | 8
[26 empty] | 3591300% | 7:00 | 307 | 1348 | 173 | 2 | 8 | 313 | 2 | 15 | 102 | 2 | 8 | 180 | 2 | 8 | 250 | 2 | 15 | 123 | 2 | 8 | 206 | 2 | 19 | 0 | E | 9 | 0 | E | 9 | 5 | A | 7 | 0 | A | 7 | 70 | A | 7 | 987 | E | 9 | 360 | A | 7 | 2.6 | A | 7 | 32200 | B | 7 | 77777 | A | 7 | 0.8 | E | 8 | 0.162 | F | 8 | 0.15 | F | 8 | 0 | 1 | D | 9 | 10 | C | 8
[26 empty] | 3591300% | 8:00 | 561 | 1348 | 366 | 2 | 8 | 551 | 2 | 15 | 136 | 2 | 8 | 386 | 2 | 8 | 533 | 2 | 15 | 163 | 2 | 8 | 268 | 2 | 19 | 0 | E | 9 | 0 | E | 9 | 8 | A | 7 | 0 | A | 7 | 57 | A | 7 | 987 | E | 9 | 360 | A | 7 | 2.6 | A | 7 | 32200 | B | 7 | 77777 | A | 7 | 0.9 | E | 8 | 0.162 | F | 8 | 0.15 | F | 8 | 0 | 1 | D | 9 | 10 | C | 8
[26 empty] | 3591300% | 9:00 | 792 | 1348 | 559 | 2 | 8 | 667 | 2 | 15 | 166 | 2 | 8 | 581 | 2 | 8 | 663 | 2 | 15 | 190 | 2 | 8 | 377 | 2 | 19 | 0 | E | 9 | 0 | E | 9 | 10 | A | 7 | 0 | A | 7 | 50 | A | 7 | 987 | E | 9 | 20 | B | 8 | 1.5 | A | 7 | 32200 | B | 7 | 77777 | A | 7 | 0.9 | E | 8 | 0.162 | F | 8 | 0.15 | F | 8 | 0 | 1 | D | 9 | 10 | C | 8
[26 empty] | 3591300% | 10:00 | 984 | 1348 | 729 | 2 | 8 | 746 | 2 | 15 | 184 | 2 | 8 | 771 | 2 | 8 | 757 | 2 | 15 | 217 | 2 | 8 | 546 | 2 | 19 | 0 | E | 9 | 0 | E | 9 | 11 | A | 7 | 0 | A | 7 | 47 | A | 7 | 987 | E | 9 | 30 | A | 7 | 4.1 | A | 7 | 32200 | B | 7 | 77777 | A | 7 | 0.9 | E | 8 | 0.162 | F | 8 | 0.15 | F | 8 | 0 | 1 | D | 9 | 10 | C | 8
[26 empty] | 3591300% | 11:00 | 1123 | 1348 | 867 | 2 | 8 | 844 | 2 | 15 | 162 | 2 | 8 | 910 | 2 | 8 | 849 | 2 | 15 | 200 | 2 | 8 | 598 | 2 | 19 | 2 | E | 9 | 2 | A | 7 | 12 | A | 7 | 1 | A | 7 | 47 | A | 7 | 987 | E | 9 | 310 | A | 7 | 1.5 | A | 7 | 32200 | B | 7 | 77777 | A | 7 | 0.9 | E | 8 | 0.162 | F | 8 | 0.15 | F | 8 | 0 | 1 | D | 9 | 10 | C | 8
[26 empty] | 3591300% | 12:00 | 1200 | 1348 | 942 | 2 | 8 | 872 | 2 | 15 | 164 | 2 | 8 | 997 | 2 | 8 | 881 | 2 | 15 | 211 | 2 | 8 | 782 | 2 | 19 | 3 | E | 9 | 3 | A | 7 | 13 | A | 7 | 0 | A | 7 | 41 | A | 7 | 987 | E | 9 | 20 | A | 7 | 4.1 | A | 7 | 32200 | B | 7 | 77777 | A | 7 | 0.9 | E | 8 | 0.162 | F | 8 | 0.15 | F | 8 | 0 | 1 | D | 9 | 10 | C | 8
[26 empty] | 3591300% | 13:00 | 1210 | 1348 | 956 | 2 | 8 | 887 | 2 | 15 | 158 | 2 | 8 | 1017 | 2 | 8 | 898 | 2 | 15 | 209 | 2 | 8 | 788 | 2 | 19 | 2 | E | 9 | 2 | A | 7 | 14 | A | 7 | 1 | A | 7 | 41 | A | 7 | 987 | E | 9 | 190 | B | 8 | 3.1 | A | 7 | 32200 | B | 7 | 77777 | A | 7 | 0.9 | E | 8 | 0.162 | F | 8 | 0.15 | F | 8 | 0 | 1 | D | 9 | 10 | C | 8
[26 empty] | 3591300% | 14:00 | 1152 | 1348 | 893 | 2 | 8 | 855 | 2 | 15 | 160 | 2 | 8 | 941 | 2 | 8 | 862 | 2 | 15 | 203 | 2 | 8 | 647 | 2 | 19 | 2 | B | 8 | 2 | B | 8 | 15.2 | B | 8 | 0.7 | B | 8 | 37 | A | 7 | 987 | E | 9 | 10 | B | 8 | 3.1 | B | 8 | 28150 | C | 8 | 77777 | B | 8 | 0.9 | E | 8 | 0.162 | F | 8 | 0.15 | F | 8 | 0 | 1 | D | 9 | 10 | C | 8
[26 empty] | 3591300% | 15:00 | 1029 | 1348 | 777 | 2 | 8 | 816 | 2 | 15 | 152 | 2 | 8 | 810 | 2 | 8 | 818 | 2 | 15 | 184 | 2 | 8 | 449 | 2 | 19 | 2 | E | 9 | 2 | A | 7 | 16 | A | 7 | 0 | A | 7 | 34 | A | 7 | 987 | E | 9 | 10 | B | 8 | 3.1 | A | 7 | 24100 | B | 7 | 77777 | A | 7 | 0.9 | E | 8 | 0.162 | F | 8 | 0.15 | F | 8 | 0 | 1 | D | 9 | 10 | C | 8
[26 empty] | 3591300% | 16:00 | 852 | 1348 | 615 | 2 | 8 | 740 | 2 | 15 | 147 | 2 | 8 | 650 | 2 | 8 | 748 | 2 | 15 | 177 | 2 | 8 | 366 | 2 | 19 | 5 | E | 9 | 5 | A | 7 | 16 | A | 7 | 0 | A | 7 | 34 | A | 7 | 987 | E | 9 | 360 | B | 8 | 3.1 | A | 7 | 24100 | B | 7 | 77777 | A | 7 | 0.9 | E | 8 | 0.162 | F | 8 | 0.15 | F | 8 | 0 | 1 | D | 9 | 10 | C | 8
[26 empty] | 3591300% | 17:00 | 630 | 1348 | 417 | 2 | 8 | 625 | 2 | 15 | 124 | 2 | 8 | 432 | 2 | 8 | 606 | 2 | 15 | 148 | 2 | 8 | 251 | 2 | 19 | 5 | E | 9 | 5 | A | 7 | 16 | A | 7 | 0 | A | 7 | 34 | A | 7 | 987 | E | 9 | 10 | B | 8 | 2.1 | A | 7 | 24100 | B | 7 | 77777 | A | 7 | 1 | E | 8 | 0.162 | F | 8 | 0.15 | F | 8 | 0 | 1 | D | 9 | 10 | C | 8
[26 empty] | 3591300% | 18:00 | 381 | 1348 | 216 | 2 | 8 | 472 | 2 | 15 | 83 | 2 | 8 | 229 | 2 | 8 | 409 | 2 | 15 | 113 | 2 | 8 | 152 | 2 | 19 | 5 | E | 9 | 5 | A | 7 | 16 | A | 7 | 1 | A | 7 | 36 | A | 7 | 987 | E | 9 | 360 | B | 8 | 1.5 | A | 7 | 32200 | B | 7 | 77777 | A | 7 | 1 | E | 8 | 0.162 | F | 8 | 0.15 | F | 8 | 0 | 1 | D | 9 | 10 | C | 8
[26 empty] | 3591300% | 19:00 | 123 | 1348 | 45 | 2 | 8 | 182 | 2 | 15 | 28 | 2 | 8 | 47 | 2 | 8 | 88 | 2 | 15 | 39 | 2 | 8 | 50 | 2 | 19 | 5 | E | 9 | 5 | A | 7 | 15 | A | 7 | -1 | A | 7 | 33 | A | 7 | 987 | E | 9 | 0 | A | 7 | 0 | A | 7 | 32200 | B | 7 | 77777 | A | 7 | 1 | E | 8 | 0.162 | F | 8 | 0.15 | F | 8 | 0 | 1 | D | 9 | 10 | C | 8
[26 empty] | 3591300% | 20:00 | 0 | 11 | 0 | 2 | 0 | 0 | 2 | 0 | 0 | 2 | 0 | 0 | 2 | 1 | 0 | 2 | 2 | 0 | 2 | 2 | 0 | 2 | 1 | 5 | E | 9 | 5 | A | 7 | 14 | A | 7 | -1 | A | 7 | 35 | A | 7 | 987 | E | 9 | 0 | A | 7 | 0 | A | 7 | 16100 | B | 7 | 77777 | A | 7 | 1 | E | 8 | 0.162 | F | 8 | 0.15 | F | 8 | 0 | 1 | D | 9 | 10 | C | 8
[26 empty] | 3591300% | 21:00 | 0 | 0 | 0 | 2 | 0 | 0 | 2 | 0 | 0 | 2 | 0 | 0 | 2 | 0 | 0 | 2 | 0 | 0 | 2 | 0 | 0 | 2 | 0 | 5 | E | 9 | 5 | A | 7 | 11 | A | 7 | -1 | A | 7 | 43 | A | 7 | 987 | E | 9 | 0 | A | 7 | 0 | A | 7 | 16100 | B | 7 | 77777 | A | 7 | 1 | E | 8 | 0.162 | F | 8 | 0.15 | F | 8 | 0 | 1 | D | 9 | 10 | C | 8
[26 empty] | 3591300% | 22:00 | 0 | 0 | 0 | 2 | 0 | 0 | 2 | 0 | 0 | 2 | 0 | 0 | 2 | 0 | 0 | 2 | 0 | 0 | 2 | 0 | 0 | 2 | 0 | 6 | B | 8 | 6 | B | 8 | 10.2 | B | 8 | -1.2 | E | 9 | 44 | A | 7 | 987 | E | 9 | 0 | B | 8 | 0 | B | 8 | 16100 | C | 8 | 19813 | B | 8 | 1 | E | 8 | 0.162 | F | 8 | 0.15 | F | 8 | 0 | 1 | D | 9 | 10 | C | 8
[26 empty] | 3591300% | 23:00 | 0 | 0 | 0 | 2 | 0 | 0 | 2 | 0 | 0 | 2 | 0 | 0 | 2 | 0 | 0 | 2 | 0 | 0 | 2 | 0 | 0 | 2 | 0 | 6 | B | 8 | 6 | B | 8 | 9.7 | B | 8 | -1.4 | E | 9 | 45 | A | 7 | 987 | E | 9 | 0 | B | 8 | 0 | B | 8 | 16100 | C | 8 | 17625 | B | 8 | 1 | E | 8 | 0.162 | F | 8 | 0.15 | F | 8 | 0 | 1 | D | 9 | 10 | C | 8
[26 empty] | 3591300% | 24:00 | 0 | 0 | 0 | 2 | 0 | 0 | 2 | 0 | 0 | 2 | 0 | 0 | 2 | 0 | 0 | 2 | 0 | 0 | 2 | 0 | 0 | 2 | 0 | 7 | B | 8 | 7 | B | 8 | 9 | B | 8 | -1.7 | E | 9 | 46 | A | 7 | 987 | E | 9 | 0 | B | 8 | 0 | B | 8 | 16100 | C | 8 | 15438 | B | 8 | 1 | E | 8 | 0.162 | F | 8 | 0.15 | F | 8 | 0 | 1 | D | 9 | 10 | C | 8
[26 empty] | 3591400% | 1:00 | 0 | 0 | 0 | 2 | 0 | 0 | 2 | 0 | 0 | 2 | 0 | 0 | 2 | 0 | 0 | 2 | 0 | 0 | 2 | 0 | 0 | 2 | 0 | 8 | B | 8 | 7 | B | 8 | 8.1 | B | 8 | -0.9 | E | 9 | 53 | A | 7 | 987 | E | 9 | 0 | B | 8 | 0 | B | 8 | 16100 | C | 8 | 13250 | B | 8 | 1 | E | 8 | 0.164 | F | 8 | 0.15 | F | 8 | 0 | 1 | D | 9 | 10 | C | 8
[26 empty] | 3591400% | 2:00 | 0 | 0 | 0 | 2 | 0 | 0 | 2 | 0 | 0 | 2 | 0 | 0 | 2 | 0 | 0 | 2 | 0 | 0 | 2 | 0 | 0 | 2 | 0 | 8 | B | 8 | 8 | B | 8 | 7.6 | B | 8 | -0.1 | E | 9 | 58 | A | 7 | 987 | E | 9 | 0 | B | 8 | 0 | B | 8 | 16100 | C | 8 | 11063 | B | 8 | 1.1 | E | 8 | 0.164 | F | 8 | 0.15 | F | 8 | 0 | 1 | D | 9 | 10 | C | 8
[26 empty] | 3591400% | 3:00 | 0 | 0 | 0 | 2 | 0 | 0 | 2 | 0 | 0 | 2 | 0 | 0 | 2 | 0 | 0 | 2 | 0 | 0 | 2 | 0 | 0 | 2 | 0 | 9 | B | 8 | 8 | B | 8 | 7.1 | B | 8 | -0.3 | E | 9 | 59 | A | 7 | 987 | E | 9 | 0 | B | 8 | 0 | B | 8 | 16100 | C | 8 | 8875 | B | 8 | 1.1 | E | 8 | 0.164 | F | 8 | 0.15 | F | 8 | 0 | 1 | D | 9 | 10 | C | 8
[26 empty] | 3591400% | 4:00 | 0 | 0 | 0 | 2 | 0 | 0 | 2 | 0 | 0 | 2 | 0 | 0 | 2 | 0 | 0 | 2 | 0 | 0 | 2 | 0 | 0 | 2 | 0 | 9 | B | 8 | 9 | B | 8 | 6.6 | B | 8 | -0.6 | E | 9 | 60 | A | 7 | 987 | E | 9 | 0 | B | 8 | 0 | B | 8 | 16100 | C | 8 | 6688 | B | 8 | 1.1 | E | 8 | 0.164 | F | 8 | 0.15 | F | 8 | 0 | 1 | D | 9 | 10 | C | 8
[26 empty] | 3591400% | 5:00 | 0 | 0 | 0 | 2 | 0 | 0 | 2 | 0 | 0 | 2 | 0 | 0 | 2 | 0 | 0 | 2 | 0 | 0 | 2 | 0 | 0 | 2 | 0 | 10 | E | 9 | 9 | A | 7 | 6 | A | 7 | 0.2 | E | 9 | 66 | A | 7 | 987 | E | 9 | 0 | A | 7 | 0 | A | 7 | 16100 | B | 7 | 4500 | A | 7 | 1.1 | E | 8 | 0.164 | F | 8 | 0.15 | F | 8 | 0 | 1 | D | 9 | 10 | C | 8
[26 empty] | 3591400% | 6:00 | 65 | 999 | 11 | 2 | 8 | 114 | 2 | 15 | 6 | 2 | 8 | 16 | 2 | 8 | 66 | 2 | 15 | 11 | 2 | 8 | 15 | 2 | 19 | 9 | E | 9 | 5 | A | 7 | 6 | A | 7 | 0 | A | 7 | 65 | A | 7 | 987 | E | 9 | 0 | A | 7 | 0 | A | 7 | 16100 | B | 7 | 77777 | A | 7 | 1.1 | E | 8 | 0.164 | F | 8 | 0.15 | F | 8 | 0 | 1 | D | 9 | 10 | C | 8
[26 empty] | 3591400% | 7:00 | 311 | 1347 | 180 | 2 | 8 | 340 | 2 | 15 | 102 | 2 | 8 | 182 | 2 | 8 | 270 | 2 | 15 | 120 | 2 | 8 | 195 | 2 | 19 | 4 | E | 9 | 3 | A | 7 | 8 | A | 7 | 3 | A | 7 | 71 | A | 7 | 987 | E | 9 | 0 | A | 7 | 0 | A | 7 | 24100 | B | 7 | 77777 | A | 7 | 1.1 | E | 8 | 0.164 | F | 8 | 0.15 | F | 8 | 0 | 1 | D | 9 | 10 | C | 8
[26 empty] | 3591400% | 8:00 | 565 | 1347 | 372 | 2 | 8 | 563 | 2 | 15 | 136 | 2 | 8 | 393 | 2 | 8 | 546 | 2 | 15 | 164 | 2 | 8 | 269 | 2 | 19 | 9 | E | 9 | 5 | A | 7 | 13 | A | 7 | 3 | A | 7 | 51 | A | 7 | 987 | E | 9 | 0 | A | 7 | 0 | A | 7 | 24100 | B | 7 | 77777 | A | 7 | 1.2 | E | 8 | 0.164 | F | 8 | 0.15 | F | 8 | 0 | 1 | D | 9 | 10 | C | 8
[26 empty] | 3591400% | 9:00 | 796 | 1347 | 552 | 2 | 8 | 648 | 2 | 15 | 168 | 2 | 8 | 573 | 2 | 8 | 645 | 2 | 15 | 192 | 2 | 8 | 383 | 2 | 19 | 4 | E | 9 | 3 | A | 7 | 15 | A | 7 | 2 | A | 7 | 41 | A | 7 | 987 | E | 9 | 320 | B | 8 | 1.5 | A | 7 | 24100 | B | 7 | 77777 | A | 7 | 1.2 | E | 8 | 0.164 | F | 8 | 0.15 | F | 8 | 0 | 1 | D | 9 | 10 | C | 8
[26 empty] | 3591400% | 10:00 | 987 | 1347 | 729 | 2 | 8 | 733 | 2 | 15 | 190 | 2 | 8 | 768 | 2 | 8 | 743 | 2 | 15 | 222 | 2 | 8 | 566 | 2 | 19 | 2 | B | 8 | 2 | B | 8 | 16.5 | B | 8 | 3.9 | B | 8 | 43 | A | 7 | 987 | E | 9 | 280 | B | 8 | 2.8 | B | 8 | 24100 | C | 8 | 77777 | B | 8 | 1.2 | E | 8 | 0.164 | F | 8 | 0.15 | F | 8 | 0 | 1 | D | 9 | 10 | C | 8
[26 empty] | 3591400% | 11:00 | 1126 | 1347 | 867 | 2 | 8 | 838 | 2 | 15 | 165 | 2 | 8 | 909 | 2 | 8 | 843 | 2 | 15 | 203 | 2 | 8 | 612 | 2 | 19 | 0 | E | 9 | 0 | E | 9 | 18 | A | 7 | 6 | A | 7 | 45 | A | 7 | 987 | E | 9 | 240 | A | 7 | 4.1 | A | 7 | 24100 | B | 7 | 77777 | A | 7 | 1.3 | E | 8 | 0.164 | F | 8 | 0.15 | F | 8 | 0 | 1 | D | 9 | 10 | C | 8
[26 empty] | 3591400% | 12:00 | 1203 | 1347 | 942 | 2 | 8 | 866 | 2 | 15 | 167 | 2 | 8 | 996 | 2 | 8 | 874 | 2 | 15 | 213 | 2 | 8 | 804 | 2 | 19 | 0 | E | 9 | 0 | E | 9 | 20 | A | 7 | 6 | A | 7 | 40 | A | 7 | 987 | E | 9 | 260 | A | 7 | 2.1 | A | 7 | 24100 | B | 7 | 77777 | A | 7 | 1.3 | E | 8 | 0.164 | F | 8 | 0.15 | F | 8 | 0 | 1 | D | 9 | 10 | C | 8
[26 empty] | 3591400% | 13:00 | 1212 | 1347 | 956 | 2 | 8 | 881 | 2 | 15 | 161 | 2 | 8 | 1015 | 2 | 8 | 891 | 2 | 15 | 211 | 2 | 8 | 811 | 2 | 19 | 4 | E | 9 | 3 | A | 7 | 21 | A | 7 | 7 | A | 7 | 40 | A | 7 | 987 | E | 9 | 250 | B | 8 | 2.6 | A | 7 | 24100 | B | 7 | 77777 | A | 7 | 1.3 | E | 8 | 0.164 | F | 8 | 0.15 | F | 8 | 0 | 1 | D | 9 | 10 | C | 8
[26 empty] | 3591400% | 14:00 | 1154 | 1347 | 893 | 2 | 8 | 849 | 2 | 15 | 164 | 2 | 8 | 940 | 2 | 8 | 855 | 2 | 15 | 205 | 2 | 8 | 665 | 2 | 19 | 4 | E | 9 | 2 | A | 7 | 23 | A | 7 | 7 | A | 7 | 36 | A | 7 | 987 | E | 9 | 230 | A | 7 | 5.1 | A | 7 | 24100 | B | 7 | 77777 | A | 7 | 1.4 | E | 8 | 0.164 | F | 8 | 0.15 | F | 8 | 0 | 1 | D | 9 | 10 | C | 8
[26 empty] | 3591400% | 15:00 | 1032 | 1347 | 777 | 2 | 8 | 780 | 2 | 15 | 178 | 2 | 8 | 827 | 2 | 8 | 796 | 2 | 15 | 216 | 2 | 8 | 582 | 2 | 19 | 9 | E | 9 | 5 | A | 7 | 23 | A | 7 | 7 | A | 7 | 36 | A | 7 | 987 | E | 9 | 220 | B | 8 | 3.1 | A | 7 | 24100 | B | 7 | 77777 | A | 7 | 1.4 | E | 8 | 0.164 | F | 8 | 0.15 | F | 8 | 0 | 1 | D | 9 | 10 | C | 8
[26 empty] | 3591400% | 16:00 | 854 | 1347 | 605 | 2 | 8 | 657 | 2 | 15 | 187 | 2 | 8 | 628 | 2 | 8 | 656 | 2 | 15 | 211 | 2 | 8 | 451 | 2 | 19 | 9 | E | 9 | 5 | A | 7 | 23 | A | 7 | 7 | A | 7 | 36 | A | 7 | 987 | E | 9 | 200 | A | 7 | 4.1 | A | 7 | 24100 | B | 7 | 77777 | A | 7 | 1.5 | E | 8 | 0.164 | F | 8 | 0.15 | F | 8 | 0 | 1 | D | 9 | 10 | C | 8
[26 empty] | 3591400% | 17:00 | 633 | 1347 | 401 | 2 | 8 | 496 | 2 | 15 | 167 | 2 | 8 | 420 | 2 | 8 | 491 | 2 | 15 | 189 | 2 | 8 | 346 | 2 | 19 | 9 | E | 9 | 5 | A | 7 | 23 | A | 7 | 7 | A | 7 | 36 | A | 7 | 987 | E | 9 | 200 | A | 7 | 5.1 | A | 7 | 24100 | B | 7 | 77777 | A | 7 | 1.5 | E | 8 | 0.164 | F | 8 | 0.15 | F | 8 | 0 | 1 | D | 9 | 10 | C | 8
[26 empty] | 3591400% | 18:00 | 385 | 1347 | 140 | 2 | 8 | 84 | 2 | 15 | 116 | 2 | 8 | 153 | 2 | 8 | 76 | 2 | 15 | 132 | 2 | 8 | 299 | 2 | 19 | 9 | E | 9 | 5 | A | 7 | 22 | A | 7 | 7 | A | 7 | 38 | A | 7 | 987 | E | 9 | 180 | A | 7 | 5.1 | A | 7 | 16100 | B | 7 | 77777 | A | 7 | 1.5 | E | 8 | 0.164 | F | 8 | 0.15 | F | 8 | 0 | 1 | D | 9 | 10 | C | 8
[26 empty] | 3591400% | 19:00 | 127 | 1347 | 37 | 2 | 8 | 83 | 2 | 15 | 29 | 2 | 8 | 39 | 2 | 8 | 38 | 2 | 15 | 36 | 2 | 8 | 52 | 2 | 19 | 9 | E | 9 | 5 | A | 7 | 19 | A | 7 | 7 | A | 7 | 46 | A | 7 | 987 | E | 9 | 180 | A | 7 | 2.6 | A | 7 | 16100 | B | 7 | 77777 | A | 7 | 1.6 | E | 8 | 0.164 | F | 8 | 0.15 | F | 8 | 0 | 1 | D | 9 | 10 | C | 8
[26 empty] | 3591400% | 20:00 | 0 | 34 | 0 | 2 | 8 | 0 | 2 | 15 | 0 | 2 | 8 | 0 | 2 | 8 | 0 | 2 | 15 | 0 | 2 | 8 | 0 | 2 | 19 | 10 | E | 9 | 9 | A | 7 | 18 | A | 7 | 7 | A | 7 | 49 | A | 7 | 987 | E | 9 | 190 | A | 7 | 2.6 | A | 7 | 24100 | B | 7 | 3300 | A | 7 | 1.6 | E | 8 | 0.164 | F | 8 | 0.15 | F | 8 | 0 | 1 | D | 9 | 10 | C | 8
[26 empty] | 3591400% | 21:00 | 0 | 0 | 0 | 2 | 0 | 0 | 2 | 0 | 0 | 2 | 0 | 0 | 2 | 0 | 0 | 2 | 0 | 0 | 2 | 0 | 0 | 2 | 0 | 10 | E | 9 | 9 | A | 7 | 18 | A | 7 | 7 | A | 7 | 49 | A | 7 | 987 | E | 9 | 180 | A | 7 | 4.1 | A | 7 | 24100 | B | 7 | 3000 | A | 7 | 1.7 | E | 8 | 0.164 | F | 8 | 0.15 | F | 8 | 0 | 1 | D | 9 | 10 | C | 8
[26 empty] | 3591400% | 22:00 | 0 | 0 | 0 | 2 | 0 | 0 | 2 | 0 | 0 | 2 | 0 | 0 | 2 | 0 | 0 | 2 | 0 | 0 | 2 | 0 | 0 | 2 | 0 | 10 | B | 8 | 9 | B | 8 | 17.3 | B | 8 | 4.6 | E | 9 | 43 | A | 7 | 987 | E | 9 | 190 | B | 8 | 3.9 | B | 8 | 22500 | C | 8 | 2850 | B | 8 | 1.7 | E | 8 | 0.164 | F | 8 | 0.15 | F | 8 | 0 | 1 | D | 9 | 10 | C | 8
[26 empty] | 3591400% | 23:00 | 0 | 0 | 0 | 2 | 0 | 0 | 2 | 0 | 0 | 2 | 0 | 0 | 2 | 0 | 0 | 2 | 0 | 0 | 2 | 0 | 0 | 2 | 0 | 10 | B | 8 | 9 | B | 8 | 16.9 | B | 8 | 4.3 | E | 9 | 43 | A | 7 | 987 | E | 9 | 190 | B | 8 | 3.6 | B | 8 | 20900 | C | 8 | 2700 | B | 8 | 1.7 | E | 8 | 0.164 | F | 8 | 0.15 | F | 8 | 0 | 1 | D | 9 | 10 | C | 8
[26 empty] | 3591400% | 24:00 | 0 | 0 | 0 | 2 | 0 | 0 | 2 | 0 | 0 | 2 | 0 | 0 | 2 | 0 | 0 | 2 | 0 | 0 | 2 | 0 | 0 | 2 | 0 | 10 | B | 8 | 9 | B | 8 | 16.4 | B | 8 | 5 | E | 9 | 47 | A | 7 | 987 | E | 9 | 200 | B | 8 | 3.4 | B | 8 | 19300 | C | 8 | 2550 | B | 8 | 1.8 | E | 8 | 0.164 | F | 8 | 0.15 | F | 8 | 0 | 1 | D | 9 | 10 | C | 8
[26 empty] | 3591500% | 1:00 | 0 | 0 | 0 | 2 | 0 | 0 | 2 | 0 | 0 | 2 | 0 | 0 | 2 | 0 | 0 | 2 | 0 | 0 | 2 | 0 | 0 | 2 | 0 | 10 | B | 8 | 10 | B | 8 | 15.6 | B | 8 | 5.7 | E | 9 | 52 | A | 7 | 987 | E | 9 | 200 | B | 8 | 3.1 | B | 8 | 17700 | C | 8 | 2400 | B | 8 | 1.8 | E | 8 | 0.165 | F | 8 | 0.15 | F | 8 | 0 | 1 | D | 9 | 10 | C | 8
[26 empty] | 3591500% | 2:00 | 0 | 0 | 0 | 2 | 0 | 0 | 2 | 0 | 0 | 2 | 0 | 0 | 2 | 0 | 0 | 2 | 0 | 0 | 2 | 0 | 0 | 2 | 0 | 10 | B | 8 | 10 | B | 8 | 15.3 | B | 8 | 6.3 | E | 9 | 55 | A | 7 | 987 | E | 9 | 210 | B | 8 | 2.9 | B | 8 | 16100 | C | 8 | 2250 | B | 8 | 1.9 | E | 8 | 0.165 | F | 8 | 0.15 | F | 8 | 0 | 1 | D | 9 | 10 | C | 8
[26 empty] | 3591500% | 3:00 | 0 | 0 | 0 | 2 | 0 | 0 | 2 | 0 | 0 | 2 | 0 | 0 | 2 | 0 | 0 | 2 | 0 | 0 | 2 | 0 | 0 | 2 | 0 | 10 | B | 8 | 10 | B | 8 | 14.9 | B | 8 | 8 | E | 9 | 63 | A | 7 | 987 | E | 9 | 210 | B | 8 | 2.6 | B | 8 | 14500 | C | 8 | 2100 | B | 8 | 1.9 | E | 8 | 0.165 | F | 8 | 0.15 | F | 8 | 0 | 1 | D | 9 | 10 | C | 8
[26 empty] | 3591500% | 4:00 | 0 | 0 | 0 | 2 | 0 | 0 | 2 | 0 | 0 | 2 | 0 | 0 | 2 | 0 | 0 | 2 | 0 | 0 | 2 | 0 | 0 | 2 | 0 | 10 | B | 8 | 10 | B | 8 | 14.4 | B | 8 | 8.7 | E | 9 | 69 | A | 7 | 987 | E | 9 | 220 | B | 8 | 2.4 | B | 8 | 12900 | C | 8 | 1950 | B | 8 | 1.9 | E | 8 | 0.165 | F | 8 | 0.15 | F | 8 | 0 | 1 | D | 9 | 10 | C | 8
[26 empty] | 3591500% | 5:00 | 0 | 0 | 0 | 2 | 0 | 0 | 2 | 0 | 0 | 2 | 0 | 0 | 2 | 0 | 0 | 2 | 0 | 0 | 2 | 0 | 0 | 2 | 0 | 10 | E | 9 | 10 | A | 7 | 14 | A | 7 | 9.4 | E | 9 | 74 | A | 7 | 987 | E | 9 | 220 | A | 7 | 2.1 | A | 7 | 11300 | B | 7 | 1800 | A | 7 | 2 | E | 8 | 0.165 | F | 8 | 0.15 | F | 8 | 0 | 1 | D | 9 | 10 | C | 8
[26 empty] | 3591500% | 6:00 | 69 | 1021 | 0 | 2 | 8 | 0 | 2 | 15 | 0 | 2 | 8 | 0 | 2 | 8 | 0 | 2 | 15 | 0 | 2 | 8 | 0 | 2 | 19 | 10 | E | 9 | 10 | A | 7 | 13 | A | 7 | 11 | A | 7 | 88 | A | 7 | 987 | E | 9 | 0 | A | 7 | 0 | A | 7 | 8000 | B | 7 | 3000 | A | 7 | 2 | E | 8 | 0.165 | F | 8 | 0.15 | F | 8 | 0 | 1 | D | 9 | 10 | C | 8
[26 empty] | 3591500% | 7:00 | 316 | 1347 | 34 | 2 | 8 | 0 | 2 | 15 | 34 | 2 | 8 | 41 | 2 | 8 | 0 | 2 | 15 | 41 | 2 | 8 | 142 | 2 | 19 | 10 | E | 9 | 10 | A | 7 | 15 | A | 7 | 12 | A | 7 | 82 | A | 7 | 987 | E | 9 | 0 | A | 7 | 0 | A | 7 | 9700 | B | 7 | 2100 | A | 7 | 2 | E | 8 | 0.165 | F | 8 | 0.15 | F | 8 | 0 | 1 | D | 9 | 10 | C | 8
[26 empty] | 3591500% | 8:00 | 570 | 1347 | 91 | 2 | 8 | 0 | 2 | 15 | 91 | 2 | 8 | 108 | 2 | 8 | 0 | 2 | 15 | 108 | 2 | 8 | 401 | 2 | 19 | 10 | E | 9 | 10 | A | 7 | 14 | A | 7 | 12 | A | 7 | 88 | A | 7 | 987 | E | 9 | 360 | B | 8 | 1.5 | A | 7 | 4800 | B | 7 | 1500 | A | 7 | 2.1 | E | 8 | 0.165 | F | 8 | 0.15 | F | 8 | 0 | 1 | D | 9 | 10 | C | 8
[26 empty] | 3591500% | 9:00 | 800 | 1347 | 197 | 2 | 8 | 0 | 2 | 15 | 197 | 2 | 8 | 229 | 2 | 8 | 0 | 2 | 15 | 229 | 2 | 8 | 866 | 2 | 19 | 10 | E | 9 | 10 | A | 7 | 14 | A | 7 | 12 | A | 7 | 88 | A | 7 | 987 | E | 9 | 360 | B | 8 | 2.1 | A | 7 | 4000 | B | 7 | 1500 | A | 7 | 2.1 | E | 8 | 0.165 | F | 8 | 0.15 | F | 8 | 0 | 1 | D | 9 | 61 | C | 8
[26 empty] | 3591500% | 10:00 | 991 | 1347 | 247 | 2 | 8 | 6 | 2 | 15 | 243 | 2 | 8 | 292 | 2 | 8 | 5 | 2 | 15 | 289 | 2 | 8 | 1127 | 2 | 19 | 10 | B | 8 | 10 | B | 8 | 16.5 | B | 8 | 12.9 | B | 8 | 79 | A | 7 | 987 | E | 9 | 360 | B | 8 | 1.1 | B | 8 | 5200 | C | 8 | 2250 | B | 8 | 2.1 | E | 8 | 0.165 | F | 8 | 0.15 | F | 8 | 0 | 1 | D | 9 | 10 | C | 8
[26 empty] | 3591500% | 11:00 | 1129 | 1347 | 582 | 2 | 8 | 229 | 2 | 15 | 389 | 2 | 8 | 639 | 2 | 8 | 244 | 2 | 15 | 434 | 2 | 8 | 1528 | 2 | 19 | 10 | E | 9 | 10 | A | 7 | 19 | A | 7 | 14 | A | 7 | 73 | A | 7 | 987 | E | 9 | 0 | A | 7 | 0 | A | 7 | 6400 | B | 7 | 3000 | A | 7 | 2.1 | E | 8 | 0.165 | F | 8 | 0.15 | F | 8 | 0 | 1 | D | 9 | 10 | C | 8
[26 empty] | 3591500% | 12:00 | 1205 | 1347 | 456 | 2 | 8 | 42 | 2 | 15 | 418 | 2 | 8 | 503 | 2 | 8 | 43 | 2 | 15 | 464 | 2 | 8 | 1981 | 2 | 19 | 10 | E | 9 | 10 | A | 7 | 18 | A | 7 | 13 | A | 7 | 73 | A | 7 | 987 | E | 9 | 0 | A | 7 | 0 | A | 7 | 8000 | B | 7 | 1500 | A | 7 | 2.1 | E | 8 | 0.165 | F | 8 | 0.15 | F | 8 | 0 | 1 | D | 9 | 10 | C | 8
[26 empty] | 3591500% | 13:00 | 1215 | 1347 | 448 | 2 | 8 | 30 | 2 | 15 | 421 | 2 | 8 | 495 | 2 | 8 | 31 | 2 | 15 | 467 | 2 | 8 | 2031 | 2 | 19 | 10 | E | 9 | 10 | A | 7 | 22 | A | 7 | 14 | A | 7 | 60 | A | 7 | 987 | E | 9 | 0 | A | 7 | 0 | A | 7 | 8000 | B | 7 | 1050 | A | 7 | 2.1 | E | 8 | 0.165 | F | 8 | 0.15 | F | 8 | 0 | 1 | D | 9 | 10 | C | 8
[26 empty] | 3591500% | 14:00 | 1156 | 1347 | 476 | 2 | 8 | 84 | 2 | 15 | 404 | 2 | 8 | 526 | 2 | 8 | 87 | 2 | 15 | 451 | 2 | 8 | 1768 | 2 | 19 | 10 | E | 9 | 10 | A | 7 | 22 | A | 7 | 14 | A | 7 | 60 | A | 7 | 987 | E | 9 | 0 | A | 7 | 0 | A | 7 | 8000 | B | 7 | 720 | A | 7 | 2.1 | E | 8 | 0.165 | F | 8 | 0.15 | F | 8 | 0 | 1 | D | 9 | 10 | C | 8
[26 empty] | 3591500% | 15:00 | 1034 | 1347 | 512 | 2 | 8 | 185 | 2 | 15 | 370 | 2 | 8 | 561 | 2 | 8 | 196 | 2 | 15 | 409 | 2 | 8 | 1248 | 2 | 19 | 10 | E | 9 | 9 | A | 7 | 22 | A | 7 | 13 | A | 7 | 57 | A | 7 | 987 | E | 9 | 0 | A | 7 | 0 | A | 7 | 8000 | B | 7 | 720 | A | 7 | 2.1 | E | 8 | 0.165 | F | 8 | 0.15 | F | 8 | 0 | 1 | D | 9 | 5 | C | 8
[26 empty] | 3591500% | 16:00 | 857 | 1347 | 381 | 2 | 8 | 124 | 2 | 15 | 301 | 2 | 8 | 414 | 2 | 8 | 130 | 2 | 15 | 331 | 2 | 8 | 844 | 2 | 19 | 10 | E | 9 | 10 | A | 7 | 23 | A | 7 | 13 | A | 7 | 53 | A | 7 | 987 | E | 9 | 0 | A | 7 | 0 | A | 7 | 8000 | B | 7 | 900 | A | 7 | 2.1 | E | 8 | 0.165 | F | 8 | 0.15 | F | 8 | 0 | 1 | D | 9 | 5 | C | 8
[26 empty] | 3591500% | 17:00 | 636 | 1347 | 123 | 2 | 8 | 0 | 2 | 15 | 123 | 2 | 8 | 144 | 2 | 8 | 0 | 2 | 15 | 144 | 2 | 8 | 538 | 2 | 19 | 10 | E | 9 | 10 | A | 7 | 21 | A | 7 | 13 | A | 7 | 60 | A | 7 | 987 | E | 9 | 0 | A | 7 | 0 | A | 7 | 8000 | B | 7 | 1200 | A | 7 | 2.1 | E | 8 | 0.165 | F | 8 | 0.15 | F | 8 | 0 | 1 | D | 9 | 5 | C | 8
[26 empty] | 3591500% | 18:00 | 388 | 1347 | 63 | 2 | 8 | 0 | 2 | 15 | 63 | 2 | 8 | 74 | 2 | 8 | 0 | 2 | 15 | 74 | 2 | 8 | 257 | 2 | 19 | 10 | E | 9 | 10 | A | 7 | 17 | A | 7 | 14 | A | 7 | 82 | A | 7 | 987 | E | 9 | 40 | B | 8 | 2.1 | A | 7 | 4800 | B | 7 | 1500 | A | 7 | 2.1 | E | 8 | 0.165 | F | 8 | 0.15 | F | 8 | 0 | 1 | D | 9 | 10 | C | 8
[26 empty] | 3591500% | 19:00 | 131 | 1347 | 15 | 2 | 8 | 0 | 2 | 15 | 15 | 2 | 8 | 18 | 2 | 8 | 0 | 2 | 15 | 18 | 2 | 8 | 57 | 2 | 19 | 10 | E | 9 | 10 | A | 7 | 17 | A | 7 | 15 | A | 7 | 88 | A | 7 | 987 | E | 9 | 80 | A | 7 | 2.6 | A | 7 | 4000 | B | 7 | 2400 | A | 7 | 2.1 | E | 8 | 0.165 | F | 8 | 0.15 | F | 8 | 0 | 1 | D | 9 | 10 | C | 8
[26 empty] | 3591500% | 20:00 | 0 | 56 | 0 | 2 | 8 | 0 | 2 | 15 | 0 | 2 | 8 | 0 | 2 | 8 | 0 | 2 | 15 | 0 | 2 | 8 | 0 | 2 | 19 | 10 | E | 9 | 10 | A | 7 | 17 | A | 7 | 15 | A | 7 | 88 | A | 7 | 987 | E | 9 | 130 | A | 7 | 2.6 | A | 7 | 6400 | B | 7 | 2400 | A | 7 | 2.1 | E | 8 | 0.165 | F | 8 | 0.15 | F | 8 | 0 | 1 | D | 9 | 10 | C | 8
[26 empty] | 3591500% | 21:00 | 0 | 0 | 0 | 2 | 0 | 0 | 2 | 0 | 0 | 2 | 0 | 0 | 2 | 0 | 0 | 2 | 0 | 0 | 2 | 0 | 0 | 2 | 0 | 10 | E | 9 | 10 | A | 7 | 17 | A | 7 | 13 | A | 7 | 77 | A | 7 | 987 | E | 9 | 0 | A | 7 | 0 | A | 7 | 6400 | B | 7 | 2400 | A | 7 | 2.1 | E | 8 | 0.165 | F | 8 | 0.15 | F | 8 | 0 | 1 | D | 9 | 10 | C | 8
[26 empty] | 3591500% | 22:00 | 0 | 0 | 0 | 2 | 0 | 0 | 2 | 0 | 0 | 2 | 0 | 0 | 2 | 0 | 0 | 2 | 0 | 0 | 2 | 0 | 0 | 2 | 0 | 10 | B | 8 | 10 | B | 8 | 16.1 | B | 8 | 12 | E | 9 | 81 | A | 7 | 987 | E | 9 | 20 | B | 8 | 0.4 | B | 8 | 8825 | C | 8 | 2663 | B | 8 | 2.2 | E | 8 | 0.165 | F | 8 | 0.15 | F | 8 | 0 | 1 | D | 9 | 10 | C | 8
[26 empty] | 3591500% | 23:00 | 0 | 0 | 0 | 2 | 0 | 0 | 2 | 0 | 0 | 2 | 0 | 0 | 2 | 0 | 0 | 2 | 0 | 0 | 2 | 0 | 0 | 2 | 0 | 10 | B | 8 | 10 | B | 8 | 15.3 | B | 8 | 11 | E | 9 | 94 | A | 7 | 987 | E | 9 | 50 | B | 8 | 0.9 | B | 8 | 11250 | C | 8 | 2925 | B | 8 | 2.2 | E | 8 | 0.165 | F | 8 | 0.15 | F | 8 | 0 | 1 | D | 9 | 10 | C | 8
[26 empty] | 3591500% | 24:00 | 0 | 0 | 0 | 2 | 0 | 0 | 2 | 0 | 0 | 2 | 0 | 0 | 2 | 0 | 0 | 2 | 0 | 0 | 2 | 0 | 0 | 2 | 0 | 10 | B | 8 | 10 | B | 8 | 14.4 | B | 8 | 10 | E | 9 | 91 | A | 7 | 987 | E | 9 | 70 | B | 8 | 1.3 | B | 8 | 13675 | C | 8 | 3188 | B | 8 | 2.2 | E | 8 | 0.165 | F | 8 | 0.15 | F | 8 | 0 | 1 | D | 9 | 0 | C | 8
[26 empty] | 3737700% | 1:00 | 0 | 0 | 0 | 2 | 0 | 0 | 2 | 0 | 0 | 2 | 0 | 0 | 2 | 0 | 0 | 2 | 0 | 0 | 2 | 0 | 0 | 2 | 0 | 10 | E | 9 | 10 | E | 9 | 13.6 | A | 7 | 9 | A | 7 | 71 | A | 7 | 985 | A | 7 | 260 | A | 7 | 1.8 | A | 7 | 16100 | B | 7 | 2100 | A | 7 | 1.7 | E | 8 | 0.166 | F | 8 | 0.16 | F | 8 | 0 | 1 | D | 9 | 0 | C | 8
[26 empty] | 3737700% | 2:00 | 0 | 0 | 0 | 2 | 0 | 0 | 2 | 0 | 0 | 2 | 0 | 0 | 2 | 0 | 0 | 2 | 0 | 0 | 2 | 0 | 0 | 2 | 0 | 10 | E | 9 | 10 | E | 9 | 12.7 | A | 7 | 8 | A | 7 | 71 | A | 7 | 985 | A | 7 | 150 | A | 7 | 2.2 | A | 7 | 16100 | B | 7 | 2100 | A | 7 | 1.7 | E | 8 | 0.166 | F | 8 | 0.16 | F | 8 | 0 | 1 | D | 9 | 0 | C | 8
[26 empty] | 3737700% | 3:00 | 0 | 0 | 0 | 2 | 0 | 0 | 2 | 0 | 0 | 2 | 0 | 0 | 2 | 0 | 0 | 2 | 0 | 0 | 2 | 0 | 0 | 2 | 0 | 10 | E | 9 | 10 | E | 9 | 11.9 | A | 7 | 7 | A | 7 | 71 | A | 7 | 986 | A | 7 | 250 | A | 7 | 2.7 | A | 7 | 16100 | B | 7 | 2700 | A | 7 | 1.7 | E | 8 | 0.166 | F | 8 | 0.16 | F | 8 | 0 | 1 | D | 9 | 0 | C | 8
[26 empty] | 3737700% | 4:00 | 0 | 0 | 0 | 2 | 0 | 0 | 2 | 0 | 0 | 2 | 0 | 0 | 2 | 0 | 0 | 2 | 0 | 0 | 2 | 0 | 0 | 2 | 0 | 10 | E | 9 | 10 | E | 9 | 11 | A | 7 | 6 | A | 7 | 71 | A | 7 | 986 | A | 7 | 250 | A | 7 | 3.1 | A | 7 | 16100 | B | 7 | 1800 | A | 7 | 1.7 | E | 8 | 0.166 | F | 8 | 0.16 | F | 8 | 0 | 1 | D | 9 | 0 | C | 8
[26 empty] | 3737700% | 5:00 | 0 | 0 | 0 | 2 | 0 | 0 | 2 | 0 | 0 | 2 | 0 | 0 | 2 | 0 | 0 | 2 | 0 | 0 | 2 | 0 | 0 | 2 | 0 | 10 | E | 9 | 10 | E | 9 | 11 | A | 7 | 6 | A | 7 | 71 | A | 7 | 986 | A | 7 | 250 | A | 7 | 1.5 | A | 7 | 16100 | B | 7 | 2100 | A | 7 | 1.7 | E | 8 | 0.166 | F | 8 | 0.16 | F | 8 | 0 | 1 | D | 9 | 0 | C | 8
[26 empty] | 3737700% | 6:00 | 72 | 1043 | 0 | 2 | 8 | 0 | 2 | 15 | 0 | 2 | 8 | 0 | 2 | 8 | 0 | 2 | 15 | 0 | 2 | 8 | 0 | 2 | 19 | 10 | E | 9 | 10 | E | 9 | 11 | A | 7 | 6 | A | 7 | 71 | A | 7 | 987 | A | 7 | 270 | A | 7 | 2.1 | A | 7 | 16100 | B | 7 | 2400 | A | 7 | 1.6 | E | 8 | 0.166 | F | 8 | 0.16 | F | 8 | 0 | 1 | D | 9 | 0 | C | 8
[26 empty] | 3737700% | 7:00 | 321 | 1346 | 127 | 2 | 8 | 81 | 2 | 15 | 108 | 2 | 8 | 139 | 2 | 8 | 70 | 2 | 15 | 122 | 2 | 8 | 262 | 2 | 19 | 10 | E | 9 | 10 | E | 9 | 11 | A | 7 | 6 | A | 7 | 71 | A | 7 | 988 | A | 7 | 260 | A | 7 | 2.1 | A | 7 | 16100 | B | 7 | 2400 | A | 7 | 1.5 | E | 8 | 0.166 | F | 8 | 0.16 | F | 8 | 0 | 1 | D | 9 | 0 | C | 8
[26 empty] | 3737700% | 8:00 | 574 | 1346 | 343 | 2 | 8 | 394 | 2 | 15 | 175 | 2 | 8 | 365 | 2 | 8 | 395 | 2 | 15 | 196 | 2 | 8 | 377 | 2 | 19 | 4 | E | 9 | 4 | E | 9 | 13 | A | 7 | 6 | A | 7 | 62 | A | 7 | 989 | A | 7 | 330 | A | 7 | 1.5 | A | 7 | 16100 | B | 7 | 77777 | A | 7 | 1.5 | E | 8 | 0.166 | F | 8 | 0.16 | F | 8 | 0 | 1 | D | 9 | 0 | C | 8
[26 empty] | 3737700% | 9:00 | 803 | 1346 | 466 | 2 | 8 | 300 | 2 | 15 | 286 | 2 | 8 | 496 | 2 | 8 | 318 | 2 | 15 | 305 | 2 | 8 | 731 | 2 | 19 | 6 | E | 9 | 5 | E | 9 | 13 | A | 7 | 6 | A | 7 | 62 | A | 7 | 989 | A | 7 | 350 | B | 8 | 2.6 | A | 7 | 16100 | B | 7 | 77777 | A | 7 | 1.5 | E | 8 | 0.166 | F | 8 | 0.16 | F | 8 | 0 | 1 | D | 9 | 0 | C | 8
[26 empty] | 3737700% | 10:00 | 994 | 1346 | 336 | 2 | 8 | 79 | 2 | 15 | 277 | 2 | 8 | 370 | 2 | 8 | 80 | 2 | 15 | 311 | 2 | 8 | 1055 | 2 | 19 | 2 | E | 9 | 2 | E | 9 | 14 | A | 7 | 5 | A | 7 | 55 | A | 7 | 989 | A | 7 | 10 | A | 7 | 3.1 | A | 7 | 16100 | B | 7 | 77777 | A | 7 | 1.5 | E | 8 | 0.166 | F | 8 | 0.16 | F | 8 | 0 | 1 | D | 9 | 0 | C | 8
[26 empty] | 3737700% | 11:00 | 1132 | 1346 | 823 | 2 | 8 | 597 | 2 | 15 | 320 | 2 | 8 | 879 | 2 | 8 | 623 | 2 | 15 | 354 | 2 | 8 | 1338 | 2 | 19 | 3 | E | 9 | 3 | E | 9 | 16 | A | 7 | 5 | A | 7 | 48 | A | 7 | 989 | A | 7 | 0 | A | 7 | 0 | A | 7 | 16100 | B | 7 | 77777 | A | 7 | 1.6 | E | 8 | 0.166 | F | 8 | 0.16 | F | 8 | 0 | 1 | D | 9 | 0 | C | 8
[26 empty] | 3737700% | 12:00 | 1208 | 1346 | 912 | 2 | 8 | 794 | 2 | 15 | 198 | 2 | 8 | 947 | 2 | 8 | 795 | 2 | 15 | 232 | 2 | 8 | 943 | 2 | 19 | 4 | E | 9 | 4 | E | 9 | 16 | A | 7 | 3 | A | 7 | 42 | A | 7 | 988 | A | 7 | 290 | A | 7 | 2.6 | A | 7 | 16100 | B | 7 | 77777 | A | 7 | 1.7 | E | 8 | 0.166 | F | 8 | 0.16 | F | 8 | 0 | 1 | D | 9 | 0 | C | 8
[26 empty] | 3737700% | 13:00 | 1217 | 1346 | 914 | 2 | 8 | 780 | 2 | 15 | 208 | 2 | 8 | 983 | 2 | 8 | 800 | 2 | 15 | 258 | 2 | 8 | 1141 | 2 | 19 | 0 | E | 9 | 0 | E | 9 | 17 | A | 7 | 4 | A | 7 | 42 | A | 7 | 988 | A | 7 | 0 | A | 7 | 0 | A | 7 | 16100 | B | 7 | 77777 | A | 7 | 1.7 | E | 8 | 0.166 | F | 8 | 0.16 | F | 8 | 0 | 1 | D | 9 | 0 | C | 8
[26 empty] | 3737700% | 14:00 | 1159 | 1346 | 869 | 2 | 8 | 765 | 2 | 15 | 209 | 2 | 8 | 928 | 2 | 8 | 782 | 2 | 15 | 253 | 2 | 8 | 932 | 2 | 19 | 0 | E | 9 | 0 | E | 9 | 18 | A | 7 | 4 | A | 7 | 39 | A | 7 | 987 | A | 7 | 0 | A | 7 | 0 | A | 7 | 16100 | B | 7 | 77777 | A | 7 | 1.8 | E | 8 | 0.166 | F | 8 | 0.16 | F | 8 | 0 | 1 | D | 9 | 0 | C | 8
[26 empty] | 3737700% | 15:00 | 1037 | 1346 | 737 | 2 | 8 | 697 | 2 | 15 | 199 | 2 | 8 | 779 | 2 | 8 | 708 | 2 | 15 | 232 | 2 | 8 | 652 | 2 | 19 | 0 | E | 9 | 0 | E | 9 | 18 | A | 7 | 3 | A | 7 | 37 | A | 7 | 986 | A | 7 | 220 | A | 7 | 1.5 | A | 7 | 16100 | B | 7 | 77777 | A | 7 | 1.9 | E | 8 | 0.166 | F | 8 | 0.16 | F | 8 | 0 | 1 | D | 9 | 0 | C | 8
[26 empty] | 3737700% | 16:00 | 860 | 1346 | 599 | 2 | 8 | 693 | 2 | 15 | 156 | 2 | 8 | 632 | 2 | 8 | 699 | 2 | 15 | 184 | 2 | 8 | 390 | 2 | 19 | 0 | E | 9 | 0 | E | 9 | 18 | A | 7 | 3 | A | 7 | 37 | A | 7 | 986 | A | 7 | 120 | A | 7 | 3.6 | A | 7 | 16100 | B | 7 | 77777 | A | 7 | 1.9 | E | 8 | 0.166 | F | 8 | 0.16 | F | 8 | 0 | 1 | D | 9 | 0 | C | 8
[26 empty] | 3737700% | 17:00 | 640 | 1346 | 407 | 2 | 8 | 573 | 2 | 15 | 134 | 2 | 8 | 420 | 2 | 8 | 555 | 2 | 15 | 156 | 2 | 8 | 270 | 2 | 19 | 0 | E | 9 | 0 | E | 9 | 19 | A | 7 | 3 | A | 7 | 34 | A | 7 | 986 | A | 7 | 100 | B | 8 | 1.5 | A | 7 | 16100 | B | 7 | 77777 | A | 7 | 1.9 | E | 8 | 0.166 | F | 8 | 0.16 | F | 8 | 0 | 1 | D | 9 | 0 | C | 8
[26 empty] | 3737700% | 18:00 | 392 | 1346 | 208 | 2 | 8 | 377 | 2 | 15 | 98 | 2 | 8 | 217 | 2 | 8 | 329 | 2 | 15 | 121 | 2 | 8 | 183 | 2 | 19 | 8 | E | 9 | 8 | E | 9 | 19 | A | 7 | 2 | A | 7 | 32 | A | 7 | 986 | A | 7 | 70 | A | 7 | 2.1 | A | 7 | 16100 | B | 7 | 2400 | A | 7 | 1.9 | E | 8 | 0.166 | F | 8 | 0.16 | F | 8 | 0 | 1 | D | 9 | 0 | C | 8
[26 empty] | 3737700% | 19:00 | 135 | 1346 | 38 | 2 | 8 | 70 | 2 | 15 | 31 | 2 | 8 | 40 | 2 | 8 | 34 | 2 | 15 | 37 | 2 | 8 | 55 | 2 | 19 | 10 | E | 9 | 10 | A | 7 | 19 | A | 7 | 3 | A | 7 | 34 | A | 7 | 986 | A | 7 | 130 | A | 7 | 2.6 | A | 7 | 16100 | B | 7 | 2100 | A | 7 | 1.9 | E | 8 | 0.166 | F | 8 | 0.16 | F | 8 | 0 | 1 | D | 9 | 0 | C | 8
[26 empty] | 3737700% | 20:00 | 0 | 79 | 0 | 2 | 8 | 0 | 2 | 15 | 0 | 2 | 8 | 0 | 2 | 8 | 0 | 2 | 15 | 0 | 2 | 8 | 0 | 2 | 19 | 10 | E | 9 | 10 | E | 9 | 18 | A | 7 | 4 | A | 7 | 39 | A | 7 | 985 | A | 7 | 100 | A | 7 | 2.6 | A | 7 | 16100 | B | 7 | 2100 | A | 7 | 2.1 | E | 8 | 0.166 | F | 8 | 0.16 | F | 8 | 0 | 1 | D | 9 | 0 | C | 8
[26 empty] | 3737700% | 21:00 | 0 | 0 | 0 | 2 | 0 | 0 | 2 | 0 | 0 | 2 | 0 | 0 | 2 | 0 | 0 | 2 | 0 | 0 | 2 | 0 | 0 | 2 | 0 | 10 | E | 9 | 10 | E | 9 | 17 | A | 7 | 5 | A | 7 | 45 | A | 7 | 986 | A | 7 | 120 | A | 7 | 4.1 | A | 7 | 16100 | B | 7 | 1800 | A | 7 | 2.3 | E | 8 | 0.166 | F | 8 | 0.16 | F | 8 | 0 | 1 | D | 9 | 0 | C | 8
[26 empty] | 3737700% | 22:00 | 0 | 0 | 0 | 2 | 0 | 0 | 2 | 0 | 0 | 2 | 0 | 0 | 2 | 0 | 0 | 2 | 0 | 0 | 2 | 0 | 0 | 2 | 0 | 10 | E | 9 | 10 | E | 9 | 17 | A | 7 | 7 | A | 7 | 52 | A | 7 | 985 | A | 7 | 160 | A | 7 | 3.6 | A | 7 | 16100 | B | 7 | 1800 | A | 7 | 2.4 | E | 8 | 0.166 | F | 8 | 0.16 | F | 8 | 0 | 1 | D | 9 | 0 | C | 8
[26 empty] | 3737700% | 23:00 | 0 | 0 | 0 | 2 | 0 | 0 | 2 | 0 | 0 | 2 | 0 | 0 | 2 | 0 | 0 | 2 | 0 | 0 | 2 | 0 | 0 | 2 | 0 | 10 | E | 9 | 10 | E | 9 | 17 | A | 7 | 6 | A | 7 | 48 | A | 7 | 984 | A | 7 | 150 | A | 7 | 5.1 | A | 7 | 16100 | B | 7 | 1800 | A | 7 | 2.7 | E | 8 | 0.166 | F | 8 | 0.16 | F | 8 | 0 | 1 | D | 9 | 0 | C | 8
[26 empty] | 3737700% | 24:00 | 0 | 0 | 0 | 2 | 0 | 0 | 2 | 0 | 0 | 2 | 0 | 0 | 2 | 0 | 0 | 2 | 0 | 0 | 2 | 0 | 0 | 2 | 0 | 10 | E | 9 | 10 | E | 9 | 16 | A | 7 | 7 | A | 7 | 55 | A | 7 | 984 | A | 7 | 170 | A | 7 | 5.1 | A | 7 | 16100 | B | 7 | 1800 | A | 7 | 2.9 | E | 8 | 0.166 | F | 8 | 0.16 | F | 8 | 0 | 1 | D | 9 | 0 | C | 8
[26 empty] | 3737800% | 1:00 | 0 | 0 | 0 | 2 | 0 | 0 | 2 | 0 | 0 | 2 | 0 | 0 | 2 | 0 | 0 | 2 | 0 | 0 | 2 | 0 | 0 | 2 | 0 | 10 | E | 9 | 10 | E | 9 | 13 | A | 7 | 10 | A | 7 | 82 | A | 7 | 982 | A | 7 | 160 | A | 7 | 3.6 | A | 7 | 12900 | B | 7 | 1500 | A | 7 | 3.1 | E | 8 | 0.167 | F | 8 | 0.16 | F | 8 | 0 | 1 | D | 9 | 61 | C | 8
[26 empty] | 3737800% | 2:00 | 0 | 0 | 0 | 2 | 0 | 0 | 2 | 0 | 0 | 2 | 0 | 0 | 2 | 0 | 0 | 2 | 0 | 0 | 2 | 0 | 0 | 2 | 0 | 10 | E | 9 | 10 | E | 9 | 13 | A | 7 | 10 | A | 7 | 82 | A | 7 | 980 | A | 7 | 160 | A | 7 | 5.7 | A | 7 | 16100 | B | 7 | 2700 | A | 7 | 3.2 | E | 8 | 0.167 | F | 8 | 0.16 | F | 8 | 0 | 1 | D | 9 | 0 | C | 8
[26 empty] | 3737800% | 3:00 | 0 | 0 | 0 | 2 | 0 | 0 | 2 | 0 | 0 | 2 | 0 | 0 | 2 | 0 | 0 | 2 | 0 | 0 | 2 | 0 | 0 | 2 | 0 | 10 | E | 9 | 10 | E | 9 | 13 | A | 7 | 11 | A | 7 | 88 | A | 7 | 979 | A | 7 | 150 | A | 7 | 3.1 | A | 7 | 16100 | B | 7 | 750 | A | 7 | 3.2 | E | 8 | 0.167 | F | 8 | 0.16 | F | 8 | 0 | 1 | D | 9 | 61 | C | 8
[26 empty] | 3737800% | 4:00 | 0 | 0 | 0 | 2 | 0 | 0 | 2 | 0 | 0 | 2 | 0 | 0 | 2 | 0 | 0 | 2 | 0 | 0 | 2 | 0 | 0 | 2 | 0 | 10 | B | 8 | 10 | B | 8 | 12.7 | B | 8 | 11.1 | B | 8 | 90 | A | 7 | 978 | B | 8 | 180 | B | 8 | 2.9 | B | 8 | 12066 | C | 8 | 570 | B | 8 | 3.3 | E | 8 | 0.167 | F | 8 | 0.16 | F | 8 | 0 | 1 | D | 9 | 61 | C | 8
[26 empty] | 3737800% | 5:00 | 0 | 0 | 0 | 2 | 0 | 0 | 2 | 0 | 0 | 2 | 0 | 0 | 2 | 0 | 0 | 2 | 0 | 0 | 2 | 0 | 0 | 2 | 0 | 10 | B | 8 | 10 | B | 8 | 12.4 | B | 8 | 11.5 | B | 8 | 94 | A | 7 | 977 | B | 8 | 200 | B | 8 | 2.8 | B | 8 | 8033 | C | 8 | 390 | B | 8 | 3.4 | E | 8 | 0.167 | F | 8 | 0.16 | F | 8 | 0 | 1 | D | 9 | 10 | C | 8
[26 empty] | 3737800% | 6:00 | 76 | 1087 | 0 | 2 | 8 | 0 | 2 | 15 | 0 | 2 | 8 | 0 | 2 | 8 | 0 | 2 | 15 | 0 | 2 | 8 | 0 | 2 | 19 | 10 | E | 9 | 10 | E | 9 | 13 | A | 7 | 12 | A | 7 | 94 | A | 7 | 976 | B | 8 | 230 | A | 7 | 2.6 | A | 7 | 4000 | B | 7 | 210 | A | 7 | 3.4 | E | 8 | 0.167 | F | 8 | 0.16 | F | 8 | 15 | 1 | D | 9 | 10 | C | 8
[26 empty] | 3737800% | 7:00 | 325 | 1345 | 34 | 2 | 8 | 0 | 2 | 15 | 34 | 2 | 8 | 41 | 2 | 8 | 0 | 2 | 15 | 41 | 2 | 8 | 143 | 2 | 19 | 9 | E | 9 | 8 | E | 9 | 14 | A | 7 | 13 | A | 7 | 94 | A | 7 | 974 | A | 7 | 190 | A | 7 | 5.1 | A | 7 | 8000 | B | 7 | 1800 | A | 7 | 3.5 | E | 8 | 0.167 | F | 8 | 0.16 | F | 8 | 0 | 1 | D | 9 | 10 | C | 8
[26 empty] | 3737800% | 8:00 | 578 | 1345 | 175 | 2 | 8 | 12 | 2 | 15 | 169 | 2 | 8 | 197 | 2 | 8 | 9 | 2 | 15 | 193 | 2 | 8 | 647 | 2 | 19 | 10 | E | 9 | 10 | E | 9 | 14 | A | 7 | 14 | A | 7 | 100 | A | 7 | 976 | A | 7 | 230 | A | 7 | 3.6 | A | 7 | 4800 | B | 7 | 150 | A | 7 | 3.2 | E | 8 | 0.167 | F | 8 | 0.16 | F | 8 | 0 | 1 | D | 9 | 10 | C | 8
[26 empty] | 3737800% | 9:00 | 807 | 1345 | 308 | 2 | 8 | 61 | 2 | 15 | 271 | 2 | 8 | 338 | 2 | 8 | 62 | 2 | 15 | 301 | 2 | 8 | 869 | 2 | 19 | 10 | E | 9 | 10 | E | 9 | 16 | A | 7 | 15 | A | 7 | 94 | A | 7 | 975 | A | 7 | 180 | A | 7 | 3.1 | A | 7 | 6400 | B | 7 | 1200 | A | 7 | 2.9 | E | 8 | 0.167 | F | 8 | 0.16 | F | 8 | 0 | 1 | D | 9 | 10 | C | 8
[26 empty] | 3737800% | 10:00 | 997 | 1345 | 659 | 2 | 8 | 479 | 2 | 15 | 303 | 2 | 8 | 693 | 2 | 8 | 497 | 2 | 15 | 324 | 2 | 8 | 943 | 2 | 19 | 4 | E | 9 | 4 | E | 9 | 21 | A | 7 | 17 | A | 7 | 78 | A | 7 | 975 | A | 7 | 190 | A | 7 | 6.2 | A | 7 | 8000 | B | 7 | 77777 | A | 7 | 2.6 | E | 8 | 0.167 | F | 8 | 0.16 | F | 8 | 0 | 1 | D | 9 | 5 | C | 8
[26 empty] | 3737800% | 11:00 | 1134 | 1345 | 656 | 2 | 8 | 302 | 2 | 15 | 401 | 2 | 8 | 713 | 2 | 8 | 327 | 2 | 15 | 436 | 2 | 8 | 1624 | 2 | 19 | 0 | E | 9 | 0 | E | 9 | 23 | A | 7 | 18 | A | 7 | 73 | A | 7 | 975 | A | 7 | 210 | A | 7 | 5.7 | A | 7 | 16100 | B | 7 | 77777 | A | 7 | 2.6 | E | 8 | 0.167 | F | 8 | 0.16 | F | 8 | 0 | 1 | D | 9 | 0 | C | 8
[26 empty] | 3737800% | 12:00 | 1210 | 1345 | 924 | 2 | 8 | 739 | 2 | 15 | 257 | 2 | 8 | 976 | 2 | 8 | 750 | 2 | 15 | 300 | 2 | 8 | 1355 | 2 | 19 | 1 | E | 9 | 1 | E | 9 | 26 | A | 7 | 18 | A | 7 | 61 | A | 7 | 974 | A | 7 | 170 | A | 7 | 6.2 | A | 7 | 16100 | B | 7 | 77777 | A | 7 | 2.5 | E | 8 | 0.167 | F | 8 | 0.16 | F | 8 | 0 | 1 | D | 9 | 0 | C | 8
[26 empty] | 3737800% | 13:00 | 1219 | 1345 | 867 | 2 | 8 | 570 | 2 | 15 | 349 | 2 | 8 | 928 | 2 | 8 | 596 | 2 | 15 | 387 | 2 | 8 | 1967 | 2 | 19 | 7 | E | 9 | 6 | E | 9 | 27 | A | 7 | 19 | A | 7 | 62 | A | 7 | 974 | A | 7 | 200 | A | 7 | 5.1 | A | 7 | 16100 | B | 7 | 77777 | A | 7 | 2.4 | E | 8 | 0.167 | F | 8 | 0.16 | F | 8 | 0 | 1 | D | 9 | 0 | C | 8
[26 empty] | 3737800% | 14:00 | 1161 | 1345 | 634 | 2 | 8 | 281 | 2 | 15 | 391 | 2 | 8 | 692 | 2 | 8 | 305 | 2 | 15 | 428 | 2 | 8 | 1681 | 2 | 19 | 9 | E | 9 | 8 | E | 9 | 28 | A | 7 | 19 | A | 7 | 58 | A | 7 | 973 | A | 7 | 200 | A | 7 | 3.1 | A | 7 | 16100 | B | 7 | 77777 | A | 7 | 2.6 | E | 8 | 0.167 | F | 8 | 0.16 | F | 8 | 0 | 1 | D | 9 | 61 | C | 8
[26 empty] | 3737800% | 15:00 | 1039 | 1345 | 161 | 2 | 8 | 6 | 2 | 15 | 157 | 2 | 8 | 199 | 2 | 8 | 4 | 2 | 15 | 195 | 2 | 8 | 801 | 2 | 19 | 5 | E | 9 | 5 | E | 9 | 29 | A | 7 | 14 | A | 7 | 40 | A | 7 | 973 | A | 7 | 240 | A | 7 | 10.3 | A | 7 | 16100 | B | 7 | 77777 | A | 7 | 2.9 | E | 8 | 0.167 | F | 8 | 0.16 | F | 8 | 0 | 1 | D | 9 | 0 | C | 8
[26 empty] | 3737800% | 16:00 | 862 | 1345 | 583 | 2 | 8 | 432 | 2 | 15 | 305 | 2 | 8 | 623 | 2 | 8 | 461 | 2 | 15 | 326 | 2 | 8 | 819 | 2 | 19 | 8 | E | 9 | 7 | E | 9 | 29 | A | 7 | 14 | A | 7 | 40 | A | 7 | 973 | A | 7 | 250 | A | 7 | 5.7 | A | 7 | 16100 | B | 7 | 77777 | A | 7 | 3.1 | E | 8 | 0.167 | F | 8 | 0.16 | F | 8 | 0 | 1 | D | 9 | 0 | C | 8
[26 empty] | 3737800% | 17:00 | 642 | 1345 | 118 | 2 | 8 | 0 | 2 | 15 | 118 | 2 | 8 | 139 | 2 | 8 | 0 | 2 | 15 | 139 | 2 | 8 | 522 | 2 | 19 | 10 | E | 9 | 10 | E | 9 | 26 | A | 7 | 17 | A | 7 | 58 | A | 7 | 973 | A | 7 | 250 | A | 7 | 5.1 | A | 7 | 16100 | B | 7 | 2400 | A | 7 | 3 | E | 8 | 0.167 | F | 8 | 0.16 | F | 8 | 3 | 1 | D | 9 | 0 | C | 8
[26 empty] | 3737800% | 18:00 | 395 | 1345 | 87 | 2 | 8 | 0 | 2 | 15 | 87 | 2 | 8 | 99 | 2 | 8 | 0 | 2 | 15 | 99 | 2 | 8 | 333 | 2 | 19 | 9 | E | 9 | 4 | E | 9 | 24 | A | 7 | 16 | A | 7 | 61 | A | 7 | 974 | A | 7 | 250 | A | 7 | 6.2 | A | 7 | 16100 | B | 7 | 77777 | A | 7 | 2.9 | E | 8 | 0.167 | F | 8 | 0.16 | F | 8 | 0 | 1 | D | 9 | 61 | C | 8
[26 empty] | 3737800% | 19:00 | 139 | 1345 | 13 | 2 | 8 | 0 | 2 | 15 | 13 | 2 | 8 | 16 | 2 | 8 | 0 | 2 | 15 | 16 | 2 | 8 | 51 | 2 | 19 | 5 | E | 9 | 5 | A | 7 | 23 | A | 7 | 14 | A | 7 | 57 | A | 7 | 974 | A | 7 | 260 | A | 7 | 8.2 | A | 7 | 16100 | B | 7 | 77777 | A | 7 | 2.8 | E | 8 | 0.167 | F | 8 | 0.16 | F | 8 | 0 | 1 | D | 9 | 0 | C | 8
[26 empty] | 3737800% | 20:00 | 1 | 101 | 0 | 2 | 8 | 0 | 2 | 15 | 0 | 2 | 8 | 0 | 2 | 8 | 0 | 2 | 15 | 0 | 2 | 8 | 0 | 2 | 19 | 10 | E | 9 | 10 | E | 9 | 22 | A | 7 | 15 | A | 7 | 64 | A | 7 | 976 | A | 7 | 290 | A | 7 | 5.7 | A | 7 | 16100 | B | 7 | 1800 | A | 7 | 2.7 | E | 8 | 0.167 | F | 8 | 0.16 | F | 8 | 0 | 1 | D | 9 | 0 | C | 8
[26 empty] | 3737800% | 21:00 | 0 | 0 | 0 | 2 | 0 | 0 | 2 | 0 | 0 | 2 | 0 | 0 | 2 | 0 | 0 | 2 | 0 | 0 | 2 | 0 | 0 | 2 | 0 | 4 | E | 9 | 4 | E | 9 | 19 | A | 7 | 12 | A | 7 | 64 | A | 7 | 978 | A | 7 | 320 | A | 7 | 5.7 | A | 7 | 16100 | B | 7 | 77777 | A | 7 | 2.6 | E | 8 | 0.167 | F | 8 | 0.16 | F | 8 | 0 | 1 | D | 9 | 0 | C | 8
[26 empty] | 3737800% | 22:00 | 0 | 0 | 0 | 2 | 0 | 0 | 2 | 0 | 0 | 2 | 0 | 0 | 2 | 0 | 0 | 2 | 0 | 0 | 2 | 0 | 0 | 2 | 0 | 5 | E | 9 | 5 | E | 9 | 17 | A | 7 | 11 | A | 7 | 68 | A | 7 | 980 | A | 7 | 300 | A | 7 | 6.2 | A | 7 | 16100 | B | 7 | 77777 | A | 7 | 2.5 | E | 8 | 0.167 | F | 8 | 0.16 | F | 8 | 0 | 1 | D | 9 | 0 | C | 8
[26 empty] | 3737800% | 23:00 | 0 | 0 | 0 | 2 | 0 | 0 | 2 | 0 | 0 | 2 | 0 | 0 | 2 | 0 | 0 | 2 | 0 | 0 | 2 | 0 | 0 | 2 | 0 | 0 | E | 9 | 0 | E | 9 | 14 | A | 7 | 7 | A | 7 | 63 | A | 7 | 981 | A | 7 | 310 | A | 7 | 7.2 | A | 7 | 16100 | B | 7 | 77777 | A | 7 | 2.2 | E | 8 | 0.167 | F | 8 | 0.16 | F | 8 | 0 | 1 | D | 9 | 0 | C | 8
[26 empty] | 3737800% | 24:00 | 0 | 0 | 0 | 2 | 0 | 0 | 2 | 0 | 0 | 2 | 0 | 0 | 2 | 0 | 0 | 2 | 0 | 0 | 2 | 0 | 0 | 2 | 0 | 10 | E | 9 | 10 | E | 9 | 14 | A | 7 | 7 | A | 7 | 63 | A | 7 | 982 | A | 7 | 290 | A | 7 | 5.7 | A | 7 | 16100 | B | 7 | 1500 | A | 7 | 1.9 | E | 8 | 0.167 | F | 8 | 0.16 | F | 8 | 0 | 1 | D | 9 | 0 | C | 8
[26 empty] | 3737900% | 1:00 | 0 | 0 | 0 | 2 | 0 | 0 | 2 | 0 | 0 | 2 | 0 | 0 | 2 | 0 | 0 | 2 | 0 | 0 | 2 | 0 | 0 | 2 | 0 | 10 | E | 9 | 10 | E | 9 | 14 | A | 7 | 5 | A | 7 | 55 | A | 7 | 983 | A | 7 | 280 | A | 7 | 6.7 | A | 7 | 16100 | B | 7 | 1800 | A | 7 | 1.7 | E | 8 | 0.168 | F | 8 | 0.16 | F | 8 | 0 | 1 | D | 9 | 0 | C | 8
[26 empty] | 3737900% | 2:00 | 0 | 0 | 0 | 2 | 0 | 0 | 2 | 0 | 0 | 2 | 0 | 0 | 2 | 0 | 0 | 2 | 0 | 0 | 2 | 0 | 0 | 2 | 0 | 10 | E | 9 | 10 | E | 9 | 13 | A | 7 | 3 | A | 7 | 51 | A | 7 | 983 | A | 7 | 300 | A | 7 | 11.3 | A | 7 | 16100 | B | 7 | 1800 | A | 7 | 1.4 | E | 8 | 0.168 | F | 8 | 0.16 | F | 8 | 0 | 1 | D | 9 | 0 | C | 8
[26 empty] | 3737900% | 3:00 | 0 | 0 | 0 | 2 | 0 | 0 | 2 | 0 | 0 | 2 | 0 | 0 | 2 | 0 | 0 | 2 | 0 | 0 | 2 | 0 | 0 | 2 | 0 | 0 | E | 9 | 0 | E | 9 | 11 | A | 7 | -1 | A | 7 | 43 | A | 7 | 984 | A | 7 | 290 | A | 7 | 8.7 | A | 7 | 16100 | B | 7 | 77777 | A | 7 | 1.2 | E | 8 | 0.168 | F | 8 | 0.16 | F | 8 | 0 | 1 | D | 9 | 0 | C | 8
[26 empty] | 3737900% | 4:00 | 0 | 0 | 0 | 2 | 0 | 0 | 2 | 0 | 0 | 2 | 0 | 0 | 2 | 0 | 0 | 2 | 0 | 0 | 2 | 0 | 0 | 2 | 0 | 0 | E | 9 | 0 | E | 9 | 9 | A | 7 | -2 | A | 7 | 45 | A | 7 | 985 | A | 7 | 310 | A | 7 | 5.7 | A | 7 | 16100 | B | 7 | 77777 | A | 7 | 1 | E | 8 | 0.168 | F | 8 | 0.16 | F | 8 | 0 | 1 | D | 9 | 0 | C | 8
[26 empty] | 3737900% | 5:00 | 0 | 0 | 0 | 2 | 0 | 0 | 2 | 0 | 0 | 2 | 0 | 0 | 2 | 0 | 0 | 2 | 0 | 0 | 2 | 0 | 0 | 2 | 0 | 0 | E | 9 | 0 | E | 9 | 8 | A | 7 | -3 | A | 7 | 44 | A | 7 | 986 | A | 7 | 300 | A | 7 | 5.7 | A | 7 | 16100 | B | 7 | 77777 | A | 7 | 0.9 | E | 8 | 0.168 | F | 8 | 0.16 | F | 8 | 0 | 1 | D | 9 | 0 | C | 8
[26 empty] | 3737900% | 6:00 | 80 | 1109 | 0 | 2 | 8 | 0 | 2 | 15 | 0 | 2 | 8 | 0 | 2 | 8 | 0 | 2 | 15 | 0 | 2 | 8 | 0 | 2 | 19 | 0 | E | 9 | 0 | E | 9 | 7 | A | 7 | -2 | A | 7 | 52 | A | 7 | 988 | A | 7 | 280 | A | 7 | 4.6 | A | 7 | 16100 | B | 7 | 77777 | A | 7 | 0.8 | E | 8 | 0.168 | F | 8 | 0.16 | F | 8 | 0 | 1 | D | 9 | 0 | C | 8
[26 empty] | 3737900% | 7:00 | 330 | 1344 | 184 | 2 | 8 | 288 | 2 | 15 | 113 | 2 | 8 | 191 | 2 | 8 | 238 | 2 | 15 | 133 | 2 | 8 | 231 | 2 | 19 | 0 | E | 9 | 0 | E | 9 | 9 | A | 7 | -3 | A | 7 | 41 | A | 7 | 988 | A | 7 | 300 | A | 7 | 6.2 | A | 7 | 16100 | B | 7 | 77777 | A | 7 | 0.8 | E | 8 | 0.168 | F | 8 | 0.16 | F | 8 | 0 | 1 | D | 9 | 0 | C | 8
[26 empty] | 3737900% | 8:00 | 582 | 1344 | 356 | 2 | 8 | 474 | 2 | 15 | 150 | 2 | 8 | 373 | 2 | 8 | 462 | 2 | 15 | 172 | 2 | 8 | 301 | 2 | 19 | 0 | E | 9 | 0 | E | 9 | 11 | A | 7 | -2 | A | 7 | 39 | A | 7 | 988 | A | 7 | 270 | A | 7 | 6.2 | A | 7 | 16100 | B | 7 | 77777 | A | 7 | 0.8 | E | 8 | 0.168 | F | 8 | 0.16 | F | 8 | 0 | 1 | D | 9 | 0 | C | 8
[26 empty] | 3737900% | 9:00 | 810 | 1344 | 544 | 2 | 8 | 593 | 2 | 15 | 186 | 2 | 8 | 584 | 2 | 8 | 609 | 2 | 15 | 216 | 2 | 8 | 437 | 2 | 19 | 0 | E | 9 | 0 | E | 9 | 12 | A | 7 | -3 | A | 7 | 34 | A | 7 | 988 | A | 7 | 310 | A | 7 | 6.7 | A | 7 | 16100 | B | 7 | 77777 | A | 7 | 0.8 | E | 8 | 0.168 | F | 8 | 0.16 | F | 8 | 0 | 1 | D | 9 | 0 | C | 8
[26 empty] | 3737900% | 10:00 | 1000 | 1344 | 696 | 2 | 8 | 648 | 2 | 15 | 213 | 2 | 8 | 729 | 2 | 8 | 654 | 2 | 15 | 242 | 2 | 8 | 643 | 2 | 19 | 0 | E | 9 | 0 | E | 9 | 14 | A | 7 | -2 | A | 7 | 32 | A | 7 | 989 | A | 7 | 300 | A | 7 | 12.9 | A | 7 | 16100 | B | 7 | 77777 | A | 7 | 0.8 | E | 8 | 0.168 | F | 8 | 0.16 | F | 8 | 0 | 1 | D | 9 | 0 | C | 8
[26 empty] | 3737900% | 11:00 | 1137 | 1344 | 823 | 2 | 8 | 694 | 2 | 15 | 235 | 2 | 8 | 870 | 2 | 8 | 705 | 2 | 15 | 272 | 2 | 8 | 974 | 2 | 19 | 0 | E | 9 | 0 | E | 9 | 15 | A | 7 | -3 | A | 7 | 28 | A | 7 | 989 | A | 7 | 300 | A | 7 | 11.3 | A | 7 | 16100 | B | 7 | 77777 | A | 7 | 0.8 | E | 8 | 0.168 | F | 8 | 0.16 | F | 8 | 0 | 1 | D | 9 | 0 | C | 8
[26 empty] | 3737900% | 12:00 | 1213 | 1344 | 893 | 2 | 8 | 721 | 2 | 15 | 241 | 2 | 8 | 949 | 2 | 8 | 734 | 2 | 15 | 285 | 2 | 8 | 1292 | 2 | 19 | 0 | E | 9 | 0 | E | 9 | 16 | A | 7 | -2 | A | 7 | 28 | A | 7 | 989 | A | 7 | 300 | A | 7 | 8.7 | A | 7 | 16100 | B | 7 | 77777 | A | 7 | 0.8 | E | 8 | 0.168 | F | 8 | 0.16 | F | 8 | 0 | 1 | D | 9 | 0 | C | 8
[26 empty] | 3737900% | 13:00 | 1222 | 1344 | 878 | 2 | 8 | 636 | 2 | 15 | 300 | 2 | 8 | 920 | 2 | 8 | 640 | 2 | 15 | 338 | 2 | 8 | 1641 | 2 | 19 | 0 | E | 9 | 0 | E | 9 | 17 | A | 7 | -3 | A | 7 | 25 | A | 7 | 990 | A | 7 | 300 | A | 7 | 10.3 | A | 7 | 16100 | B | 7 | 77777 | A | 7 | 0.9 | E | 8 | 0.168 | F | 8 | 0.16 | F | 8 | 0 | 1 | D | 9 | 0 | C | 8
[26 empty] | 3737900% | 14:00 | 1163 | 1344 | 858 | 2 | 8 | 724 | 2 | 15 | 230 | 2 | 8 | 910 | 2 | 8 | 737 | 2 | 15 | 271 | 2 | 8 | 1036 | 2 | 19 | 0 | E | 9 | 0 | E | 9 | 16 | A | 7 | -3 | A | 7 | 26 | A | 7 | 990 | A | 7 | 300 | A | 7 | 8.7 | A | 7 | 16100 | B | 7 | 77777 | A | 7 | 0.9 | E | 8 | 0.168 | F | 8 | 0.16 | F | 8 | 0 | 1 | D | 9 | 0 | C | 8
[26 empty] | 3737900% | 15:00 | 1041 | 1344 | 749 | 2 | 8 | 709 | 2 | 15 | 198 | 2 | 8 | 792 | 2 | 8 | 721 | 2 | 15 | 232 | 2 | 8 | 657 | 2 | 19 | 1 | E | 9 | 1 | E | 9 | 16 | A | 7 | -2 | A | 7 | 28 | A | 7 | 991 | A | 7 | 310 | A | 7 | 9.8 | A | 7 | 16100 | B | 7 | 77777 | A | 7 | 0.8 | E | 8 | 0.168 | F | 8 | 0.16 | F | 8 | 0 | 1 | D | 9 | 0 | C | 8
[26 empty] | 3737900% | 16:00 | 865 | 1344 | 577 | 2 | 8 | 551 | 2 | 15 | 222 | 2 | 8 | 614 | 2 | 8 | 568 | 2 | 15 | 248 | 2 | 8 | 560 | 2 | 19 | 7 | E | 9 | 6 | E | 9 | 14 | A | 7 | -2 | A | 7 | 32 | A | 7 | 992 | A | 7 | 310 | A | 7 | 10.8 | A | 7 | 16100 | B | 7 | 77777 | A | 7 | 0.8 | E | 8 | 0.168 | F | 8 | 0.16 | F | 8 | 0 | 1 | D | 9 | 0 | C | 8
[26 empty] | 3737900% | 17:00 | 645 | 1344 | 343 | 2 | 8 | 292 | 2 | 15 | 203 | 2 | 8 | 366 | 2 | 8 | 300 | 2 | 15 | 221 | 2 | 8 | 455 | 2 | 19 | 6 | E | 9 | 5 | E | 9 | 14 | A | 7 | -3 | A | 7 | 30 | A | 7 | 993 | A | 7 | 300 | A | 7 | 8.2 | A | 7 | 16100 | B | 7 | 77777 | A | 7 | 0.8 | E | 8 | 0.168 | F | 8 | 0.16 | F | 8 | 0 | 1 | D | 9 | 0 | C | 8
[26 empty] | 3737900% | 18:00 | 398 | 1344 | 190 | 2 | 8 | 277 | 2 | 15 | 108 | 2 | 8 | 202 | 2 | 8 | 249 | 2 | 15 | 128 | 2 | 8 | 213 | 2 | 19 | 4 | E | 9 | 3 | E | 9 | 13 | A | 7 | -2 | A | 7 | 35 | A | 7 | 993 | A | 7 | 310 | A | 7 | 5.1 | A | 7 | 16100 | B | 7 | 77777 | A | 7 | 0.7 | E | 8 | 0.168 | F | 8 | 0.16 | F | 8 | 0 | 1 | D | 9 | 0 | C | 8
[26 empty] | 3737900% | 19:00 | 142 | 1344 | 42 | 2 | 8 | 62 | 2 | 15 | 36 | 2 | 8 | 46 | 2 | 8 | 35 | 2 | 15 | 43 | 2 | 8 | 75 | 2 | 19 | 0 | E | 9 | 0 | A | 7 | 12 | A | 7 | -3 | A | 7 | 34 | A | 7 | 994 | A | 7 | 310 | A | 7 | 4.6 | A | 7 | 16100 | B | 7 | 77777 | A | 7 | 0.6 | E | 8 | 0.168 | F | 8 | 0.16 | F | 8 | 0 | 1 | D | 9 | 0 | C | 8
[26 empty] | 3737900% | 20:00 | 1 | 123 | 0 | 2 | 8 | 0 | 2 | 15 | 0 | 2 | 8 | 0 | 2 | 8 | 0 | 2 | 15 | 0 | 2 | 8 | 0 | 2 | 19 | 0 | E | 9 | 0 | E | 9 | 10 | A | 7 | -4 | A | 7 | 36 | A | 7 | 995 | A | 7 | 340 | A | 7 | 3.1 | A | 7 | 16100 | B | 7 | 77777 | A | 7 | 0.6 | E | 8 | 0.168 | F | 8 | 0.16 | F | 8 | 0 | 1 | D | 9 | 0 | C | 8
[26 empty] | 3737900% | 21:00 | 0 | 0 | 0 | 2 | 0 | 0 | 2 | 0 | 0 | 2 | 0 | 0 | 2 | 0 | 0 | 2 | 0 | 0 | 2 | 0 | 0 | 2 | 0 | 0 | E | 9 | 0 | E | 9 | 9 | A | 7 | -4 | A | 7 | 38 | A | 7 | 996 | A | 7 | 330 | A | 7 | 3.6 | A | 7 | 16100 | B | 7 | 77777 | A | 7 | 0.6 | E | 8 | 0.168 | F | 8 | 0.16 | F | 8 | 0 | 1 | D | 9 | 0 | C | 8
[26 empty] | 3737900% | 22:00 | 0 | 0 | 0 | 2 | 0 | 0 | 2 | 0 | 0 | 2 | 0 | 0 | 2 | 0 | 0 | 2 | 0 | 0 | 2 | 0 | 0 | 2 | 0 | 0 | E | 9 | 0 | E | 9 | 9 | A | 7 | -4 | A | 7 | 38 | A | 7 | 997 | A | 7 | 320 | A | 7 | 2.6 | A | 7 | 16100 | B | 7 | 77777 | A | 7 | 0.5 | E | 8 | 0.168 | F | 8 | 0.16 | F | 8 | 0 | 1 | D | 9 | 0 | C | 8
[26 empty] | 3737900% | 23:00 | 0 | 0 | 0 | 2 | 0 | 0 | 2 | 0 | 0 | 2 | 0 | 0 | 2 | 0 | 0 | 2 | 0 | 0 | 2 | 0 | 0 | 2 | 0 | 0 | E | 9 | 0 | E | 9 | 7 | A | 7 | -3 | A | 7 | 48 | A | 7 | 998 | A | 7 | 340 | A | 7 | 2.1 | A | 7 | 16100 | B | 7 | 77777 | A | 7 | 0.5 | E | 8 | 0.168 | F | 8 | 0.16 | F | 8 | 0 | 1 | D | 9 | 0 | C | 8
[26 empty] | 3737900% | 24:00 | 0 | 0 | 0 | 2 | 0 | 0 | 2 | 0 | 0 | 2 | 0 | 0 | 2 | 0 | 0 | 2 | 0 | 0 | 2 | 0 | 0 | 2 | 0 | 0 | E | 9 | 0 | E | 9 | 7 | A | 7 | -3 | A | 7 | 48 | A | 7 | 998 | A | 7 | 100 | A | 7 | 3.1 | A | 7 | 16100 | B | 7 | 77777 | A | 7 | 0.5 | E | 8 | 0.168 | F | 8 | 0.16 | F | 8 | 0 | 1 | D | 9 | 0 | C | 8
[26 empty] | 3738000% | 1:00 | 0 | 0 | 0 | 2 | 0 | 0 | 2 | 0 | 0 | 2 | 0 | 0 | 2 | 0 | 0 | 2 | 0 | 0 | 2 | 0 | 0 | 2 | 0 | 0 | E | 9 | 0 | E | 9 | 7 | A | 7 | -4 | A | 7 | 44 | A | 7 | 999 | A | 7 | 0 | A | 7 | 0 | A | 7 | 16100 | B | 7 | 77777 | A | 7 | 0.5 | E | 8 | 0.169 | F | 8 | 0.16 | F | 8 | 0 | 1 | D | 9 | 0 | C | 8
[26 empty] | 3738000% | 2:00 | 0 | 0 | 0 | 2 | 0 | 0 | 2 | 0 | 0 | 2 | 0 | 0 | 2 | 0 | 0 | 2 | 0 | 0 | 2 | 0 | 0 | 2 | 0 | 6 | E | 9 | 6 | E | 9 | 6 | A | 7 | -3 | A | 7 | 51 | A | 7 | 999 | A | 7 | 340 | A | 7 | 1.5 | A | 7 | 16100 | B | 7 | 77777 | A | 7 | 0.5 | E | 8 | 0.169 | F | 8 | 0.16 | F | 8 | 0 | 1 | D | 9 | 0 | C | 8
[26 empty] | 3738000% | 3:00 | 0 | 0 | 0 | 2 | 0 | 0 | 2 | 0 | 0 | 2 | 0 | 0 | 2 | 0 | 0 | 2 | 0 | 0 | 2 | 0 | 0 | 2 | 0 | 0 | E | 9 | 0 | E | 9 | 4 | A | 7 | -2 | A | 7 | 64 | A | 7 | 999 | A | 7 | 90 | A | 7 | 2.1 | A | 7 | 16100 | B | 7 | 77777 | A | 7 | 0.5 | E | 8 | 0.169 | F | 8 | 0.16 | F | 8 | 0 | 1 | D | 9 | 0 | C | 8
[26 empty] | 3738000% | 4:00 | 0 | 0 | 0 | 2 | 0 | 0 | 2 | 0 | 0 | 2 | 0 | 0 | 2 | 0 | 0 | 2 | 0 | 0 | 2 | 0 | 0 | 2 | 0 | 0 | E | 9 | 0 | E | 9 | 3 | A | 7 | -3 | A | 7 | 63 | A | 7 | 999 | A | 7 | 40 | A | 7 | 2.1 | A | 7 | 16100 | B | 7 | 77777 | A | 7 | 0.4 | E | 8 | 0.169 | F | 8 | 0.16 | F | 8 | 0 | 1 | D | 9 | 0 | C | 8
[26 empty] | 3738000% | 5:00 | 0 | 0 | 0 | 2 | 0 | 0 | 2 | 0 | 0 | 2 | 0 | 0 | 2 | 0 | 0 | 2 | 0 | 0 | 2 | 0 | 0 | 2 | 0 | 0 | E | 9 | 0 | E | 9 | 5 | A | 7 | -4 | A | 7 | 50 | A | 7 | 1000 | A | 7 | 0 | A | 7 | 0 | A | 7 | 16100 | B | 7 | 77777 | A | 7 | 0.5 | E | 8 | 0.169 | F | 8 | 0.16 | F | 8 | 0 | 1 | D | 9 | 0 | C | 8
[26 empty] | 3738000% | 6:00 | 84 | 1131 | 0 | 2 | 8 | 0 | 2 | 15 | 0 | 2 | 8 | 0 | 2 | 8 | 0 | 2 | 15 | 0 | 2 | 8 | 0 | 2 | 19 | 0 | E | 9 | 0 | E | 9 | 2 | A | 7 | -2 | A | 7 | 73 | A | 7 | 1001 | A | 7 | 300 | A | 7 | 1.5 | A | 7 | 16100 | B | 7 | 77777 | A | 7 | 0.5 | E | 8 | 0.169 | F | 8 | 0.16 | F | 8 | 0 | 1 | D | 9 | 0 | C | 8
[26 empty] | 3738000% | 7:00 | 334 | 1344 | 182 | 2 | 8 | 301 | 2 | 15 | 108 | 2 | 8 | 191 | 2 | 8 | 251 | 2 | 15 | 129 | 2 | 8 | 218 | 2 | 19 | 0 | E | 9 | 0 | E | 9 | 5 | A | 7 | 0 | A | 7 | 70 | A | 7 | 1001 | A | 7 | 310 | A | 7 | 2.1 | A | 7 | 16100 | B | 7 | 77777 | A | 7 | 0.5 | E | 8 | 0.169 | F | 8 | 0.16 | F | 8 | 0 | 1 | D | 9 | 0 | C | 8
[26 empty] | 3738000% | 8:00 | 586 | 1344 | 376 | 2 | 8 | 549 | 2 | 15 | 137 | 2 | 8 | 399 | 2 | 8 | 537 | 2 | 15 | 165 | 2 | 8 | 273 | 2 | 19 | 0 | E | 9 | 0 | E | 9 | 9 | A | 7 | -1 | A | 7 | 49 | A | 7 | 1002 | A | 7 | 90 | A | 7 | 2.6 | A | 7 | 16100 | B | 7 | 77777 | A | 7 | 0.5 | E | 8 | 0.169 | F | 8 | 0.16 | F | 8 | 0 | 1 | D | 9 | 0 | C | 8
[26 empty] | 3738000% | 9:00 | 814 | 1344 | 556 | 2 | 8 | 623 | 2 | 15 | 178 | 2 | 8 | 577 | 2 | 8 | 620 | 2 | 15 | 201 | 2 | 8 | 412 | 2 | 19 | 0 | E | 9 | 0 | E | 9 | 11 | A | 7 | -2 | A | 7 | 39 | A | 7 | 1003 | A | 7 | 70 | A | 7 | 2.6 | A | 7 | 16100 | B | 7 | 77777 | A | 7 | 0.6 | E | 8 | 0.169 | F | 8 | 0.16 | F | 8 | 0 | 1 | D | 9 | 0 | C | 8
[26 empty] | 3738000% | 10:00 | 1003 | 1344 | 715 | 2 | 8 | 685 | 2 | 15 | 203 | 2 | 8 | 752 | 2 | 8 | 693 | 2 | 15 | 234 | 2 | 8 | 620 | 2 | 19 | 0 | E | 9 | 0 | E | 9 | 13 | A | 7 | -1 | A | 7 | 38 | A | 7 | 1002 | A | 7 | 0 | A | 7 | 0 | A | 7 | 16100 | B | 7 | 77777 | A | 7 | 0.6 | E | 8 | 0.169 | F | 8 | 0.16 | F | 8 | 0 | 1 | D | 9 | 0 | C | 8
[26 empty] | 3738000% | 11:00 | 1139 | 1344 | 854 | 2 | 8 | 784 | 2 | 15 | 188 | 2 | 8 | 885 | 2 | 8 | 784 | 2 | 15 | 218 | 2 | 8 | 708 | 2 | 19 | 0 | E | 9 | 0 | E | 9 | 13 | A | 7 | -2 | A | 7 | 35 | A | 7 | 1002 | A | 7 | 50 | B | 8 | 2.1 | A | 7 | 16100 | B | 7 | 77777 | A | 7 | 0.8 | E | 8 | 0.169 | F | 8 | 0.16 | F | 8 | 0 | 1 | D | 9 | 0 | C | 8
[26 empty] | 3738000% | 12:00 | 1215 | 1344 | 917 | 2 | 8 | 770 | 2 | 15 | 220 | 2 | 8 | 982 | 2 | 8 | 788 | 2 | 15 | 268 | 2 | 8 | 1200 | 2 | 19 | 0 | E | 9 | 0 | E | 9 | 16 | A | 7 | 0 | A | 7 | 34 | A | 7 | 1001 | A | 7 | 100 | B | 8 | 2.1 | A | 7 | 16100 | B | 7 | 77777 | A | 7 | 0.9 | E | 8 | 0.169 | F | 8 | 0.16 | F | 8 | 0 | 1 | D | 9 | 0 | C | 8
[26 empty] | 3738000% | 13:00 | 1224 | 1344 | 843 | 2 | 8 | 528 | 2 | 15 | 361 | 2 | 8 | 900 | 2 | 8 | 552 | 2 | 15 | 397 | 2 | 8 | 2085 | 2 | 19 | 6 | E | 9 | 5 | E | 9 | 15 | A | 7 | -1 | A | 7 | 33 | A | 7 | 1000 | A | 7 | 150 | A | 7 | 4.1 | A | 7 | 16100 | B | 7 | 77777 | A | 7 | 1 | E | 8 | 0.169 | F | 8 | 0.16 | F | 8 | 0 | 1 | D | 9 | 0 | C | 8
[26 empty] | 3738000% | 14:00 | 1165 | 1344 | 458 | 2 | 8 | 84 | 2 | 15 | 385 | 2 | 8 | 506 | 2 | 8 | 86 | 2 | 15 | 431 | 2 | 8 | 1728 | 2 | 19 | 7 | E | 9 | 7 | E | 9 | 17 | A | 7 | 0 | A | 7 | 32 | A | 7 | 999 | A | 7 | 160 | A | 7 | 6.2 | A | 7 | 16100 | B | 7 | 77777 | A | 7 | 1.1 | E | 8 | 0.169 | F | 8 | 0.16 | F | 8 | 0 | 1 | D | 9 | 0 | C | 8
[26 empty] | 3738000% | 15:00 | 1044 | 1344 | 426 | 2 | 8 | 89 | 2 | 15 | 357 | 2 | 8 | 470 | 2 | 8 | 91 | 2 | 15 | 399 | 2 | 8 | 1377 | 2 | 19 | 6 | E | 9 | 5 | E | 9 | 16 | A | 7 | -1 | A | 7 | 31 | A | 7 | 998 | A | 7 | 150 | A | 7 | 3.6 | A | 7 | 16100 | B | 7 | 77777 | A | 7 | 1.3 | E | 8 | 0.169 | F | 8 | 0.16 | F | 8 | 0 | 1 | D | 9 | 0 | C | 8
[26 empty] | 3738000% | 16:00 | 867 | 1344 | 280 | 2 | 8 | 24 | 2 | 15 | 265 | 2 | 8 | 323 | 2 | 8 | 21 | 2 | 15 | 309 | 2 | 8 | 1121 | 2 | 19 | 9 | E | 9 | 8 | E | 9 | 16 | A | 7 | -1 | A | 7 | 31 | A | 7 | 998 | A | 7 | 190 | A | 7 | 5.1 | A | 7 | 16100 | B | 7 | 77777 | A | 7 | 1.4 | E | 8 | 0.169 | F | 8 | 0.16 | F | 8 | 0 | 1 | D | 9 | 0 | C | 8
[26 empty] | 3738000% | 17:00 | 648 | 1344 | 156 | 2 | 8 | 6 | 2 | 15 | 153 | 2 | 8 | 180 | 2 | 8 | 5 | 2 | 15 | 178 | 2 | 8 | 643 | 2 | 19 | 8 | E | 9 | 7 | E | 9 | 15 | A | 7 | 1 | A | 7 | 39 | A | 7 | 999 | A | 7 | 210 | A | 7 | 5.1 | A | 7 | 16100 | B | 7 | 77777 | A | 7 | 1.6 | E | 8 | 0.169 | F | 8 | 0.16 | F | 8 | 0 | 1 | D | 9 | 0 | C | 8
[26 empty] | 3738000% | 18:00 | 402 | 1344 | 49 | 2 | 8 | 0 | 2 | 15 | 49 | 2 | 8 | 59 | 2 | 8 | 0 | 2 | 15 | 59 | 2 | 8 | 210 | 2 | 19 | 9 | E | 9 | 9 | E | 9 | 11 | A | 7 | 3 | A | 7 | 58 | A | 7 | 999 | A | 7 | 200 | A | 7 | 7.7 | A | 7 | 16100 | B | 7 | 2400 | A | 7 | 1.7 | E | 8 | 0.169 | F | 8 | 0.16 | F | 8 | 3 | 1 | D | 9 | 0 | C | 8
[26 empty] | 3738000% | 19:00 | 146 | 1344 | 13 | 2 | 8 | 0 | 2 | 15 | 13 | 2 | 8 | 16 | 2 | 8 | 0 | 2 | 15 | 16 | 2 | 8 | 52 | 2 | 19 | 10 | E | 9 | 10 | A | 7 | 9 | A | 7 | 6 | A | 7 | 81 | A | 7 | 999 | A | 7 | 210 | A | 7 | 4.1 | A | 7 | 14500 | B | 7 | 1410 | A | 7 | 1.8 | E | 8 | 0.169 | F | 8 | 0.16 | F | 8 | 0 | 1 | D | 9 | 61 | C | 8
[26 empty] | 3738000% | 20:00 | 1 | 146 | 0 | 2 | 8 | 0 | 2 | 15 | 0 | 2 | 8 | 0 | 2 | 8 | 0 | 2 | 15 | 0 | 2 | 8 | 0 | 2 | 19 | 10 | E | 9 | 10 | E | 9 | 8 | A | 7 | 7 | A | 7 | 93 | A | 7 | 999 | A | 7 | 210 | A | 7 | 2.1 | A | 7 | 16100 | B | 7 | 3000 | A | 7 | 1.9 | E | 8 | 0.169 | F | 8 | 0.16 | F | 8 | 0 | 1 | D | 9 | 0 | C | 8
[26 empty] | 3738000% | 21:00 | 0 | 0 | 0 | 2 | 0 | 0 | 2 | 0 | 0 | 2 | 0 | 0 | 2 | 0 | 0 | 2 | 0 | 0 | 2 | 0 | 0 | 2 | 0 | 3 | E | 9 | 3 | E | 9 | 8 | A | 7 | 7 | A | 7 | 93 | A | 7 | 999 | A | 7 | 220 | A | 7 | 2.1 | A | 7 | 16100 | B | 7 | 77777 | A | 7 | 1.9 | E | 8 | 0.169 | F | 8 | 0.16 | F | 8 | 0 | 1 | D | 9 | 0 | C | 8
[26 empty] | 3738000% | 22:00 | 0 | 0 | 0 | 2 | 0 | 0 | 2 | 0 | 0 | 2 | 0 | 0 | 2 | 0 | 0 | 2 | 0 | 0 | 2 | 0 | 0 | 2 | 0 | 0 | E | 9 | 0 | E | 9 | 8 | A | 7 | 7 | A | 7 | 93 | A | 7 | 999 | A | 7 | 0 | A | 7 | 0 | A | 7 | 12900 | B | 7 | 77777 | A | 7 | 1.9 | E | 8 | 0.169 | F | 8 | 0.16 | F | 8 | 0 | 1 | D | 9 | 0 | C | 8
[26 empty] | 3738000% | 23:00 | 0 | 0 | 0 | 2 | 0 | 0 | 2 | 0 | 0 | 2 | 0 | 0 | 2 | 0 | 0 | 2 | 0 | 0 | 2 | 0 | 0 | 2 | 0 | 8 | E | 9 | 8 | E | 9 | 7 | A | 7 | 7 | A | 7 | 100 | A | 7 | 999 | A | 7 | 130 | A | 7 | 2.1 | A | 7 | 9700 | B | 7 | 840 | A | 7 | 1.9 | E | 8 | 0.169 | F | 8 | 0.16 | F | 8 | 0 | 1 | D | 9 | 0 | C | 8
[26 empty] | 3738000% | 24:00 | 0 | 0 | 0 | 2 | 0 | 0 | 2 | 0 | 0 | 2 | 0 | 0 | 2 | 0 | 0 | 2 | 0 | 0 | 2 | 0 | 0 | 2 | 0 | 10 | E | 9 | 10 | E | 9 | 7 | A | 7 | 6 | A | 7 | 93 | A | 7 | 999 | A | 7 | 110 | A | 7 | 2.6 | A | 7 | 6400 | B | 7 | 720 | A | 7 | 1.8 | E | 8 | 0.169 | F | 8 | 0.16 | F | 8 | 0 | 1 | D | 9 | 10 | C | 8
[26 empty] | 3738100% | 1:00 | 0 | 0 | 0 | 2 | 0 | 0 | 2 | 0 | 0 | 2 | 0 | 0 | 2 | 0 | 0 | 2 | 0 | 0 | 2 | 0 | 0 | 2 | 0 | 10 | E | 9 | 10 | E | 9 | 7 | A | 7 | 7 | A | 7 | 100 | A | 7 | 999 | A | 7 | 120 | A | 7 | 2.1 | A | 7 | 6400 | B | 7 | 660 | A | 7 | 1.7 | E | 8 | 0.17 | F | 8 | 0.16 | F | 8 | 0 | 1 | D | 9 | 10 | C | 8
[26 empty] | 3738100% | 2:00 | 0 | 0 | 0 | 2 | 0 | 0 | 2 | 0 | 0 | 2 | 0 | 0 | 2 | 0 | 0 | 2 | 0 | 0 | 2 | 0 | 0 | 2 | 0 | 0 | E | 9 | 0 | E | 9 | 7 | A | 7 | 6 | A | 7 | 93 | A | 7 | 998 | A | 7 | 110 | A | 7 | 1.5 | A | 7 | 8000 | B | 7 | 77777 | A | 7 | 1.6 | E | 8 | 0.17 | F | 8 | 0.16 | F | 8 | 0 | 1 | D | 9 | 10 | C | 8
[26 empty] | 3738100% | 3:00 | 0 | 0 | 0 | 2 | 0 | 0 | 2 | 0 | 0 | 2 | 0 | 0 | 2 | 0 | 0 | 2 | 0 | 0 | 2 | 0 | 0 | 2 | 0 | 0 | E | 9 | 0 | E | 9 | 6 | A | 7 | 6 | A | 7 | 100 | A | 7 | 998 | A | 7 | 80 | A | 7 | 1.5 | A | 7 | 8000 | B | 7 | 77777 | A | 7 | 1.5 | E | 8 | 0.17 | F | 8 | 0.16 | F | 8 | 0 | 1 | D | 9 | 10 | C | 8
[26 empty] | 3738100% | 4:00 | 0 | 0 | 0 | 2 | 0 | 0 | 2 | 0 | 0 | 2 | 0 | 0 | 2 | 0 | 0 | 2 | 0 | 0 | 2 | 0 | 0 | 2 | 0 | 10 | E | 9 | 10 | A | 7 | 6 | A | 7 | 5 | A | 7 | 93 | A | 7 | 999 | A | 7 | 20 | A | 7 | 1.5 | A | 7 | 400 | B | 7 | 30 | A | 7 | 1.4 | E | 8 | 0.17 | F | 8 | 0.16 | F | 8 | 0 | 1 | D | 9 | 10 | C | 8
[26 empty] | 3738100% | 5:00 | 0 | 0 | 0 | 2 | 0 | 0 | 2 | 0 | 0 | 2 | 0 | 0 | 2 | 0 | 0 | 2 | 0 | 0 | 2 | 0 | 0 | 2 | 0 | 10 | E | 9 | 10 | A | 7 | 6 | A | 7 | 6 | A | 7 | 100 | A | 7 | 999 | A | 7 | 310 | A | 7 | 2.1 | A | 7 | 400 | B | 7 | 30 | A | 7 | 1.4 | E | 8 | 0.17 | F | 8 | 0.16 | F | 8 | 0 | 1 | D | 9 | 45 | C | 8
[26 empty] | 3738100% | 6:00 | 87 | 1153 | 0 | 2 | 8 | 0 | 2 | 15 | 0 | 2 | 8 | 0 | 2 | 8 | 0 | 2 | 15 | 0 | 2 | 8 | 0 | 2 | 19 | 10 | E | 9 | 10 | A | 7 | 6 | A | 7 | 6 | A | 7 | 100 | A | 7 | 1000 | A | 7 | 210 | A | 7 | 1.5 | A | 7 | 400 | B | 7 | 30 | A | 7 | 1.3 | E | 8 | 0.17 | F | 8 | 0.16 | F | 8 | 0 | 1 | D | 9 | 45 | C | 8
[26 empty] | 3738100% | 7:00 | 338 | 1343 | 115 | 2 | 8 | 27 | 2 | 15 | 109 | 2 | 8 | 127 | 2 | 8 | 24 | 2 | 15 | 121 | 2 | 8 | 270 | 2 | 19 | 10 | E | 9 | 10 | A | 7 | 6 | A | 7 | 6 | A | 7 | 100 | A | 7 | 1001 | A | 7 | 200 | A | 7 | 1.5 | A | 7 | 400 | B | 7 | 30 | A | 7 | 1.3 | E | 8 | 0.17 | F | 8 | 0.16 | F | 8 | 0 | 1 | D | 9 | 45 | C | 8
[26 empty] | 3738100% | 8:00 | 589 | 1343 | 195 | 2 | 8 | 19 | 2 | 15 | 187 | 2 | 8 | 220 | 2 | 8 | 15 | 2 | 15 | 213 | 2 | 8 | 700 | 2 | 19 | 10 | E | 9 | 10 | E | 9 | 7 | A | 7 | 7 | A | 7 | 100 | A | 7 | 1002 | A | 7 | 230 | A | 7 | 2.6 | A | 7 | 4000 | B | 7 | 90 | A | 7 | 1.3 | E | 8 | 0.17 | F | 8 | 0.16 | F | 8 | 0 | 1 | D | 9 | 45 | C | 8
[26 empty] | 3738100% | 9:00 | 817 | 1343 | 288 | 2 | 8 | 43 | 2 | 15 | 262 | 2 | 8 | 317 | 2 | 8 | 44 | 2 | 15 | 290 | 2 | 8 | 855 | 2 | 19 | 8 | E | 9 | 8 | E | 9 | 9 | A | 7 | 7 | A | 7 | 87 | A | 7 | 1002 | A | 7 | 190 | A | 7 | 2.1 | A | 7 | 9700 | B | 7 | 90 | A | 7 | 1.3 | E | 8 | 0.17 | F | 8 | 0.16 | F | 8 | 0 | 1 | D | 9 | 10 | C | 8
[26 empty] | 3738100% | 10:00 | 1005 | 1343 | 715 | 2 | 8 | 576 | 2 | 15 | 283 | 2 | 8 | 759 | 2 | 8 | 599 | 2 | 15 | 310 | 2 | 8 | 891 | 2 | 19 | 0 | E | 9 | 0 | E | 9 | 11 | A | 7 | 7 | A | 7 | 76 | A | 7 | 1002 | A | 7 | 210 | A | 7 | 2.1 | A | 7 | 16100 | B | 7 | 77777 | A | 7 | 1.2 | E | 8 | 0.17 | F | 8 | 0.16 | F | 8 | 0 | 1 | D | 9 | 10 | C | 8
[26 empty] | 3738100% | 11:00 | 1142 | 1343 | 854 | 2 | 8 | 754 | 2 | 15 | 211 | 2 | 8 | 909 | 2 | 8 | 770 | 2 | 15 | 253 | 2 | 8 | 899 | 2 | 19 | 0 | E | 9 | 0 | E | 9 | 13 | A | 7 | 8 | A | 7 | 72 | A | 7 | 1002 | A | 7 | 210 | B | 8 | 1.5 | A | 7 | 16100 | B | 7 | 77777 | A | 7 | 1.3 | E | 8 | 0.17 | F | 8 | 0.16 | F | 8 | 0 | 1 | D | 9 | 0 | C | 8
[26 empty] | 3738100% | 12:00 | 1217 | 1343 | 929 | 2 | 8 | 818 | 2 | 15 | 187 | 2 | 8 | 973 | 2 | 8 | 822 | 2 | 15 | 227 | 2 | 8 | 947 | 2 | 19 | 0 | E | 9 | 0 | E | 9 | 16 | A | 7 | 8 | A | 7 | 59 | A | 7 | 1002 | A | 7 | 200 | A | 7 | 2.1 | A | 7 | 16100 | B | 7 | 77777 | A | 7 | 1.3 | E | 8 | 0.17 | F | 8 | 0.16 | F | 8 | 0 | 1 | D | 9 | 0 | C | 8
[26 empty] | 3738100% | 13:00 | 1226 | 1343 | 944 | 2 | 8 | 839 | 2 | 15 | 176 | 2 | 8 | 995 | 2 | 8 | 846 | 2 | 15 | 221 | 2 | 8 | 938 | 2 | 19 | 0 | E | 9 | 0 | E | 9 | 18 | A | 7 | 7 | A | 7 | 49 | A | 7 | 1001 | A | 7 | 200 | B | 8 | 1.5 | A | 7 | 16100 | B | 7 | 77777 | A | 7 | 1.4 | E | 8 | 0.17 | F | 8 | 0.16 | F | 8 | 0 | 1 | D | 9 | 0 | C | 8
[26 empty] | 3738100% | 14:00 | 1167 | 1343 | 881 | 2 | 8 | 801 | 2 | 15 | 183 | 2 | 8 | 918 | 2 | 8 | 803 | 2 | 15 | 218 | 2 | 8 | 765 | 2 | 19 | 0 | E | 9 | 0 | E | 9 | 19 | A | 7 | 4 | A | 7 | 37 | A | 7 | 1001 | A | 7 | 190 | A | 7 | 2.1 | A | 7 | 16100 | B | 7 | 77777 | A | 7 | 1.4 | E | 8 | 0.17 | F | 8 | 0.16 | F | 8 | 0 | 1 | D | 9 | 0 | C | 8
[26 empty] | 3738100% | 15:00 | 1046 | 1343 | 760 | 2 | 8 | 751 | 2 | 15 | 174 | 2 | 8 | 812 | 2 | 8 | 769 | 2 | 15 | 212 | 2 | 8 | 591 | 2 | 19 | 0 | E | 9 | 0 | E | 9 | 20 | A | 7 | 6 | A | 7 | 40 | A | 7 | 1000 | A | 7 | 200 | B | 8 | 2.1 | A | 7 | 16100 | B | 7 | 77777 | A | 7 | 1.4 | E | 8 | 0.17 | F | 8 | 0.16 | F | 8 | 0 | 1 | D | 9 | 0 | C | 8
[26 empty] | 3738100% | 16:00 | 870 | 1343 | 611 | 2 | 8 | 722 | 2 | 15 | 142 | 2 | 8 | 649 | 2 | 8 | 733 | 2 | 15 | 173 | 2 | 8 | 365 | 2 | 19 | 0 | E | 9 | 0 | E | 9 | 20 | A | 7 | 6 | A | 7 | 40 | A | 7 | 1000 | A | 7 | 210 | A | 7 | 1.5 | A | 7 | 16100 | B | 7 | 77777 | A | 7 | 1.4 | E | 8 | 0.17 | F | 8 | 0.16 | F | 8 | 0 | 1 | D | 9 | 0 | C | 8
[26 empty] | 3738100% | 17:00 | 651 | 1343 | 430 | 2 | 8 | 643 | 2 | 15 | 117 | 2 | 8 | 449 | 2 | 8 | 630 | 2 | 15 | 143 | 2 | 8 | 244 | 2 | 19 | 0 | E | 9 | 0 | E | 9 | 21 | A | 7 | 6 | A | 7 | 38 | A | 7 | 1000 | A | 7 | 160 | A | 7 | 3.6 | A | 7 | 16100 | B | 7 | 77777 | A | 7 | 1.4 | E | 8 | 0.17 | F | 8 | 0.16 | F | 8 | 0 | 1 | D | 9 | 0 | C | 8
[26 empty] | 3738100% | 18:00 | 405 | 1343 | 220 | 2 | 8 | 430 | 2 | 15 | 90 | 2 | 8 | 232 | 2 | 8 | 381 | 2 | 15 | 117 | 2 | 8 | 167 | 2 | 19 | 0 | E | 9 | 0 | E | 9 | 20 | A | 7 | 7 | A | 7 | 43 | A | 7 | 1000 | A | 7 | 180 | A | 7 | 3.6 | A | 7 | 16100 | B | 7 | 77777 | A | 7 | 1.4 | E | 8 | 0.17 | F | 8 | 0.16 | F | 8 | 0 | 1 | D | 9 | 0 | C | 8
[26 empty] | 3738100% | 19:00 | 150 | 1343 | 54 | 2 | 8 | 154 | 2 | 15 | 37 | 2 | 8 | 56 | 2 | 8 | 84 | 2 | 15 | 47 | 2 | 8 | 67 | 2 | 19 | 0 | E | 9 | 0 | A | 7 | 18 | A | 7 | 8 | A | 7 | 52 | A | 7 | 1000 | A | 7 | 190 | A | 7 | 2.1 | A | 7 | 16100 | B | 7 | 77777 | A | 7 | 1.4 | E | 8 | 0.17 | F | 8 | 0.16 | F | 8 | 0 | 1 | D | 9 | 0 | C | 8
[26 empty] | 3738100% | 20:00 | 2 | 168 | 0 | 2 | 8 | 0 | 2 | 15 | 0 | 2 | 8 | 0 | 2 | 8 | 0 | 2 | 15 | 0 | 2 | 8 | 0 | 2 | 19 | 0 | E | 9 | 0 | E | 9 | 17 | A | 7 | 8 | A | 7 | 55 | A | 7 | 1001 | A | 7 | 190 | A | 7 | 1.5 | A | 7 | 16100 | B | 7 | 77777 | A | 7 | 1.3 | E | 8 | 0.17 | F | 8 | 0.16 | F | 8 | 0 | 1 | D | 9 | 0 | C | 8
[26 empty] | 3738100% | 21:00 | 0 | 0 | 0 | 2 | 0 | 0 | 2 | 0 | 0 | 2 | 0 | 0 | 2 | 0 | 0 | 2 | 0 | 0 | 2 | 0 | 0 | 2 | 0 | 0 | E | 9 | 0 | E | 9 | 17 | A | 7 | 8 | A | 7 | 55 | A | 7 | 1001 | A | 7 | 160 | A | 7 | 3.1 | A | 7 | 16100 | B | 7 | 77777 | A | 7 | 1.3 | E | 8 | 0.17 | F | 8 | 0.16 | F | 8 | 0 | 1 | D | 9 | 0 | C | 8
[26 empty] | 3738100% | 22:00 | 0 | 0 | 0 | 2 | 0 | 0 | 2 | 0 | 0 | 2 | 0 | 0 | 2 | 0 | 0 | 2 | 0 | 0 | 2 | 0 | 0 | 2 | 0 | 0 | E | 9 | 0 | E | 9 | 16 | A | 7 | 7 | A | 7 | 55 | A | 7 | 1001 | A | 7 | 150 | A | 7 | 2.6 | A | 7 | 16100 | B | 7 | 77777 | A | 7 | 1.3 | E | 8 | 0.17 | F | 8 | 0.16 | F | 8 | 0 | 1 | D | 9 | 0 | C | 8
[26 empty] | 3738100% | 23:00 | 0 | 0 | 0 | 2 | 0 | 0 | 2 | 0 | 0 | 2 | 0 | 0 | 2 | 0 | 0 | 2 | 0 | 0 | 2 | 0 | 0 | 2 | 0 | 0 | E | 9 | 0 | E | 9 | 14 | A | 7 | 7 | A | 7 | 63 | A | 7 | 1001 | A | 7 | 140 | A | 7 | 3.1 | A | 7 | 16100 | B | 7 | 77777 | A | 7 | 1.3 | E | 8 | 0.17 | F | 8 | 0.16 | F | 8 | 0 | 1 | D | 9 | 0 | C | 8
[26 empty] | 3738100% | 24:00 | 0 | 0 | 0 | 2 | 0 | 0 | 2 | 0 | 0 | 2 | 0 | 0 | 2 | 0 | 0 | 2 | 0 | 0 | 2 | 0 | 0 | 2 | 0 | 0 | E | 9 | 0 | E | 9 | 14 | A | 7 | 7 | A | 7 | 63 | A | 7 | 1001 | A | 7 | 150 | A | 7 | 2.1 | A | 7 | 16100 | B | 7 | 77777 | A | 7 | 1.3 | E | 8 | 0.17 | F | 8 | 0.16 | F | 8 | 0 | 1 | D | 9 | 0 | C | 8
[26 empty] | 3738200% | 1:00 | 0 | 0 | 0 | 2 | 0 | 0 | 2 | 0 | 0 | 2 | 0 | 0 | 2 | 0 | 0 | 2 | 0 | 0 | 2 | 0 | 0 | 2 | 0 | 0 | E | 9 | 0 | E | 9 | 13 | A | 7 | 7 | A | 7 | 67 | A | 7 | 1001 | A | 7 | 160 | A | 7 | 2.1 | A | 7 | 16100 | B | 7 | 77777 | A | 7 | 1.2 | E | 8 | 0.171 | F | 8 | 0.16 | F | 8 | 0 | 1 | D | 9 | 0 | C | 8
[26 empty] | 3738200% | 2:00 | 0 | 0 | 0 | 2 | 0 | 0 | 2 | 0 | 0 | 2 | 0 | 0 | 2 | 0 | 0 | 2 | 0 | 0 | 2 | 0 | 0 | 2 | 0 | 0 | E | 9 | 0 | E | 9 | 13 | A | 7 | 7 | A | 7 | 67 | A | 7 | 1000 | A | 7 | 160 | A | 7 | 2.1 | A | 7 | 16100 | B | 7 | 77777 | A | 7 | 1.2 | E | 8 | 0.171 | F | 8 | 0.16 | F | 8 | 0 | 1 | D | 9 | 0 | C | 8
[26 empty] | 3738200% | 3:00 | 0 | 0 | 0 | 2 | 0 | 0 | 2 | 0 | 0 | 2 | 0 | 0 | 2 | 0 | 0 | 2 | 0 | 0 | 2 | 0 | 0 | 2 | 0 | 0 | E | 9 | 0 | E | 9 | 12 | A | 7 | 7 | A | 7 | 71 | A | 7 | 1000 | A | 7 | 0 | A | 7 | 0 | A | 7 | 16100 | B | 7 | 77777 | A | 7 | 1.2 | E | 8 | 0.171 | F | 8 | 0.16 | F | 8 | 0 | 1 | D | 9 | 0 | C | 8
[26 empty] | 3738200% | 4:00 | 0 | 0 | 0 | 2 | 0 | 0 | 2 | 0 | 0 | 2 | 0 | 0 | 2 | 0 | 0 | 2 | 0 | 0 | 2 | 0 | 0 | 2 | 0 | 0 | E | 9 | 0 | E | 9 | 11 | A | 7 | 7 | A | 7 | 76 | A | 7 | 1000 | A | 7 | 0 | A | 7 | 0 | A | 7 | 16100 | B | 7 | 77777 | A | 7 | 1.3 | E | 8 | 0.171 | F | 8 | 0.16 | F | 8 | 0 | 1 | D | 9 | 0 | C | 8
[26 empty] | 3738200% | 5:00 | 0 | 0 | 0 | 2 | 0 | 0 | 2 | 0 | 0 | 2 | 0 | 0 | 2 | 0 | 0 | 2 | 0 | 0 | 2 | 0 | 0 | 2 | 0 | 0 | E | 9 | 0 | E | 9 | 11 | A | 7 | 7 | A | 7 | 76 | A | 7 | 1000 | A | 7 | 0 | A | 7 | 0 | A | 7 | 16100 | B | 7 | 77777 | A | 7 | 1.3 | E | 8 | 0.171 | F | 8 | 0.16 | F | 8 | 0 | 1 | D | 9 | 0 | C | 8
[26 empty] | 3738200% | 6:00 | 91 | 1175 | 0 | 2 | 8 | 0 | 2 | 15 | 0 | 2 | 8 | 0 | 2 | 8 | 0 | 2 | 15 | 0 | 2 | 8 | 0 | 2 | 19 | 0 | E | 9 | 0 | E | 9 | 12 | A | 7 | 8 | A | 7 | 76 | A | 7 | 1000 | A | 7 | 150 | A | 7 | 2.1 | A | 7 | 16100 | B | 7 | 77777 | A | 7 | 1.3 | E | 8 | 0.171 | F | 8 | 0.16 | F | 8 | 0 | 1 | D | 9 | 0 | C | 8
[26 empty] | 3738200% | 7:00 | 342 | 1342 | 180 | 2 | 8 | 246 | 2 | 15 | 117 | 2 | 8 | 187 | 2 | 8 | 207 | 2 | 15 | 134 | 2 | 8 | 240 | 2 | 19 | 0 | E | 9 | 0 | E | 9 | 13 | A | 7 | 8 | A | 7 | 72 | A | 7 | 1001 | A | 7 | 150 | A | 7 | 1.5 | A | 7 | 16100 | B | 7 | 77777 | A | 7 | 1.4 | E | 8 | 0.171 | F | 8 | 0.16 | F | 8 | 0 | 1 | D | 9 | 0 | C | 8
[26 empty] | 3738200% | 8:00 | 593 | 1342 | 354 | 2 | 8 | 417 | 2 | 15 | 170 | 2 | 8 | 368 | 2 | 8 | 408 | 2 | 15 | 188 | 2 | 8 | 348 | 2 | 19 | 0 | E | 9 | 0 | E | 9 | 16 | A | 7 | 9 | A | 7 | 63 | A | 7 | 1001 | A | 7 | 190 | A | 7 | 4.1 | A | 7 | 16100 | B | 7 | 77777 | A | 7 | 1.4 | E | 8 | 0.171 | F | 8 | 0.16 | F | 8 | 0 | 1 | D | 9 | 0 | C | 8
[26 empty] | 3738200% | 9:00 | 820 | 1342 | 516 | 2 | 8 | 470 | 2 | 15 | 229 | 2 | 8 | 544 | 2 | 8 | 482 | 2 | 15 | 249 | 2 | 8 | 555 | 2 | 19 | 9 | E | 9 | 9 | E | 9 | 18 | A | 7 | 10 | A | 7 | 59 | A | 7 | 1001 | A | 7 | 200 | A | 7 | 3.6 | A | 7 | 16100 | B | 7 | 77777 | A | 7 | 1.5 | E | 8 | 0.171 | F | 8 | 0.16 | F | 8 | 0 | 1 | D | 9 | 0 | C | 8
[26 empty] | 3738200% | 10:00 | 1008 | 1342 | 588 | 2 | 8 | 327 | 2 | 15 | 342 | 2 | 8 | 636 | 2 | 8 | 353 | 2 | 15 | 370 | 2 | 8 | 1089 | 2 | 19 | 10 | E | 9 | 5 | E | 9 | 19 | A | 7 | 11 | A | 7 | 60 | A | 7 | 1001 | A | 7 | 180 | A | 7 | 5.7 | A | 7 | 16100 | B | 7 | 77777 | A | 7 | 1.6 | E | 8 | 0.171 | F | 8 | 0.16 | F | 8 | 0 | 1 | D | 9 | 0 | C | 8
[26 empty] | 3738200% | 11:00 | 1144 | 1342 | 594 | 2 | 8 | 211 | 2 | 15 | 413 | 2 | 8 | 651 | 2 | 8 | 225 | 2 | 15 | 459 | 2 | 8 | 1685 | 2 | 19 | 10 | E | 9 | 4 | E | 9 | 20 | A | 7 | 12 | A | 7 | 60 | A | 7 | 1000 | A | 7 | 150 | A | 7 | 6.7 | A | 7 | 16100 | B | 7 | 77777 | A | 7 | 1.7 | E | 8 | 0.171 | F | 8 | 0.16 | F | 8 | 0 | 1 | D | 9 | 0 | C | 8
[26 empty] | 3738200% | 12:00 | 1219 | 1342 | 571 | 2 | 8 | 138 | 2 | 15 | 445 | 2 | 8 | 627 | 2 | 8 | 147 | 2 | 15 | 493 | 2 | 8 | 2194 | 2 | 19 | 10 | E | 9 | 5 | E | 9 | 21 | A | 7 | 12 | A | 7 | 56 | A | 7 | 998 | A | 7 | 180 | A | 7 | 8.2 | A | 7 | 16100 | B | 7 | 77777 | A | 7 | 1.8 | E | 8 | 0.171 | F | 8 | 0.16 | F | 8 | 0 | 1 | D | 9 | 0 | C | 8
[26 empty] | 3738200% | 13:00 | 1228 | 1342 | 484 | 2 | 8 | 54 | 2 | 15 | 435 | 2 | 8 | 535 | 2 | 8 | 56 | 2 | 15 | 484 | 2 | 8 | 2163 | 2 | 19 | 10 | E | 9 | 4 | E | 9 | 22 | A | 7 | 12 | A | 7 | 53 | A | 7 | 998 | A | 7 | 160 | A | 7 | 7.7 | A | 7 | 16100 | B | 7 | 77777 | A | 7 | 1.9 | E | 8 | 0.171 | F | 8 | 0.16 | F | 8 | 0 | 1 | D | 9 | 0 | C | 8
[26 empty] | 3738200% | 14:00 | 1169 | 1342 | 458 | 2 | 8 | 42 | 2 | 15 | 422 | 2 | 8 | 506 | 2 | 8 | 43 | 2 | 15 | 468 | 2 | 8 | 1883 | 2 | 19 | 10 | E | 9 | 4 | E | 9 | 22 | A | 7 | 12 | A | 7 | 53 | A | 7 | 998 | A | 7 | 180 | A | 7 | 6.7 | A | 7 | 16100 | B | 7 | 77777 | A | 7 | 2.1 | E | 8 | 0.171 | F | 8 | 0.16 | F | 8 | 0 | 1 | D | 9 | 0 | C | 8
[26 empty] | 3738200% | 15:00 | 1048 | 1342 | 282 | 2 | 8 | 12 | 2 | 15 | 273 | 2 | 8 | 334 | 2 | 8 | 10 | 2 | 15 | 326 | 2 | 8 | 1262 | 2 | 19 | 10 | E | 9 | 4 | E | 9 | 22 | A | 7 | 12 | A | 7 | 53 | A | 7 | 996 | A | 7 | 160 | A | 7 | 6.2 | A | 7 | 16100 | B | 7 | 77777 | A | 7 | 2.3 | E | 8 | 0.171 | F | 8 | 0.16 | F | 8 | 0 | 1 | D | 9 | 0 | C | 8
[26 empty] | 3738200% | 16:00 | 872 | 1342 | 269 | 2 | 8 | 24 | 2 | 15 | 254 | 2 | 8 | 312 | 2 | 8 | 21 | 2 | 15 | 298 | 2 | 8 | 1093 | 2 | 19 | 10 | E | 9 | 4 | E | 9 | 22 | A | 7 | 12 | A | 7 | 53 | A | 7 | 996 | A | 7 | 170 | A | 7 | 7.2 | A | 7 | 16100 | B | 7 | 77777 | A | 7 | 2.5 | E | 8 | 0.171 | F | 8 | 0.16 | F | 8 | 0 | 1 | D | 9 | 0 | C | 8
[26 empty] | 3738200% | 17:00 | 654 | 1342 | 134 | 2 | 8 | 0 | 2 | 15 | 134 | 2 | 8 | 157 | 2 | 8 | 0 | 2 | 15 | 157 | 2 | 8 | 584 | 2 | 19 | 10 | E | 9 | 4 | E | 9 | 22 | A | 7 | 12 | A | 7 | 53 | A | 7 | 995 | A | 7 | 170 | A | 7 | 6.2 | A | 7 | 16100 | B | 7 | 77777 | A | 7 | 2.6 | E | 8 | 0.171 | F | 8 | 0.16 | F | 8 | 0 | 1 | D | 9 | 0 | C | 8
[26 empty] | 3738200% | 18:00 | 408 | 1342 | 83 | 2 | 8 | 0 | 2 | 15 | 83 | 2 | 8 | 95 | 2 | 8 | 0 | 2 | 15 | 95 | 2 | 8 | 326 | 2 | 19 | 10 | E | 9 | 4 | E | 9 | 21 | A | 7 | 12 | A | 7 | 56 | A | 7 | 995 | A | 7 | 180 | A | 7 | 5.1 | A | 7 | 16100 | B | 7 | 77777 | A | 7 | 2.8 | E | 8 | 0.171 | F | 8 | 0.16 | F | 8 | 0 | 1 | D | 9 | 0 | C | 8
[26 empty] | 3738200% | 19:00 | 153 | 1342 | 17 | 2 | 8 | 0 | 2 | 15 | 17 | 2 | 8 | 20 | 2 | 8 | 0 | 2 | 15 | 20 | 2 | 8 | 66 | 2 | 19 | 10 | E | 9 | 9 | A | 7 | 21 | A | 7 | 11 | A | 7 | 53 | A | 7 | 993 | A | 7 | 140 | A | 7 | 5.7 | A | 7 | 16100 | B | 7 | 7500 | A | 7 | 2.9 | E | 8 | 0.171 | F | 8 | 0.16 | F | 8 | 0 | 1 | D | 9 | 0 | C | 8
[26 empty] | 3738200% | 20:00 | 2 | 190 | 0 | 2 | 8 | 0 | 2 | 15 | 0 | 2 | 8 | 0 | 2 | 8 | 0 | 2 | 15 | 0 | 2 | 8 | 0 | 2 | 19 | 10 | E | 9 | 8 | E | 9 | 21 | A | 7 | 11 | A | 7 | 53 | A | 7 | 994 | A | 7 | 170 | A | 7 | 5.7 | A | 7 | 16100 | B | 7 | 77777 | A | 7 | 3 | E | 8 | 0.171 | F | 8 | 0.16 | F | 8 | 0 | 1 | D | 9 | 0 | C | 8
[26 empty] | 3738200% | 21:00 | 0 | 0 | 0 | 2 | 0 | 0 | 2 | 0 | 0 | 2 | 0 | 0 | 2 | 0 | 0 | 2 | 0 | 0 | 2 | 0 | 0 | 2 | 0 | 10 | E | 9 | 10 | E | 9 | 19 | A | 7 | 11 | A | 7 | 60 | A | 7 | 994 | A | 7 | 170 | A | 7 | 4.6 | A | 7 | 16100 | B | 7 | 3000 | A | 7 | 3.2 | E | 8 | 0.171 | F | 8 | 0.16 | F | 8 | 0 | 1 | D | 9 | 0 | C | 8
[26 empty] | 3738200% | 22:00 | 0 | 0 | 0 | 2 | 0 | 0 | 2 | 0 | 0 | 2 | 0 | 0 | 2 | 0 | 0 | 2 | 0 | 0 | 2 | 0 | 0 | 2 | 0 | 10 | E | 9 | 10 | E | 9 | 19 | A | 7 | 11 | A | 7 | 60 | A | 7 | 993 | A | 7 | 180 | A | 7 | 5.1 | A | 7 | 16100 | B | 7 | 2400 | A | 7 | 3.4 | E | 8 | 0.171 | F | 8 | 0.16 | F | 8 | 0 | 1 | D | 9 | 0 | C | 8
[26 empty] | 3738200% | 23:00 | 0 | 0 | 0 | 2 | 0 | 0 | 2 | 0 | 0 | 2 | 0 | 0 | 2 | 0 | 0 | 2 | 0 | 0 | 2 | 0 | 0 | 2 | 0 | 10 | E | 9 | 10 | E | 9 | 18 | A | 7 | 13 | A | 7 | 73 | A | 7 | 993 | A | 7 | 180 | A | 7 | 2.1 | A | 7 | 14500 | B | 7 | 1500 | A | 7 | 3.2 | E | 8 | 0.171 | F | 8 | 0.16 | F | 8 | 0 | 1 | D | 9 | 0 | C | 8
[26 empty] | 3738200% | 24:00 | 0 | 0 | 0 | 2 | 0 | 0 | 2 | 0 | 0 | 2 | 0 | 0 | 2 | 0 | 0 | 2 | 0 | 0 | 2 | 0 | 0 | 2 | 0 | 10 | E | 9 | 10 | E | 9 | 19 | A | 7 | 13 | A | 7 | 68 | A | 7 | 992 | A | 7 | 220 | A | 7 | 3.6 | A | 7 | 16100 | B | 7 | 1320 | A | 7 | 3 | E | 8 | 0.171 | F | 8 | 0.16 | F | 8 | 3 | 1 | D | 9 | 61 | C | 8
[26 empty] | 3738300% | 1:00 | 0 | 0 | 0 | 2 | 0 | 0 | 2 | 0 | 0 | 2 | 0 | 0 | 2 | 0 | 0 | 2 | 0 | 0 | 2 | 0 | 0 | 2 | 0 | 10 | E | 9 | 10 | E | 9 | 18 | A | 7 | 13 | A | 7 | 73 | A | 7 | 992 | A | 7 | 180 | A | 7 | 4.1 | A | 7 | 16100 | B | 7 | 1260 | A | 7 | 2.8 | E | 8 | 0.172 | F | 8 | 0.16 | F | 8 | 0 | 1 | D | 9 | 0 | C | 8
[26 empty] | 3738300% | 2:00 | 0 | 0 | 0 | 2 | 0 | 0 | 2 | 0 | 0 | 2 | 0 | 0 | 2 | 0 | 0 | 2 | 0 | 0 | 2 | 0 | 0 | 2 | 0 | 10 | E | 9 | 10 | E | 9 | 17 | A | 7 | 13 | A | 7 | 77 | A | 7 | 991 | A | 7 | 150 | A | 7 | 4.6 | A | 7 | 16100 | B | 7 | 1260 | A | 7 | 2.7 | E | 8 | 0.172 | F | 8 | 0.16 | F | 8 | 0 | 1 | D | 9 | 0 | C | 8
[26 empty] | 3738300% | 3:00 | 0 | 0 | 0 | 2 | 0 | 0 | 2 | 0 | 0 | 2 | 0 | 0 | 2 | 0 | 0 | 2 | 0 | 0 | 2 | 0 | 0 | 2 | 0 | 10 | E | 9 | 10 | E | 9 | 17 | A | 7 | 13 | A | 7 | 77 | A | 7 | 991 | A | 7 | 190 | A | 7 | 3.6 | A | 7 | 16100 | B | 7 | 2100 | A | 7 | 2.6 | E | 8 | 0.172 | F | 8 | 0.16 | F | 8 | 0 | 1 | D | 9 | 0 | C | 8
[26 empty] | 3738300% | 4:00 | 0 | 0 | 0 | 2 | 0 | 0 | 2 | 0 | 0 | 2 | 0 | 0 | 2 | 0 | 0 | 2 | 0 | 0 | 2 | 0 | 0 | 2 | 0 | 10 | E | 9 | 10 | E | 9 | 17 | A | 7 | 13 | A | 7 | 77 | A | 7 | 991 | A | 7 | 190 | A | 7 | 2.6 | A | 7 | 16100 | B | 7 | 1500 | A | 7 | 2.5 | E | 8 | 0.172 | F | 8 | 0.16 | F | 8 | 0 | 1 | D | 9 | 0 | C | 8
[26 empty] | 3738300% | 5:00 | 0 | 0 | 0 | 2 | 0 | 0 | 2 | 0 | 0 | 2 | 0 | 0 | 2 | 0 | 0 | 2 | 0 | 0 | 2 | 0 | 0 | 2 | 0 | 10 | E | 9 | 10 | E | 9 | 16 | A | 7 | 13 | A | 7 | 82 | A | 7 | 991 | A | 7 | 190 | A | 7 | 2.1 | A | 7 | 16100 | B | 7 | 1500 | A | 7 | 2.5 | E | 8 | 0.172 | F | 8 | 0.16 | F | 8 | 0 | 1 | D | 9 | 0 | C | 8
[26 empty] | 3738300% | 6:00 | 95 | 1196 | 0 | 2 | 8 | 0 | 2 | 15 | 0 | 2 | 8 | 0 | 2 | 8 | 0 | 2 | 15 | 0 | 2 | 8 | 0 | 2 | 19 | 10 | E | 9 | 9 | E | 9 | 16 | A | 7 | 13 | A | 7 | 82 | A | 7 | 991 | A | 7 | 200 | A | 7 | 1.5 | A | 7 | 14500 | B | 7 | 77777 | A | 7 | 2.5 | E | 8 | 0.172 | F | 8 | 0.16 | F | 8 | 0 | 1 | D | 9 | 0 | C | 8
[26 empty] | 3738300% | 7:00 | 346 | 1342 | 196 | 2 | 8 | 339 | 2 | 15 | 108 | 2 | 8 | 205 | 2 | 8 | 287 | 2 | 15 | 131 | 2 | 8 | 217 | 2 | 19 | 10 | E | 9 | 10 | E | 9 | 18 | A | 7 | 14 | A | 7 | 77 | A | 7 | 992 | A | 7 | 240 | A | 7 | 2.1 | A | 7 | 14500 | B | 7 | 2100 | A | 7 | 2.4 | E | 8 | 0.172 | F | 8 | 0.16 | F | 8 | 0 | 1 | D | 9 | 0 | C | 8
[26 empty] | 3738300% | 8:00 | 596 | 1342 | 368 | 2 | 8 | 430 | 2 | 15 | 176 | 2 | 8 | 380 | 2 | 8 | 421 | 2 | 15 | 193 | 2 | 8 | 362 | 2 | 19 | 7 | E | 9 | 6 | E | 9 | 19 | A | 7 | 14 | A | 7 | 73 | A | 7 | 992 | A | 7 | 220 | A | 7 | 2.1 | A | 7 | 14500 | B | 7 | 77777 | A | 7 | 2.7 | E | 8 | 0.172 | F | 8 | 0.16 | F | 8 | 0 | 1 | D | 9 | 0 | C | 8
[26 empty] | 3738300% | 9:00 | 823 | 1342 | 418 | 2 | 8 | 208 | 2 | 15 | 291 | 2 | 8 | 456 | 2 | 8 | 218 | 2 | 15 | 322 | 2 | 8 | 797 | 2 | 19 | 7 | E | 9 | 6 | E | 9 | 22 | A | 7 | 16 | A | 7 | 69 | A | 7 | 992 | A | 7 | 270 | A | 7 | 3.6 | A | 7 | 16100 | B | 7 | 77777 | A | 7 | 3 | E | 8 | 0.172 | F | 8 | 0.16 | F | 8 | 0 | 1 | D | 9 | 0 | C | 8
[26 empty] | 3738300% | 10:00 | 1011 | 1342 | 493 | 2 | 8 | 170 | 2 | 15 | 365 | 2 | 8 | 539 | 2 | 8 | 180 | 2 | 15 | 403 | 2 | 8 | 1199 | 2 | 19 | 10 | E | 9 | 5 | E | 9 | 23 | A | 7 | 17 | A | 7 | 69 | A | 7 | 991 | A | 7 | 260 | A | 7 | 4.6 | A | 7 | 16100 | B | 7 | 77777 | A | 7 | 3.3 | E | 8 | 0.172 | F | 8 | 0.16 | F | 8 | 0 | 1 | D | 9 | 0 | C | 8
[26 empty] | 3738300% | 11:00 | 1146 | 1342 | 223 | 2 | 8 | 6 | 2 | 15 | 217 | 2 | 8 | 271 | 2 | 8 | 5 | 2 | 15 | 267 | 2 | 8 | 1076 | 2 | 19 | 10 | E | 9 | 10 | E | 9 | 23 | A | 7 | 17 | A | 7 | 69 | A | 7 | 992 | A | 7 | 190 | A | 7 | 3.6 | A | 7 | 16100 | B | 7 | 1140 | A | 7 | 3.3 | E | 8 | 0.172 | F | 8 | 0.16 | F | 8 | 0 | 1 | D | 9 | 0 | C | 8
[26 empty] | 3738300% | 12:00 | 1221 | 1342 | 146 | 2 | 8 | 0 | 2 | 15 | 146 | 2 | 8 | 185 | 2 | 8 | 0 | 2 | 15 | 185 | 2 | 8 | 770 | 2 | 19 | 10 | E | 9 | 10 | E | 9 | 22 | A | 7 | 16 | A | 7 | 69 | A | 7 | 992 | A | 7 | 230 | A | 7 | 4.1 | A | 7 | 16100 | B | 7 | 1080 | A | 7 | 3.4 | E | 8 | 0.172 | F | 8 | 0.16 | F | 8 | 5 | 1 | D | 9 | 0 | C | 8
[26 empty] | 3738300% | 13:00 | 1230 | 1342 | 149 | 2 | 8 | 0 | 2 | 15 | 149 | 2 | 8 | 189 | 2 | 8 | 0 | 2 | 15 | 189 | 2 | 8 | 784 | 2 | 19 | 10 | E | 9 | 9 | E | 9 | 19 | A | 7 | 17 | A | 7 | 88 | A | 7 | 992 | A | 7 | 230 | A | 7 | 7.2 | A | 7 | 16100 | B | 7 | 2700 | A | 7 | 3.4 | E | 8 | 0.172 | F | 8 | 0.16 | F | 8 | 0 | 1 | D | 9 | 17 | C | 8
[26 empty] | 3738300% | 14:00 | 1171 | 1342 | 182 | 2 | 8 | 0 | 2 | 15 | 182 | 2 | 8 | 226 | 2 | 8 | 0 | 2 | 15 | 226 | 2 | 8 | 930 | 2 | 19 | 9 | E | 9 | 5 | E | 9 | 19 | A | 7 | 17 | A | 7 | 88 | A | 7 | 991 | A | 7 | 110 | A | 7 | 2.6 | A | 7 | 16100 | B | 7 | 77777 | A | 7 | 3.4 | E | 8 | 0.172 | F | 8 | 0.16 | F | 8 | 0 | 1 | D | 9 | 61 | C | 8
[26 empty] | 3738300% | 15:00 | 1050 | 1342 | 167 | 2 | 8 | 0 | 2 | 15 | 167 | 2 | 8 | 205 | 2 | 8 | 0 | 2 | 15 | 205 | 2 | 8 | 848 | 2 | 19 | 10 | E | 9 | 4 | E | 9 | 19 | A | 7 | 17 | A | 7 | 88 | A | 7 | 990 | A | 7 | 220 | A | 7 | 4.1 | A | 7 | 16100 | B | 7 | 77777 | A | 7 | 3.4 | E | 8 | 0.172 | F | 8 | 0.16 | F | 8 | 0 | 1 | D | 9 | 0 | C | 8
[26 empty] | 3738300% | 16:00 | 875 | 1342 | 185 | 2 | 8 | 6 | 2 | 15 | 181 | 2 | 8 | 220 | 2 | 8 | 5 | 2 | 15 | 217 | 2 | 8 | 848 | 2 | 19 | 10 | E | 9 | 10 | E | 9 | 20 | A | 7 | 17 | A | 7 | 83 | A | 7 | 990 | A | 7 | 240 | A | 7 | 3.6 | A | 7 | 16100 | B | 7 | 2700 | A | 7 | 3.4 | E | 8 | 0.172 | F | 8 | 0.16 | F | 8 | 3 | 1 | D | 9 | 0 | C | 8
[26 empty] | 3738300% | 17:00 | 657 | 1342 | 70 | 2 | 8 | 0 | 2 | 15 | 70 | 2 | 8 | 86 | 2 | 8 | 0 | 2 | 15 | 86 | 2 | 8 | 336 | 2 | 19 | 10 | E | 9 | 10 | E | 9 | 19 | A | 7 | 17 | A | 7 | 88 | A | 7 | 991 | A | 7 | 320 | A | 7 | 2.6 | A | 7 | 14500 | B | 7 | 2400 | A | 7 | 3.5 | E | 8 | 0.172 | F | 8 | 0.16 | F | 8 | 0 | 1 | D | 9 | 61 | C | 8
[26 empty] | 3738300% | 18:00 | 411 | 1342 | 123 | 2 | 8 | 23 | 2 | 15 | 116 | 2 | 8 | 138 | 2 | 8 | 14 | 2 | 15 | 133 | 2 | 8 | 416 | 2 | 19 | 9 | E | 9 | 9 | E | 9 | 20 | A | 7 | 17 | A | 7 | 83 | A | 7 | 991 | A | 7 | 10 | A | 7 | 2.6 | A | 7 | 16100 | B | 7 | 77777 | A | 7 | 3.5 | E | 8 | 0.172 | F | 8 | 0.16 | F | 8 | 0 | 1 | D | 9 | 0 | C | 8
[26 empty] | 3738300% | 19:00 | 157 | 1342 | 59 | 2 | 8 | 97 | 2 | 15 | 47 | 2 | 8 | 63 | 2 | 8 | 58 | 2 | 15 | 56 | 2 | 8 | 99 | 2 | 19 | 0 | E | 9 | 0 | A | 7 | 19 | A | 7 | 16 | A | 7 | 83 | A | 7 | 991 | A | 7 | 0 | A | 7 | 0 | A | 7 | 16100 | B | 7 | 77777 | A | 7 | 3.6 | E | 8 | 0.172 | F | 8 | 0.16 | F | 8 | 0 | 1 | D | 9 | 0 | C | 8
[26 empty] | 3738300% | 20:00 | 3 | 212 | 0 | 2 | 8 | 0 | 2 | 15 | 0 | 2 | 8 | 0 | 2 | 8 | 0 | 2 | 15 | 0 | 2 | 8 | 0 | 2 | 19 | 0 | E | 9 | 0 | E | 9 | 18 | A | 7 | 16 | A | 7 | 88 | A | 7 | 991 | A | 7 | 0 | A | 7 | 0 | A | 7 | 16100 | B | 7 | 77777 | A | 7 | 3.4 | E | 8 | 0.172 | F | 8 | 0.16 | F | 8 | 0 | 1 | D | 9 | 0 | C | 8
[26 empty] | 3738300% | 21:00 | 0 | 0 | 0 | 2 | 0 | 0 | 2 | 0 | 0 | 2 | 0 | 0 | 2 | 0 | 0 | 2 | 0 | 0 | 2 | 0 | 0 | 2 | 0 | 2 | E | 9 | 2 | E | 9 | 17 | A | 7 | 15 | A | 7 | 88 | A | 7 | 992 | A | 7 | 210 | A | 7 | 1.5 | A | 7 | 16100 | B | 7 | 77777 | A | 7 | 3.2 | E | 8 | 0.172 | F | 8 | 0.16 | F | 8 | 0 | 1 | D | 9 | 0 | C | 8
[26 empty] | 3738300% | 22:00 | 0 | 0 | 0 | 2 | 0 | 0 | 2 | 0 | 0 | 2 | 0 | 0 | 2 | 0 | 0 | 2 | 0 | 0 | 2 | 0 | 0 | 2 | 0 | 4 | E | 9 | 4 | E | 9 | 17 | A | 7 | 17 | A | 7 | 100 | A | 7 | 992 | A | 7 | 200 | A | 7 | 2.6 | A | 7 | 12900 | B | 7 | 77777 | A | 7 | 3 | E | 8 | 0.172 | F | 8 | 0.16 | F | 8 | 0 | 1 | D | 9 | 0 | C | 8
[26 empty] | 3738300% | 23:00 | 0 | 0 | 0 | 2 | 0 | 0 | 2 | 0 | 0 | 2 | 0 | 0 | 2 | 0 | 0 | 2 | 0 | 0 | 2 | 0 | 0 | 2 | 0 | 2 | E | 9 | 2 | E | 9 | 16 | A | 7 | 14 | A | 7 | 88 | A | 7 | 992 | A | 7 | 170 | A | 7 | 1.5 | A | 7 | 16100 | B | 7 | 77777 | A | 7 | 2.9 | E | 8 | 0.172 | F | 8 | 0.16 | F | 8 | 0 | 1 | D | 9 | 0 | C | 8
[26 empty] | 3738300% | 24:00 | 0 | 0 | 0 | 2 | 0 | 0 | 2 | 0 | 0 | 2 | 0 | 0 | 2 | 0 | 0 | 2 | 0 | 0 | 2 | 0 | 0 | 2 | 0 | 8 | E | 9 | 7 | E | 9 | 16 | A | 7 | 14 | A | 7 | 88 | A | 7 | 993 | A | 7 | 240 | A | 7 | 1.5 | A | 7 | 16100 | B | 7 | 77777 | A | 7 | 2.7 | E | 8 | 0.172 | F | 8 | 0.16 | F | 8 | 0 | 1 | D | 9 | 0 | C | 8
[26 empty] | 3738400% | 1:00 | 0 | 0 | 0 | 2 | 0 | 0 | 2 | 0 | 0 | 2 | 0 | 0 | 2 | 0 | 0 | 2 | 0 | 0 | 2 | 0 | 0 | 2 | 0 | 5 | E | 9 | 5 | E | 9 | 15 | A | 7 | 14 | A | 7 | 94 | A | 7 | 993 | A | 7 | 0 | A | 7 | 0 | A | 7 | 14500 | B | 7 | 77777 | A | 7 | 2.6 | E | 8 | 0.173 | F | 8 | 0.16 | F | 8 | 0 | 1 | D | 9 | 0 | C | 8
[26 empty] | 3738400% | 2:00 | 0 | 0 | 0 | 2 | 0 | 0 | 2 | 0 | 0 | 2 | 0 | 0 | 2 | 0 | 0 | 2 | 0 | 0 | 2 | 0 | 0 | 2 | 0 | 8 | E | 9 | 8 | E | 9 | 13 | A | 7 | 13 | A | 7 | 100 | A | 7 | 992 | A | 7 | 80 | A | 7 | 1.5 | A | 7 | 400 | B | 7 | 30 | A | 7 | 2.5 | E | 8 | 0.173 | F | 8 | 0.16 | F | 8 | 0 | 1 | D | 9 | 10 | C | 8
[26 empty] | 3738400% | 3:00 | 0 | 0 | 0 | 2 | 0 | 0 | 2 | 0 | 0 | 2 | 0 | 0 | 2 | 0 | 0 | 2 | 0 | 0 | 2 | 0 | 0 | 2 | 0 | 10 | E | 9 | 10 | A | 7 | 13 | A | 7 | 13 | A | 7 | 100 | A | 7 | 993 | A | 7 | 80 | A | 7 | 2.1 | A | 7 | 400 | B | 7 | 30 | A | 7 | 2.4 | E | 8 | 0.173 | F | 8 | 0.16 | F | 8 | 3 | 1 | D | 9 | 44 | C | 8
[26 empty] | 3738400% | 4:00 | 0 | 0 | 0 | 2 | 0 | 0 | 2 | 0 | 0 | 2 | 0 | 0 | 2 | 0 | 0 | 2 | 0 | 0 | 2 | 0 | 0 | 2 | 0 | 10 | E | 9 | 10 | E | 9 | 13 | A | 7 | 13 | A | 7 | 100 | A | 7 | 993 | A | 7 | 80 | A | 7 | 2.1 | A | 7 | 400 | B | 7 | 30 | A | 7 | 2.2 | E | 8 | 0.173 | F | 8 | 0.16 | F | 8 | 0 | 1 | D | 9 | 10 | C | 8
[26 empty] | 3738400% | 5:00 | 0 | 0 | 0 | 2 | 0 | 0 | 2 | 0 | 0 | 2 | 0 | 0 | 2 | 0 | 0 | 2 | 0 | 0 | 2 | 0 | 0 | 2 | 0 | 10 | E | 9 | 10 | E | 9 | 13 | A | 7 | 13 | A | 7 | 100 | A | 7 | 994 | A | 7 | 0 | A | 7 | 0 | A | 7 | 8000 | B | 7 | 840 | A | 7 | 2.2 | E | 8 | 0.173 | F | 8 | 0.16 | F | 8 | 0 | 1 | D | 9 | 44 | C | 8
[26 empty] | 3738400% | 6:00 | 99 | 1218 | 0 | 2 | 8 | 0 | 2 | 15 | 0 | 2 | 8 | 0 | 2 | 8 | 0 | 2 | 15 | 0 | 2 | 8 | 0 | 2 | 19 | 10 | E | 9 | 10 | E | 9 | 14 | A | 7 | 14 | A | 7 | 100 | A | 7 | 995 | A | 7 | 350 | A | 7 | 2.6 | A | 7 | 6400 | B | 7 | 840 | A | 7 | 2.1 | E | 8 | 0.173 | F | 8 | 0.16 | F | 8 | 0 | 1 | D | 9 | 10 | C | 8
[26 empty] | 3738400% | 7:00 | 350 | 1341 | 138 | 2 | 8 | 86 | 2 | 15 | 115 | 2 | 8 | 150 | 2 | 8 | 76 | 2 | 15 | 130 | 2 | 8 | 286 | 2 | 19 | 10 | E | 9 | 10 | E | 9 | 16 | A | 7 | 14 | A | 7 | 88 | A | 7 | 996 | A | 7 | 20 | A | 7 | 2.6 | A | 7 | 4800 | B | 7 | 780 | A | 7 | 2 | E | 8 | 0.173 | F | 8 | 0.16 | F | 8 | 0 | 1 | D | 9 | 10 | C | 8
[26 empty] | 3738400% | 8:00 | 600 | 1341 | 353 | 2 | 8 | 367 | 2 | 15 | 189 | 2 | 8 | 375 | 2 | 8 | 372 | 2 | 15 | 209 | 2 | 8 | 415 | 2 | 19 | 8 | E | 9 | 8 | E | 9 | 17 | A | 7 | 12 | A | 7 | 72 | A | 7 | 996 | A | 7 | 30 | A | 7 | 5.1 | A | 7 | 4800 | B | 7 | 780 | A | 7 | 2 | E | 8 | 0.173 | F | 8 | 0.16 | F | 8 | 0 | 1 | D | 9 | 5 | C | 8
[26 empty] | 3738400% | 9:00 | 826 | 1341 | 549 | 2 | 8 | 544 | 2 | 15 | 213 | 2 | 8 | 583 | 2 | 8 | 559 | 2 | 15 | 238 | 2 | 8 | 515 | 2 | 19 | 0 | E | 9 | 0 | E | 9 | 18 | A | 7 | 12 | A | 7 | 68 | A | 7 | 997 | A | 7 | 30 | A | 7 | 5.7 | A | 7 | 16100 | B | 7 | 77777 | A | 7 | 2.1 | E | 8 | 0.173 | F | 8 | 0.16 | F | 8 | 0 | 1 | D | 9 | 0 | C | 8
[26 empty] | 3738400% | 10:00 | 1013 | 1341 | 702 | 2 | 8 | 630 | 2 | 15 | 225 | 2 | 8 | 734 | 2 | 8 | 635 | 2 | 15 | 253 | 2 | 8 | 696 | 2 | 19 | 7 | E | 9 | 7 | E | 9 | 19 | A | 7 | 12 | A | 7 | 64 | A | 7 | 997 | A | 7 | 20 | A | 7 | 4.6 | A | 7 | 16100 | B | 7 | 77777 | A | 7 | 2.2 | E | 8 | 0.173 | F | 8 | 0.16 | F | 8 | 0 | 1 | D | 9 | 0 | C | 8
[26 empty] | 3738400% | 11:00 | 1149 | 1341 | 816 | 2 | 8 | 639 | 2 | 15 | 268 | 2 | 8 | 856 | 2 | 8 | 645 | 2 | 15 | 302 | 2 | 8 | 1146 | 2 | 19 | 0 | E | 9 | 0 | E | 9 | 21 | A | 7 | 13 | A | 7 | 60 | A | 7 | 997 | A | 7 | 40 | B | 8 | 2.1 | A | 7 | 12900 | B | 7 | 77777 | A | 7 | 2.3 | E | 8 | 0.173 | F | 8 | 0.16 | F | 8 | 0 | 1 | D | 9 | 0 | C | 8
[26 empty] | 3738400% | 12:00 | 1223 | 1341 | 862 | 2 | 8 | 601 | 2 | 15 | 313 | 2 | 8 | 934 | 2 | 8 | 629 | 2 | 15 | 359 | 2 | 8 | 1810 | 2 | 19 | 0 | E | 9 | 0 | E | 9 | 22 | A | 7 | 13 | A | 7 | 57 | A | 7 | 996 | A | 7 | 50 | A | 7 | 2.6 | A | 7 | 14500 | B | 7 | 77777 | A | 7 | 2.5 | E | 8 | 0.173 | F | 8 | 0.16 | F | 8 | 0 | 1 | D | 9 | 0 | C | 8
[26 empty] | 3738400% | 13:00 | 1231 | 1341 | 884 | 2 | 8 | 570 | 2 | 15 | 360 | 2 | 8 | 946 | 2 | 8 | 596 | 2 | 15 | 398 | 2 | 8 | 2172 | 2 | 19 | 10 | E | 9 | 10 | E | 9 | 22 | A | 7 | 14 | A | 7 | 60 | A | 7 | 996 | A | 7 | 0 | A | 7 | 0 | A | 7 | 12900 | B | 7 | 1140 | A | 7 | 2.7 | E | 8 | 0.173 | F | 8 | 0.16 | F | 8 | 0 | 1 | D | 9 | 0 | C | 8
[26 empty] | 3738400% | 14:00 | 1173 | 1341 | 253 | 2 | 8 | 12 | 2 | 15 | 242 | 2 | 8 | 306 | 2 | 8 | 10 | 2 | 15 | 298 | 2 | 8 | 1182 | 2 | 19 | 10 | E | 9 | 10 | E | 9 | 22 | A | 7 | 14 | A | 7 | 60 | A | 7 | 996 | A | 7 | 260 | A | 7 | 3.1 | A | 7 | 9700 | B | 7 | 1080 | A | 7 | 2.9 | E | 8 | 0.173 | F | 8 | 0.16 | F | 8 | 0 | 1 | D | 9 | 5 | C | 8
[26 empty] | 3738400% | 15:00 | 1052 | 1341 | 219 | 2 | 8 | 0 | 2 | 15 | 219 | 2 | 8 | 263 | 2 | 8 | 0 | 2 | 15 | 263 | 2 | 8 | 1064 | 2 | 19 | 10 | E | 9 | 4 | E | 9 | 22 | A | 7 | 14 | A | 7 | 60 | A | 7 | 994 | A | 7 | 120 | A | 7 | 4.1 | A | 7 | 12900 | B | 7 | 77777 | A | 7 | 3.1 | E | 8 | 0.173 | F | 8 | 0.16 | F | 8 | 0 | 1 | D | 9 | 0 | C | 8
[26 empty] | 3738400% | 16:00 | 877 | 1341 | 213 | 2 | 8 | 6 | 2 | 15 | 209 | 2 | 8 | 250 | 2 | 8 | 5 | 2 | 15 | 247 | 2 | 8 | 951 | 2 | 19 | 10 | E | 9 | 10 | E | 9 | 22 | A | 7 | 13 | A | 7 | 57 | A | 7 | 994 | A | 7 | 110 | A | 7 | 2.6 | A | 7 | 16100 | B | 7 | 960 | A | 7 | 3.3 | E | 8 | 0.173 | F | 8 | 0.16 | F | 8 | 0 | 1 | D | 9 | 0 | C | 8
[26 empty] | 3738400% | 17:00 | 659 | 1341 | 215 | 2 | 8 | 23 | 2 | 15 | 204 | 2 | 8 | 244 | 2 | 8 | 19 | 2 | 15 | 234 | 2 | 8 | 796 | 2 | 19 | 10 | E | 9 | 10 | E | 9 | 22 | A | 7 | 15 | A | 7 | 64 | A | 7 | 994 | A | 7 | 140 | A | 7 | 3.6 | A | 7 | 12900 | B | 7 | 990 | A | 7 | 3.4 | E | 8 | 0.173 | F | 8 | 0.16 | F | 8 | 0 | 1 | D | 9 | 61 | C | 8
[26 empty] | 3738400% | 18:00 | 415 | 1341 | 64 | 2 | 8 | 0 | 2 | 15 | 64 | 2 | 8 | 75 | 2 | 8 | 0 | 2 | 15 | 75 | 2 | 8 | 266 | 2 | 19 | 10 | E | 9 | 10 | E | 9 | 22 | A | 7 | 14 | A | 7 | 60 | A | 7 | 994 | A | 7 | 150 | A | 7 | 2.1 | A | 7 | 12900 | B | 7 | 2700 | A | 7 | 3.4 | E | 8 | 0.173 | F | 8 | 0.16 | F | 8 | 0 | 1 | D | 9 | 0 | C | 8
[26 empty] | 3738400% | 19:00 | 161 | 1341 | 14 | 2 | 8 | 0 | 2 | 15 | 14 | 2 | 8 | 17 | 2 | 8 | 0 | 2 | 15 | 17 | 2 | 8 | 56 | 2 | 19 | 10 | E | 9 | 10 | A | 7 | 21 | A | 7 | 14 | A | 7 | 64 | A | 7 | 994 | A | 7 | 140 | A | 7 | 2.1 | A | 7 | 6400 | B | 7 | 2100 | A | 7 | 3.5 | E | 8 | 0.173 | F | 8 | 0.16 | F | 8 | 0 | 1 | D | 9 | 5 | C | 8
[26 empty] | 3738400% | 20:00 | 3 | 235 | 0 | 2 | 8 | 0 | 2 | 15 | 0 | 2 | 8 | 0 | 2 | 8 | 0 | 2 | 15 | 0 | 2 | 8 | 0 | 2 | 19 | 10 | E | 9 | 10 | E | 9 | 19 | A | 7 | 15 | A | 7 | 78 | A | 7 | 994 | A | 7 | 140 | A | 7 | 3.6 | A | 7 | 14500 | B | 7 | 2100 | A | 7 | 3.6 | E | 8 | 0.173 | F | 8 | 0.16 | F | 8 | 3 | 1 | D | 9 | 0 | C | 8
[26 empty] | 3738400% | 21:00 | 0 | 0 | 0 | 2 | 0 | 0 | 2 | 0 | 0 | 2 | 0 | 0 | 2 | 0 | 0 | 2 | 0 | 0 | 2 | 0 | 0 | 2 | 0 | 10 | E | 9 | 10 | E | 9 | 19 | A | 7 | 14 | A | 7 | 73 | A | 7 | 994 | A | 7 | 140 | A | 7 | 4.6 | A | 7 | 14500 | B | 7 | 1800 | A | 7 | 3.7 | E | 8 | 0.173 | F | 8 | 0.16 | F | 8 | 0 | 1 | D | 9 | 0 | C | 8
[26 empty] | 3738400% | 22:00 | 0 | 0 | 0 | 2 | 0 | 0 | 2 | 0 | 0 | 2 | 0 | 0 | 2 | 0 | 0 | 2 | 0 | 0 | 2 | 0 | 0 | 2 | 0 | 10 | E | 9 | 10 | E | 9 | 18 | A | 7 | 13 | A | 7 | 73 | A | 7 | 993 | A | 7 | 160 | A | 7 | 6.2 | A | 7 | 16100 | B | 7 | 2100 | A | 7 | 3.8 | E | 8 | 0.173 | F | 8 | 0.16 | F | 8 | 0 | 1 | D | 9 | 0 | C | 8
[26 empty] | 3738400% | 23:00 | 0 | 0 | 0 | 2 | 0 | 0 | 2 | 0 | 0 | 2 | 0 | 0 | 2 | 0 | 0 | 2 | 0 | 0 | 2 | 0 | 0 | 2 | 0 | 10 | E | 9 | 10 | E | 9 | 17 | A | 7 | 13 | A | 7 | 77 | A | 7 | 993 | A | 7 | 160 | A | 7 | 6.2 | A | 7 | 16100 | B | 7 | 1140 | A | 7 | 3.8 | E | 8 | 0.173 | F | 8 | 0.16 | F | 8 | 3 | 1 | D | 9 | 0 | C | 8
[26 empty] | 3738400% | 24:00 | 0 | 0 | 0 | 2 | 0 | 0 | 2 | 0 | 0 | 2 | 0 | 0 | 2 | 0 | 0 | 2 | 0 | 0 | 2 | 0 | 0 | 2 | 0 | 10 | E | 9 | 10 | E | 9 | 17 | A | 7 | 12 | A | 7 | 72 | A | 7 | 993 | A | 7 | 170 | A | 7 | 5.7 | A | 7 | 16100 | B | 7 | 1080 | A | 7 | 3.8 | E | 8 | 0.173 | F | 8 | 0.16 | F | 8 | 0 | 1 | D | 9 | 0 | C | 8
[26 empty] | 3738500% | 1:00 | 0 | 0 | 0 | 2 | 0 | 0 | 2 | 0 | 0 | 2 | 0 | 0 | 2 | 0 | 0 | 2 | 0 | 0 | 2 | 0 | 0 | 2 | 0 | 10 | E | 9 | 10 | E | 9 | 15 | A | 7 | 12 | A | 7 | 82 | A | 7 | 993 | A | 7 | 150 | A | 7 | 3.6 | A | 7 | 16100 | B | 7 | 1020 | A | 7 | 3.9 | E | 8 | 0.174 | F | 8 | 0.16 | F | 8 | 4 | 1 | D | 9 | 0 | C | 8
[26 empty] | 3738500% | 2:00 | 0 | 0 | 0 | 2 | 0 | 0 | 2 | 0 | 0 | 2 | 0 | 0 | 2 | 0 | 0 | 2 | 0 | 0 | 2 | 0 | 0 | 2 | 0 | 10 | E | 9 | 10 | E | 9 | 14 | A | 7 | 12 | A | 7 | 88 | A | 7 | 992 | A | 7 | 140 | A | 7 | 4.6 | A | 7 | 16100 | B | 7 | 960 | A | 7 | 3.9 | E | 8 | 0.174 | F | 8 | 0.16 | F | 8 | 4 | 1 | D | 9 | 0 | C | 8
[26 empty] | 3738500% | 3:00 | 0 | 0 | 0 | 2 | 0 | 0 | 2 | 0 | 0 | 2 | 0 | 0 | 2 | 0 | 0 | 2 | 0 | 0 | 2 | 0 | 0 | 2 | 0 | 10 | E | 9 | 10 | E | 9 | 14 | A | 7 | 11 | A | 7 | 82 | A | 7 | 991 | A | 7 | 140 | A | 7 | 3.1 | A | 7 | 16100 | B | 7 | 900 | A | 7 | 3.9 | E | 8 | 0.174 | F | 8 | 0.16 | F | 8 | 4 | 1 | D | 9 | 0 | C | 8
[26 empty] | 3738500% | 4:00 | 0 | 0 | 0 | 2 | 0 | 0 | 2 | 0 | 0 | 2 | 0 | 0 | 2 | 0 | 0 | 2 | 0 | 0 | 2 | 0 | 0 | 2 | 0 | 10 | E | 9 | 10 | E | 9 | 14 | A | 7 | 12 | A | 7 | 88 | A | 7 | 992 | A | 7 | 10 | A | 7 | 2.6 | A | 7 | 11300 | B | 7 | 720 | A | 7 | 4 | E | 8 | 0.174 | F | 8 | 0.16 | F | 8 | 4 | 1 | D | 9 | 0 | C | 8
[26 empty] | 3738500% | 5:00 | 0 | 0 | 0 | 2 | 0 | 0 | 2 | 0 | 0 | 2 | 0 | 0 | 2 | 0 | 0 | 2 | 0 | 0 | 2 | 0 | 0 | 2 | 0 | 10 | E | 9 | 10 | E | 9 | 14 | A | 7 | 12 | A | 7 | 88 | A | 7 | 991 | A | 7 | 80 | A | 7 | 3.1 | A | 7 | 14500 | B | 7 | 540 | A | 7 | 3.9 | E | 8 | 0.174 | F | 8 | 0.16 | F | 8 | 4 | 1 | D | 9 | 0 | C | 8
[26 empty] | 3738500% | 6:00 | 102 | 1240 | 0 | 2 | 8 | 0 | 2 | 15 | 0 | 2 | 8 | 0 | 2 | 8 | 0 | 2 | 15 | 0 | 2 | 8 | 0 | 2 | 19 | 10 | E | 9 | 10 | E | 9 | 14 | A | 7 | 12 | A | 7 | 88 | A | 7 | 992 | A | 7 | 90 | A | 7 | 3.1 | A | 7 | 8000 | B | 7 | 480 | A | 7 | 3.9 | E | 8 | 0.174 | F | 8 | 0.16 | F | 8 | 4 | 1 | D | 9 | 10 | C | 8
[26 empty] | 3738500% | 7:00 | 354 | 1341 | 89 | 2 | 8 | 0 | 2 | 15 | 89 | 2 | 8 | 100 | 2 | 8 | 0 | 2 | 15 | 100 | 2 | 8 | 322 | 2 | 19 | 10 | E | 9 | 10 | E | 9 | 13 | A | 7 | 12 | A | 7 | 94 | A | 7 | 992 | A | 7 | 70 | A | 7 | 3.1 | A | 7 | 4800 | B | 7 | 360 | A | 7 | 3.9 | E | 8 | 0.174 | F | 8 | 0.16 | F | 8 | 0 | 1 | D | 9 | 10 | C | 8
[26 empty] | 3738500% | 8:00 | 603 | 1341 | 76 | 2 | 8 | 0 | 2 | 15 | 76 | 2 | 8 | 92 | 2 | 8 | 0 | 2 | 15 | 92 | 2 | 8 | 351 | 2 | 19 | 10 | E | 9 | 10 | E | 9 | 13 | A | 7 | 12 | A | 7 | 94 | A | 7 | 993 | A | 7 | 80 | A | 7 | 3.1 | A | 7 | 6400 | B | 7 | 360 | A | 7 | 3.8 | E | 8 | 0.174 | F | 8 | 0.16 | F | 8 | 0 | 1 | D | 9 | 10 | C | 8
[26 empty] | 3738500% | 9:00 | 829 | 1341 | 91 | 2 | 8 | 0 | 2 | 15 | 91 | 2 | 8 | 113 | 2 | 8 | 0 | 2 | 15 | 113 | 2 | 8 | 460 | 2 | 19 | 10 | E | 9 | 10 | E | 9 | 14 | A | 7 | 12 | A | 7 | 88 | A | 7 | 992 | A | 7 | 80 | A | 7 | 3.1 | A | 7 | 4000 | B | 7 | 300 | A | 7 | 3.7 | E | 8 | 0.174 | F | 8 | 0.16 | F | 8 | 0 | 1 | D | 9 | 10 | C | 8
[26 empty] | 3738500% | 10:00 | 1015 | 1341 | 139 | 2 | 8 | 0 | 2 | 15 | 139 | 2 | 8 | 172 | 2 | 8 | 0 | 2 | 15 | 172 | 2 | 8 | 716 | 2 | 19 | 10 | E | 9 | 10 | E | 9 | 15 | A | 7 | 13 | A | 7 | 88 | A | 7 | 992 | A | 7 | 80 | A | 7 | 2.6 | A | 7 | 11300 | B | 7 | 300 | A | 7 | 3.6 | E | 8 | 0.174 | F | 8 | 0.16 | F | 8 | 0 | 1 | D | 9 | 10 | C | 8
[26 empty] | 3738500% | 11:00 | 1151 | 1341 | 223 | 2 | 8 | 0 | 2 | 15 | 223 | 2 | 8 | 272 | 2 | 8 | 0 | 2 | 15 | 272 | 2 | 8 | 1102 | 2 | 19 | 10 | E | 9 | 10 | E | 9 | 16 | A | 7 | 13 | A | 7 | 82 | A | 7 | 991 | A | 7 | 50 | A | 7 | 2.1 | A | 7 | 4800 | B | 7 | 300 | A | 7 | 3.7 | E | 8 | 0.174 | F | 8 | 0.16 | F | 8 | 0 | 1 | D | 9 | 0 | C | 8
[26 empty] | 3738500% | 12:00 | 1225 | 1341 | 237 | 2 | 8 | 0 | 2 | 15 | 237 | 2 | 8 | 290 | 2 | 8 | 0 | 2 | 15 | 290 | 2 | 8 | 1171 | 2 | 19 | 10 | E | 9 | 10 | E | 9 | 16 | A | 7 | 13 | A | 7 | 82 | A | 7 | 991 | A | 7 | 0 | A | 7 | 0 | A | 7 | 8000 | B | 7 | 300 | A | 7 | 3.8 | E | 8 | 0.174 | F | 8 | 0.16 | F | 8 | 0 | 1 | D | 9 | 5 | C | 8
[26 empty] | 3738500% | 13:00 | 1233 | 1341 | 155 | 2 | 8 | 0 | 2 | 15 | 155 | 2 | 8 | 196 | 2 | 8 | 0 | 2 | 15 | 196 | 2 | 8 | 813 | 2 | 19 | 10 | E | 9 | 10 | E | 9 | 16 | A | 7 | 14 | A | 7 | 88 | A | 7 | 990 | A | 7 | 140 | A | 7 | 4.1 | A | 7 | 3200 | B | 7 | 240 | A | 7 | 3.9 | E | 8 | 0.174 | F | 8 | 0.16 | F | 8 | 8 | 1 | D | 9 | 10 | C | 8
[26 empty] | 3738500% | 14:00 | 1175 | 1341 | 141 | 2 | 8 | 0 | 2 | 15 | 141 | 2 | 8 | 178 | 2 | 8 | 0 | 2 | 15 | 178 | 2 | 8 | 743 | 2 | 19 | 10 | E | 9 | 10 | E | 9 | 16 | A | 7 | 14 | A | 7 | 88 | A | 7 | 990 | A | 7 | 160 | A | 7 | 2.6 | A | 7 | 1600 | B | 7 | 180 | A | 7 | 3.9 | E | 8 | 0.174 | F | 8 | 0.16 | F | 8 | 0 | 1 | D | 9 | 10 | C | 8
[26 empty] | 3738500% | 15:00 | 1054 | 1341 | 144 | 2 | 8 | 0 | 2 | 15 | 144 | 2 | 8 | 179 | 2 | 8 | 0 | 2 | 15 | 179 | 2 | 8 | 746 | 2 | 19 | 10 | E | 9 | 10 | E | 9 | 17 | A | 7 | 15 | A | 7 | 88 | A | 7 | 989 | A | 7 | 150 | A | 7 | 2.6 | A | 7 | 3200 | B | 7 | 240 | A | 7 | 3.9 | E | 8 | 0.174 | F | 8 | 0.16 | F | 8 | 0 | 1 | D | 9 | 10 | C | 8
[26 empty] | 3738500% | 16:00 | 879 | 1341 | 292 | 2 | 8 | 47 | 2 | 15 | 261 | 2 | 8 | 322 | 2 | 8 | 48 | 2 | 15 | 290 | 2 | 8 | 904 | 2 | 19 | 10 | E | 9 | 8 | E | 9 | 17 | A | 7 | 15 | A | 7 | 88 | A | 7 | 987 | A | 7 | 0 | A | 7 | 0 | A | 7 | 4800 | B | 7 | 390 | A | 7 | 3.9 | E | 8 | 0.174 | F | 8 | 0.16 | F | 8 | 6 | 1 | D | 9 | 10 | C | 8
[26 empty] | 3738500% | 17:00 | 662 | 1341 | 70 | 2 | 8 | 0 | 2 | 15 | 70 | 2 | 8 | 86 | 2 | 8 | 0 | 2 | 15 | 86 | 2 | 8 | 337 | 2 | 19 | 10 | E | 9 | 10 | E | 9 | 16 | A | 7 | 16 | A | 7 | 100 | A | 7 | 988 | A | 7 | 170 | A | 7 | 3.6 | A | 7 | 3200 | B | 7 | 120 | A | 7 | 3.8 | E | 8 | 0.174 | F | 8 | 0.16 | F | 8 | 0 | 1 | D | 9 | 10 | C | 8
[26 empty] | 3738500% | 18:00 | 418 | 1341 | 59 | 2 | 8 | 0 | 2 | 15 | 59 | 2 | 8 | 70 | 2 | 8 | 0 | 2 | 15 | 70 | 2 | 8 | 249 | 2 | 19 | 10 | E | 9 | 10 | E | 9 | 17 | A | 7 | 16 | A | 7 | 94 | A | 7 | 988 | A | 7 | 180 | A | 7 | 3.6 | A | 7 | 4800 | B | 7 | 150 | A | 7 | 3.7 | E | 8 | 0.174 | F | 8 | 0.16 | F | 8 | 0 | 1 | D | 9 | 10 | C | 8
[26 empty] | 3738500% | 19:00 | 164 | 1341 | 35 | 2 | 8 | 29 | 2 | 15 | 32 | 2 | 8 | 39 | 2 | 8 | 20 | 2 | 15 | 37 | 2 | 8 | 81 | 2 | 19 | 10 | E | 9 | 10 | A | 7 | 17 | A | 7 | 16 | A | 7 | 94 | A | 7 | 988 | A | 7 | 180 | A | 7 | 3.1 | A | 7 | 4800 | B | 7 | 150 | A | 7 | 3.6 | E | 8 | 0.174 | F | 8 | 0.16 | F | 8 | 0 | 1 | D | 9 | 10 | C | 8
[26 empty] | 3738500% | 20:00 | 4 | 257 | 0 | 2 | 8 | 0 | 2 | 15 | 0 | 2 | 8 | 0 | 2 | 8 | 0 | 2 | 15 | 0 | 2 | 8 | 0 | 2 | 19 | 7 | E | 9 | 7 | E | 9 | 17 | A | 7 | 16 | A | 7 | 94 | A | 7 | 989 | A | 7 | 240 | A | 7 | 2.1 | A | 7 | 4800 | B | 7 | 77777 | A | 7 | 3.5 | E | 8 | 0.174 | F | 8 | 0.16 | F | 8 | 0 | 1 | D | 9 | 10 | C | 8
[26 empty] | 3738500% | 21:00 | 0 | 0 | 0 | 2 | 0 | 0 | 2 | 0 | 0 | 2 | 0 | 0 | 2 | 0 | 0 | 2 | 0 | 0 | 2 | 0 | 0 | 2 | 0 | 10 | E | 9 | 10 | E | 9 | 16 | A | 7 | 16 | A | 7 | 100 | A | 7 | 989 | A | 7 | 40 | A | 7 | 2.1 | A | 7 | 4800 | B | 7 | 150 | A | 7 | 3.5 | E | 8 | 0.174 | F | 8 | 0.16 | F | 8 | 0 | 1 | D | 9 | 10 | C | 8
[26 empty] | 3738500% | 22:00 | 0 | 0 | 0 | 2 | 0 | 0 | 2 | 0 | 0 | 2 | 0 | 0 | 2 | 0 | 0 | 2 | 0 | 0 | 2 | 0 | 0 | 2 | 0 | 10 | E | 9 | 10 | E | 9 | 17 | A | 7 | 16 | A | 7 | 94 | A | 7 | 990 | A | 7 | 70 | A | 7 | 2.1 | A | 7 | 4800 | B | 7 | 150 | A | 7 | 3.4 | E | 8 | 0.174 | F | 8 | 0.16 | F | 8 | 0 | 1 | D | 9 | 10 | C | 8
[26 empty] | 3738500% | 23:00 | 0 | 0 | 0 | 2 | 0 | 0 | 2 | 0 | 0 | 2 | 0 | 0 | 2 | 0 | 0 | 2 | 0 | 0 | 2 | 0 | 0 | 2 | 0 | 10 | E | 9 | 10 | E | 9 | 17 | A | 7 | 16 | A | 7 | 94 | A | 7 | 990 | A | 7 | 80 | A | 7 | 1.5 | A | 7 | 4800 | B | 7 | 150 | A | 7 | 3 | E | 8 | 0.174 | F | 8 | 0.16 | F | 8 | 0 | 1 | D | 9 | 10 | C | 8
[26 empty] | 3738500% | 24:00 | 0 | 0 | 0 | 2 | 0 | 0 | 2 | 0 | 0 | 2 | 0 | 0 | 2 | 0 | 0 | 2 | 0 | 0 | 2 | 0 | 0 | 2 | 0 | 10 | E | 9 | 10 | A | 7 | 16 | A | 7 | 16 | A | 7 | 100 | A | 7 | 990 | A | 7 | 220 | A | 7 | 2.1 | A | 7 | 800 | B | 7 | 30 | A | 7 | 2.5 | E | 8 | 0.174 | F | 8 | 0.16 | F | 8 | 0 | 1 | D | 9 | 10 | C | 8
[26 empty] | 3738600% | 1:00 | 0 | 0 | 0 | 2 | 0 | 0 | 2 | 0 | 0 | 2 | 0 | 0 | 2 | 0 | 0 | 2 | 0 | 0 | 2 | 0 | 0 | 2 | 0 | 7 | E | 9 | 7 | E | 9 | 16 | A | 7 | 16 | A | 7 | 100 | A | 7 | 990 | A | 7 | 230 | A | 7 | 2.1 | A | 7 | 4000 | B | 7 | 77777 | A | 7 | 2.1 | E | 8 | 0.175 | F | 8 | 0.16 | F | 8 | 0 | 1 | D | 9 | 10 | C | 8
[26 empty] | 3738600% | 2:00 | 0 | 0 | 0 | 2 | 0 | 0 | 2 | 0 | 0 | 2 | 0 | 0 | 2 | 0 | 0 | 2 | 0 | 0 | 2 | 0 | 0 | 2 | 0 | 5 | E | 9 | 5 | E | 9 | 16 | A | 7 | 15 | A | 7 | 94 | A | 7 | 991 | A | 7 | 170 | A | 7 | 2.6 | A | 7 | 9700 | B | 7 | 77777 | A | 7 | 1.9 | E | 8 | 0.175 | F | 8 | 0.16 | F | 8 | 0 | 1 | D | 9 | 10 | C | 8
[26 empty] | 3738600% | 3:00 | 0 | 0 | 0 | 2 | 0 | 0 | 2 | 0 | 0 | 2 | 0 | 0 | 2 | 0 | 0 | 2 | 0 | 0 | 2 | 0 | 0 | 2 | 0 | 0 | E | 9 | 0 | E | 9 | 16 | A | 7 | 14 | A | 7 | 88 | A | 7 | 992 | A | 7 | 0 | A | 7 | 0 | A | 7 | 12900 | B | 7 | 77777 | A | 7 | 1.8 | E | 8 | 0.175 | F | 8 | 0.16 | F | 8 | 0 | 1 | D | 9 | 0 | C | 8
[26 empty] | 3738600% | 4:00 | 0 | 0 | 0 | 2 | 0 | 0 | 2 | 0 | 0 | 2 | 0 | 0 | 2 | 0 | 0 | 2 | 0 | 0 | 2 | 0 | 0 | 2 | 0 | 4 | E | 9 | 3 | E | 9 | 16 | A | 7 | 12 | A | 7 | 77 | A | 7 | 993 | A | 7 | 330 | B | 8 | 1.5 | A | 7 | 16100 | B | 7 | 77777 | A | 7 | 1.7 | E | 8 | 0.175 | F | 8 | 0.16 | F | 8 | 0 | 1 | D | 9 | 0 | C | 8
[26 empty] | 3738600% | 5:00 | 0 | 0 | 0 | 2 | 0 | 0 | 2 | 0 | 0 | 2 | 0 | 0 | 2 | 0 | 0 | 2 | 0 | 0 | 2 | 0 | 0 | 2 | 0 | 0 | E | 9 | 0 | E | 9 | 15 | A | 7 | 12 | A | 7 | 82 | A | 7 | 993 | A | 7 | 290 | A | 7 | 3.6 | A | 7 | 16100 | B | 7 | 77777 | A | 7 | 1.8 | E | 8 | 0.175 | F | 8 | 0.16 | F | 8 | 0 | 1 | D | 9 | 0 | C | 8
[26 empty] | 3738600% | 6:00 | 106 | 1284 | 0 | 2 | 8 | 0 | 2 | 15 | 0 | 2 | 8 | 0 | 2 | 8 | 0 | 2 | 15 | 0 | 2 | 8 | 0 | 2 | 19 | 0 | E | 9 | 0 | E | 9 | 15 | A | 7 | 10 | A | 7 | 72 | A | 7 | 995 | A | 7 | 340 | A | 7 | 3.1 | A | 7 | 16100 | B | 7 | 77777 | A | 7 | 1.8 | E | 8 | 0.175 | F | 8 | 0.16 | F | 8 | 0 | 1 | D | 9 | 0 | C | 8
[26 empty] | 3738600% | 7:00 | 358 | 1340 | 201 | 2 | 8 | 337 | 2 | 15 | 111 | 2 | 8 | 211 | 2 | 8 | 290 | 2 | 15 | 134 | 2 | 8 | 223 | 2 | 19 | 0 | E | 9 | 0 | E | 9 | 15 | A | 7 | 7 | A | 7 | 59 | A | 7 | 996 | A | 7 | 340 | A | 7 | 4.1 | A | 7 | 16100 | B | 7 | 77777 | A | 7 | 1.9 | E | 8 | 0.175 | F | 8 | 0.16 | F | 8 | 0 | 1 | D | 9 | 0 | C | 8
[26 empty] | 3738600% | 8:00 | 606 | 1340 | 394 | 2 | 8 | 535 | 2 | 15 | 152 | 2 | 8 | 415 | 2 | 8 | 527 | 2 | 15 | 177 | 2 | 8 | 308 | 2 | 19 | 0 | E | 9 | 0 | E | 9 | 16 | A | 7 | 5 | A | 7 | 48 | A | 7 | 997 | A | 7 | 260 | A | 7 | 5.7 | A | 7 | 16100 | B | 7 | 77777 | A | 7 | 1.8 | E | 8 | 0.175 | F | 8 | 0.16 | F | 8 | 0 | 1 | D | 9 | 0 | C | 8
[26 empty] | 3738600% | 9:00 | 831 | 1340 | 594 | 2 | 8 | 702 | 2 | 15 | 157 | 2 | 8 | 623 | 2 | 8 | 705 | 2 | 15 | 184 | 2 | 8 | 380 | 2 | 19 | 0 | E | 9 | 0 | E | 9 | 17 | A | 7 | 4 | A | 7 | 42 | A | 7 | 998 | A | 7 | 290 | A | 7 | 5.1 | A | 7 | 16100 | B | 7 | 77777 | A | 7 | 1.6 | E | 8 | 0.175 | F | 8 | 0.16 | F | 8 | 0 | 1 | D | 9 | 0 | C | 8
[26 empty] | 3738600% | 10:00 | 1018 | 1340 | 746 | 2 | 8 | 757 | 2 | 15 | 169 | 2 | 8 | 796 | 2 | 8 | 774 | 2 | 15 | 206 | 2 | 8 | 546 | 2 | 19 | 0 | E | 9 | 0 | E | 9 | 17 | A | 7 | 5 | A | 7 | 45 | A | 7 | 998 | A | 7 | 280 | A | 7 | 4.1 | A | 7 | 16100 | B | 7 | 77777 | A | 7 | 1.5 | E | 8 | 0.175 | F | 8 | 0.16 | F | 8 | 0 | 1 | D | 9 | 0 | C | 8
[26 empty] | 3738600% | 11:00 | 1153 | 1340 | 872 | 2 | 8 | 802 | 2 | 15 | 180 | 2 | 8 | 908 | 2 | 8 | 805 | 2 | 15 | 215 | 2 | 8 | 725 | 2 | 19 | 0 | E | 9 | 0 | E | 9 | 19 | A | 7 | 4 | A | 7 | 37 | A | 7 | 998 | A | 7 | 260 | A | 7 | 5.7 | A | 7 | 16100 | B | 7 | 77777 | A | 7 | 1.4 | E | 8 | 0.175 | F | 8 | 0.16 | F | 8 | 0 | 1 | D | 9 | 0 | C | 8
[26 empty] | 3738600% | 12:00 | 1227 | 1340 | 929 | 2 | 8 | 794 | 2 | 15 | 201 | 2 | 8 | 967 | 2 | 8 | 795 | 2 | 15 | 237 | 2 | 8 | 1063 | 2 | 19 | 3 | E | 9 | 3 | E | 9 | 20 | A | 7 | 3 | A | 7 | 32 | A | 7 | 997 | A | 7 | 260 | A | 7 | 5.1 | A | 7 | 16100 | B | 7 | 77777 | A | 7 | 1.2 | E | 8 | 0.175 | F | 8 | 0.16 | F | 8 | 0 | 1 | D | 9 | 0 | C | 8
[26 empty] | 3738600% | 13:00 | 1235 | 1340 | 926 | 2 | 8 | 768 | 2 | 15 | 217 | 2 | 8 | 994 | 2 | 8 | 787 | 2 | 15 | 267 | 2 | 8 | 1311 | 2 | 19 | 0 | E | 9 | 0 | E | 9 | 21 | A | 7 | 3 | A | 7 | 30 | A | 7 | 997 | A | 7 | 280 | A | 7 | 7.2 | A | 7 | 16100 | B | 7 | 77777 | A | 7 | 1.1 | E | 8 | 0.175 | F | 8 | 0.16 | F | 8 | 0 | 1 | D | 9 | 0 | C | 8
[26 empty] | 3738600% | 14:00 | 1177 | 1340 | 876 | 2 | 8 | 759 | 2 | 15 | 207 | 2 | 8 | 937 | 2 | 8 | 777 | 2 | 15 | 253 | 2 | 8 | 996 | 2 | 19 | 0 | E | 9 | 0 | E | 9 | 22 | A | 7 | 2 | A | 7 | 27 | A | 7 | 997 | A | 7 | 260 | A | 7 | 7.2 | A | 7 | 16100 | B | 7 | 77777 | A | 7 | 1.1 | E | 8 | 0.175 | F | 8 | 0.16 | F | 8 | 0 | 1 | D | 9 | 0 | C | 8
[26 empty] | 3738600% | 15:00 | 1056 | 1340 | 749 | 2 | 8 | 614 | 2 | 15 | 265 | 2 | 8 | 808 | 2 | 8 | 641 | 2 | 15 | 302 | 2 | 8 | 922 | 2 | 19 | 6 | E | 9 | 6 | E | 9 | 22 | A | 7 | 2 | A | 7 | 27 | A | 7 | 997 | A | 7 | 280 | A | 7 | 5.1 | A | 7 | 16100 | B | 7 | 77777 | A | 7 | 1.1 | E | 8 | 0.175 | F | 8 | 0.16 | F | 8 | 0 | 1 | D | 9 | 0 | C | 8
[26 empty] | 3738600% | 16:00 | 882 | 1340 | 461 | 2 | 8 | 249 | 2 | 15 | 297 | 2 | 8 | 496 | 2 | 8 | 267 | 2 | 15 | 320 | 2 | 8 | 807 | 2 | 19 | 6 | E | 9 | 5 | E | 9 | 22 | A | 7 | 1 | A | 7 | 25 | A | 7 | 997 | A | 7 | 300 | A | 7 | 6.7 | A | 7 | 16100 | B | 7 | 77777 | A | 7 | 1.1 | E | 8 | 0.175 | F | 8 | 0.16 | F | 8 | 0 | 1 | D | 9 | 0 | C | 8
[26 empty] | 3738600% | 17:00 | 665 | 1340 | 151 | 2 | 8 | 0 | 2 | 15 | 151 | 2 | 8 | 175 | 2 | 8 | 0 | 2 | 15 | 175 | 2 | 8 | 646 | 2 | 19 | 9 | E | 9 | 6 | E | 9 | 21 | A | 7 | 1 | A | 7 | 26 | A | 7 | 998 | A | 7 | 290 | A | 7 | 6.7 | A | 7 | 16100 | B | 7 | 77777 | A | 7 | 1.1 | E | 8 | 0.175 | F | 8 | 0.16 | F | 8 | 0 | 1 | D | 9 | 0 | C | 8
[26 empty] | 3738600% | 18:00 | 421 | 1340 | 114 | 2 | 8 | 6 | 2 | 15 | 112 | 2 | 8 | 128 | 2 | 8 | 4 | 2 | 15 | 127 | 2 | 8 | 412 | 2 | 19 | 8 | E | 9 | 6 | E | 9 | 19 | A | 7 | 1 | A | 7 | 30 | A | 7 | 998 | A | 7 | 290 | A | 7 | 6.2 | A | 7 | 16100 | B | 7 | 77777 | A | 7 | 1 | E | 8 | 0.175 | F | 8 | 0.16 | F | 8 | 0 | 1 | D | 9 | 0 | C | 8
[26 empty] | 3738600% | 19:00 | 168 | 1340 | 29 | 2 | 8 | 0 | 2 | 15 | 29 | 2 | 8 | 33 | 2 | 8 | 0 | 2 | 15 | 33 | 2 | 8 | 106 | 2 | 19 | 0 | E | 9 | 0 | A | 7 | 18 | A | 7 | -1 | A | 7 | 27 | A | 7 | 999 | A | 7 | 290 | A | 7 | 7.7 | A | 7 | 16100 | B | 7 | 77777 | A | 7 | 1 | E | 8 | 0.175 | F | 8 | 0.16 | F | 8 | 0 | 1 | D | 9 | 0 | C | 8
[26 empty] | 3738600% | 20:00 | 4 | 279 | 0 | 2 | 8 | 0 | 2 | 15 | 0 | 2 | 8 | 0 | 2 | 8 | 0 | 2 | 15 | 0 | 2 | 8 | 0 | 2 | 19 | 4 | E | 9 | 3 | E | 9 | 16 | A | 7 | 1 | A | 7 | 36 | A | 7 | 1000 | A | 7 | 280 | A | 7 | 2.6 | A | 7 | 16100 | B | 7 | 77777 | A | 7 | 1 | E | 8 | 0.175 | F | 8 | 0.16 | F | 8 | 0 | 1 | D | 9 | 0 | C | 8
[26 empty] | 3738600% | 21:00 | 0 | 0 | 0 | 2 | 0 | 0 | 2 | 0 | 0 | 2 | 0 | 0 | 2 | 0 | 0 | 2 | 0 | 0 | 2 | 0 | 0 | 2 | 0 | 7 | E | 9 | 6 | E | 9 | 15 | A | 7 | 2 | A | 7 | 41 | A | 7 | 1001 | A | 7 | 280 | A | 7 | 3.6 | A | 7 | 16100 | B | 7 | 77777 | A | 7 | 1 | E | 8 | 0.175 | F | 8 | 0.16 | F | 8 | 0 | 1 | D | 9 | 0 | C | 8
[26 empty] | 3738600% | 22:00 | 0 | 0 | 0 | 2 | 0 | 0 | 2 | 0 | 0 | 2 | 0 | 0 | 2 | 0 | 0 | 2 | 0 | 0 | 2 | 0 | 0 | 2 | 0 | 1 | E | 9 | 1 | E | 9 | 14 | A | 7 | 1 | A | 7 | 41 | A | 7 | 1001 | A | 7 | 330 | A | 7 | 3.1 | A | 7 | 16100 | B | 7 | 77777 | A | 7 | 1 | E | 8 | 0.175 | F | 8 | 0.16 | F | 8 | 0 | 1 | D | 9 | 0 | C | 8
[26 empty] | 3738600% | 23:00 | 0 | 0 | 0 | 2 | 0 | 0 | 2 | 0 | 0 | 2 | 0 | 0 | 2 | 0 | 0 | 2 | 0 | 0 | 2 | 0 | 0 | 2 | 0 | 5 | E | 9 | 5 | E | 9 | 14 | A | 7 | 0 | A | 7 | 38 | A | 7 | 1002 | A | 7 | 320 | A | 7 | 3.6 | A | 7 | 16100 | B | 7 | 77777 | A | 7 | 1 | E | 8 | 0.175 | F | 8 | 0.16 | F | 8 | 0 | 1 | D | 9 | 0 | C | 8
[26 empty] | 3738600% | 24:00 | 0 | 0 | 0 | 2 | 0 | 0 | 2 | 0 | 0 | 2 | 0 | 0 | 2 | 0 | 0 | 2 | 0 | 0 | 2 | 0 | 0 | 2 | 0 | 0 | E | 9 | 0 | A | 7 | 14 | A | 7 | -1 | A | 7 | 35 | A | 7 | 1002 | A | 7 | 0 | A | 7 | 0 | A | 7 | 16100 | B | 7 | 77777 | A | 7 | 1 | E | 8 | 0.175 | F | 8 | 0.16 | F | 8 | 0 | 1 | D | 9 | 0 | C | 8
[26 empty] | 3738700% | 1:00 | 0 | 0 | 0 | 2 | 0 | 0 | 2 | 0 | 0 | 2 | 0 | 0 | 2 | 0 | 0 | 2 | 0 | 0 | 2 | 0 | 0 | 2 | 0 | 4 | B | 8 | 4 | B | 8 | 12.9 | B | 8 | -0.1 | B | 8 | 41 | A | 7 | 1003 | B | 8 | 30 | B | 8 | 1.1 | B | 8 | 16100 | C | 8 | 77777 | B | 8 | 1 | E | 8 | 0.176 | F | 8 | 0.16 | F | 8 | 0 | 1 | D | 9 | 0 | C | 8
[26 empty] | 3738700% | 2:00 | 0 | 0 | 0 | 2 | 0 | 0 | 2 | 0 | 0 | 2 | 0 | 0 | 2 | 0 | 0 | 2 | 0 | 0 | 2 | 0 | 0 | 2 | 0 | 8 | E | 9 | 8 | E | 9 | 12 | A | 7 | 1 | A | 7 | 47 | A | 7 | 1004 | A | 7 | 60 | A | 7 | 2.1 | A | 7 | 16100 | B | 7 | 77777 | A | 7 | 1 | E | 8 | 0.176 | F | 8 | 0.16 | F | 8 | 0 | 1 | D | 9 | 0 | C | 8
[26 empty] | 3738700% | 3:00 | 0 | 0 | 0 | 2 | 0 | 0 | 2 | 0 | 0 | 2 | 0 | 0 | 2 | 0 | 0 | 2 | 0 | 0 | 2 | 0 | 0 | 2 | 0 | 6 | E | 9 | 5 | E | 9 | 12 | A | 7 | -2 | A | 7 | 37 | A | 7 | 1004 | A | 7 | 360 | A | 7 | 2.6 | A | 7 | 16100 | B | 7 | 77777 | A | 7 | 1 | E | 8 | 0.176 | F | 8 | 0.16 | F | 8 | 0 | 1 | D | 9 | 0 | C | 8
[26 empty] | 3738700% | 4:00 | 0 | 0 | 0 | 2 | 0 | 0 | 2 | 0 | 0 | 2 | 0 | 0 | 2 | 0 | 0 | 2 | 0 | 0 | 2 | 0 | 0 | 2 | 0 | 0 | E | 9 | 0 | E | 9 | 11 | A | 7 | -2 | A | 7 | 39 | A | 7 | 1005 | A | 7 | 350 | A | 7 | 3.1 | A | 7 | 16100 | B | 7 | 77777 | A | 7 | 0.9 | E | 8 | 0.176 | F | 8 | 0.16 | F | 8 | 0 | 1 | D | 9 | 0 | C | 8
[26 empty] | 3738700% | 5:00 | 0 | 0 | 0 | 2 | 0 | 0 | 2 | 0 | 0 | 2 | 0 | 0 | 2 | 0 | 0 | 2 | 0 | 0 | 2 | 0 | 0 | 2 | 0 | 0 | E | 9 | 0 | E | 9 | 11 | A | 7 | -2 | A | 7 | 39 | A | 7 | 1005 | A | 7 | 360 | A | 7 | 2.1 | A | 7 | 16100 | B | 7 | 77777 | A | 7 | 0.9 | E | 8 | 0.176 | F | 8 | 0.16 | F | 8 | 0 | 1 | D | 9 | 0 | C | 8
[26 empty] | 3738700% | 6:00 | 110 | 1306 | 0 | 2 | 8 | 0 | 2 | 15 | 0 | 2 | 8 | 0 | 2 | 8 | 0 | 2 | 15 | 0 | 2 | 8 | 0 | 2 | 19 | 0 | E | 9 | 0 | E | 9 | 10 | A | 7 | -1 | A | 7 | 46 | A | 7 | 1006 | A | 7 | 0 | A | 7 | 0 | A | 7 | 16100 | B | 7 | 77777 | A | 7 | 0.9 | E | 8 | 0.176 | F | 8 | 0.16 | F | 8 | 0 | 1 | D | 9 | 0 | C | 8
[26 empty] | 3738700% | 7:00 | 361 | 1339 | 200 | 2 | 8 | 323 | 2 | 15 | 113 | 2 | 8 | 210 | 2 | 8 | 279 | 2 | 15 | 135 | 2 | 8 | 228 | 2 | 19 | 0 | E | 9 | 0 | E | 9 | 11 | A | 7 | 2 | A | 7 | 54 | A | 7 | 1007 | A | 7 | 350 | A | 7 | 1.5 | A | 7 | 16100 | B | 7 | 77777 | A | 7 | 0.9 | E | 8 | 0.176 | F | 8 | 0.16 | F | 8 | 0 | 1 | D | 9 | 0 | C | 8
[26 empty] | 3738700% | 8:00 | 609 | 1339 | 393 | 2 | 8 | 559 | 2 | 15 | 139 | 2 | 8 | 419 | 2 | 8 | 552 | 2 | 15 | 168 | 2 | 8 | 280 | 2 | 19 | 0 | E | 9 | 0 | E | 9 | 13 | A | 7 | 2 | A | 7 | 47 | A | 7 | 1007 | A | 7 | 350 | A | 7 | 2.1 | A | 7 | 16100 | B | 7 | 77777 | A | 7 | 1 | E | 8 | 0.176 | F | 8 | 0.16 | F | 8 | 0 | 1 | D | 9 | 0 | C | 8
[26 empty] | 3738700% | 9:00 | 834 | 1339 | 567 | 2 | 8 | 610 | 2 | 15 | 186 | 2 | 8 | 588 | 2 | 8 | 608 | 2 | 15 | 208 | 2 | 8 | 440 | 2 | 19 | 0 | E | 9 | 0 | E | 9 | 14 | A | 7 | 0 | A | 7 | 38 | A | 7 | 1007 | A | 7 | 320 | B | 8 | 1.5 | A | 7 | 16100 | B | 7 | 77777 | A | 7 | 1.1 | E | 8 | 0.176 | F | 8 | 0.16 | F | 8 | 0 | 1 | D | 9 | 0 | C | 8
[26 empty] | 3738700% | 10:00 | 1020 | 1339 | 745 | 2 | 8 | 733 | 2 | 15 | 186 | 2 | 8 | 791 | 2 | 8 | 747 | 2 | 15 | 221 | 2 | 8 | 598 | 2 | 19 | 0 | E | 9 | 0 | E | 9 | 16 | A | 7 | 0 | A | 7 | 34 | A | 7 | 1007 | A | 7 | 280 | A | 7 | 2.1 | A | 7 | 16100 | B | 7 | 77777 | A | 7 | 1.2 | E | 8 | 0.176 | F | 8 | 0.16 | F | 8 | 0 | 1 | D | 9 | 0 | C | 8
[26 empty] | 3738700% | 11:00 | 1154 | 1339 | 878 | 2 | 8 | 814 | 2 | 15 | 174 | 2 | 8 | 918 | 2 | 8 | 818 | 2 | 15 | 211 | 2 | 8 | 713 | 2 | 19 | 0 | E | 9 | 0 | E | 9 | 17 | A | 7 | 0 | A | 7 | 32 | A | 7 | 1007 | A | 7 | 270 | B | 8 | 1.5 | A | 7 | 16100 | B | 7 | 77777 | A | 7 | 1.3 | E | 8 | 0.176 | F | 8 | 0.16 | F | 8 | 0 | 1 | D | 9 | 0 | C | 8
[26 empty] | 3738700% | 12:00 | 1228 | 1339 | 947 | 2 | 8 | 842 | 2 | 15 | 174 | 2 | 8 | 1002 | 2 | 8 | 850 | 2 | 15 | 221 | 2 | 8 | 956 | 2 | 19 | 0 | E | 9 | 0 | E | 9 | 17 | A | 7 | 1 | A | 7 | 34 | A | 7 | 1006 | A | 7 | 270 | B | 8 | 1.5 | A | 7 | 16100 | B | 7 | 77777 | A | 7 | 1.4 | E | 8 | 0.176 | F | 8 | 0.16 | F | 8 | 0 | 1 | D | 9 | 0 | C | 8
[26 empty] | 3738700% | 13:00 | 1237 | 1339 | 956 | 2 | 8 | 845 | 2 | 15 | 174 | 2 | 8 | 1011 | 2 | 8 | 853 | 2 | 15 | 222 | 2 | 8 | 994 | 2 | 19 | 0 | E | 9 | 0 | E | 9 | 18 | A | 7 | 1 | A | 7 | 32 | A | 7 | 1005 | A | 7 | 260 | A | 7 | 3.6 | A | 7 | 16100 | B | 7 | 77777 | A | 7 | 1.5 | E | 8 | 0.176 | F | 8 | 0.16 | F | 8 | 0 | 1 | D | 9 | 0 | C | 8
[26 empty] | 3738700% | 14:00 | 1178 | 1339 | 893 | 2 | 8 | 807 | 2 | 15 | 181 | 2 | 8 | 933 | 2 | 8 | 811 | 2 | 15 | 218 | 2 | 8 | 801 | 2 | 19 | 0 | E | 9 | 0 | E | 9 | 19 | A | 7 | 2 | A | 7 | 32 | A | 7 | 1005 | A | 7 | 130 | A | 7 | 2.6 | A | 7 | 16100 | B | 7 | 77777 | A | 7 | 1.6 | E | 8 | 0.176 | F | 8 | 0.16 | F | 8 | 0 | 1 | D | 9 | 0 | C | 8
[26 empty] | 3738700% | 15:00 | 1058 | 1339 | 773 | 2 | 8 | 685 | 2 | 15 | 230 | 2 | 8 | 811 | 2 | 8 | 692 | 2 | 15 | 262 | 2 | 8 | 786 | 2 | 19 | 0 | E | 9 | 0 | E | 9 | 20 | A | 7 | 3 | A | 7 | 32 | A | 7 | 1005 | A | 7 | 190 | A | 7 | 5.1 | A | 7 | 16100 | B | 7 | 77777 | A | 7 | 1.7 | E | 8 | 0.176 | F | 8 | 0.16 | F | 8 | 0 | 1 | D | 9 | 0 | C | 8
[26 empty] | 3738700% | 16:00 | 884 | 1339 | 494 | 2 | 8 | 290 | 2 | 15 | 303 | 2 | 8 | 531 | 2 | 8 | 311 | 2 | 15 | 326 | 2 | 8 | 829 | 2 | 19 | 4 | E | 9 | 4 | E | 9 | 20 | A | 7 | 3 | A | 7 | 32 | A | 7 | 1004 | A | 7 | 160 | A | 7 | 4.1 | A | 7 | 16100 | B | 7 | 77777 | A | 7 | 1.8 | E | 8 | 0.176 | F | 8 | 0.16 | F | 8 | 0 | 1 | D | 9 | 0 | C | 8
[26 empty] | 3738700% | 17:00 | 667 | 1339 | 410 | 2 | 8 | 486 | 2 | 15 | 167 | 2 | 8 | 433 | 2 | 8 | 487 | 2 | 15 | 190 | 2 | 8 | 352 | 2 | 19 | 5 | E | 9 | 5 | E | 9 | 20 | A | 7 | 3 | A | 7 | 32 | A | 7 | 1004 | A | 7 | 170 | A | 7 | 2.1 | A | 7 | 16100 | B | 7 | 77777 | A | 7 | 1.9 | E | 8 | 0.176 | F | 8 | 0.16 | F | 8 | 0 | 1 | D | 9 | 0 | C | 8
[26 empty] | 3738700% | 18:00 | 424 | 1339 | 238 | 2 | 8 | 466 | 2 | 15 | 90 | 2 | 8 | 253 | 2 | 8 | 420 | 2 | 15 | 120 | 2 | 8 | 167 | 2 | 19 | 10 | E | 9 | 8 | E | 9 | 19 | A | 7 | 3 | A | 7 | 34 | A | 7 | 1003 | A | 7 | 160 | A | 7 | 3.1 | A | 7 | 16100 | B | 7 | 77777 | A | 7 | 2.1 | E | 8 | 0.176 | F | 8 | 0.16 | F | 8 | 0 | 1 | D | 9 | 0 | C | 8
[26 empty] | 3738700% | 19:00 | 171 | 1339 | 65 | 2 | 8 | 199 | 2 | 15 | 40 | 2 | 8 | 68 | 2 | 8 | 118 | 2 | 15 | 53 | 2 | 8 | 72 | 2 | 19 | 0 | E | 9 | 0 | A | 7 | 19 | A | 7 | 4 | A | 7 | 37 | A | 7 | 1003 | A | 7 | 110 | A | 7 | 2.1 | A | 7 | 16100 | B | 7 | 77777 | A | 7 | 2.3 | E | 8 | 0.176 | F | 8 | 0.16 | F | 8 | 0 | 1 | D | 9 | 0 | C | 8
[26 empty] | 3738700% | 20:00 | 5 | 301 | 0 | 2 | 8 | 0 | 2 | 15 | 0 | 2 | 8 | 0 | 2 | 8 | 0 | 2 | 15 | 0 | 2 | 8 | 0 | 2 | 19 | 9 | E | 9 | 7 | E | 9 | 17 | A | 7 | 5 | A | 7 | 45 | A | 7 | 1002 | A | 7 | 110 | A | 7 | 3.1 | A | 7 | 16100 | B | 7 | 77777 | A | 7 | 2.4 | E | 8 | 0.176 | F | 8 | 0.16 | F | 8 | 0 | 1 | D | 9 | 0 | C | 8
[26 empty] | 3738700% | 21:00 | 0 | 0 | 0 | 2 | 0 | 0 | 2 | 0 | 0 | 2 | 0 | 0 | 2 | 0 | 0 | 2 | 0 | 0 | 2 | 0 | 0 | 2 | 0 | 10 | E | 9 | 5 | E | 9 | 17 | A | 7 | 6 | A | 7 | 48 | A | 7 | 1002 | A | 7 | 120 | A | 7 | 3.6 | A | 7 | 16100 | B | 7 | 77777 | A | 7 | 2.6 | E | 8 | 0.176 | F | 8 | 0.16 | F | 8 | 0 | 1 | D | 9 | 0 | C | 8
[26 empty] | 3738700% | 22:00 | 0 | 0 | 0 | 2 | 0 | 0 | 2 | 0 | 0 | 2 | 0 | 0 | 2 | 0 | 0 | 2 | 0 | 0 | 2 | 0 | 0 | 2 | 0 | 10 | E | 9 | 9 | E | 9 | 17 | A | 7 | 6 | A | 7 | 48 | A | 7 | 1001 | A | 7 | 140 | A | 7 | 4.1 | A | 7 | 16100 | B | 7 | 3000 | A | 7 | 2.8 | E | 8 | 0.176 | F | 8 | 0.16 | F | 8 | 0 | 1 | D | 9 | 0 | C | 8
[26 empty] | 3738700% | 23:00 | 0 | 0 | 0 | 2 | 0 | 0 | 2 | 0 | 0 | 2 | 0 | 0 | 2 | 0 | 0 | 2 | 0 | 0 | 2 | 0 | 0 | 2 | 0 | 10 | E | 9 | 6 | E | 9 | 17 | A | 7 | 6 | A | 7 | 48 | A | 7 | 1001 | A | 7 | 160 | A | 7 | 6.7 | A | 7 | 16100 | B | 7 | 77777 | A | 7 | 2.9 | E | 8 | 0.176 | F | 8 | 0.16 | F | 8 | 0 | 1 | D | 9 | 0 | C | 8
[26 empty] | 3738700% | 24:00 | 0 | 0 | 0 | 2 | 0 | 0 | 2 | 0 | 0 | 2 | 0 | 0 | 2 | 0 | 0 | 2 | 0 | 0 | 2 | 0 | 0 | 2 | 0 | 10 | E | 9 | 5 | E | 9 | 17 | A | 7 | 7 | A | 7 | 52 | A | 7 | 1000 | A | 7 | 160 | A | 7 | 3.6 | A | 7 | 16100 | B | 7 | 77777 | A | 7 | 3 | E | 8 | 0.176 | F | 8 | 0.16 | F | 8 | 0 | 1 | D | 9 | 0 | C | 8
[26 empty] | 3738800% | 1:00 | 0 | 0 | 0 | 2 | 0 | 0 | 2 | 0 | 0 | 2 | 0 | 0 | 2 | 0 | 0 | 2 | 0 | 0 | 2 | 0 | 0 | 2 | 0 | 10 | E | 9 | 10 | E | 9 | 17 | A | 7 | 8 | A | 7 | 55 | A | 7 | 1000 | A | 7 | 160 | A | 7 | 5.7 | A | 7 | 16100 | B | 7 | 3300 | A | 7 | 3.1 | E | 8 | 0.177 | F | 8 | 0.16 | F | 8 | 0 | 1 | D | 9 | 0 | C | 8
[26 empty] | 3738800% | 2:00 | 0 | 0 | 0 | 2 | 0 | 0 | 2 | 0 | 0 | 2 | 0 | 0 | 2 | 0 | 0 | 2 | 0 | 0 | 2 | 0 | 0 | 2 | 0 | 10 | E | 9 | 10 | E | 9 | 16 | A | 7 | 10 | A | 7 | 68 | A | 7 | 999 | A | 7 | 160 | A | 7 | 5.7 | A | 7 | 16100 | B | 7 | 2400 | A | 7 | 3.1 | E | 8 | 0.177 | F | 8 | 0.16 | F | 8 | 0 | 1 | D | 9 | 61 | C | 8
[26 empty] | 3738800% | 3:00 | 0 | 0 | 0 | 2 | 0 | 0 | 2 | 0 | 0 | 2 | 0 | 0 | 2 | 0 | 0 | 2 | 0 | 0 | 2 | 0 | 0 | 2 | 0 | 10 | E | 9 | 10 | E | 9 | 16 | A | 7 | 9 | A | 7 | 63 | A | 7 | 998 | A | 7 | 160 | A | 7 | 5.7 | A | 7 | 16100 | B | 7 | 1800 | A | 7 | 3.1 | E | 8 | 0.177 | F | 8 | 0.16 | F | 8 | 0 | 1 | D | 9 | 0 | C | 8
[26 empty] | 3738800% | 4:00 | 0 | 0 | 0 | 2 | 0 | 0 | 2 | 0 | 0 | 2 | 0 | 0 | 2 | 0 | 0 | 2 | 0 | 0 | 2 | 0 | 0 | 2 | 0 | 10 | E | 9 | 10 | E | 9 | 16 | A | 7 | 8 | A | 7 | 59 | A | 7 | 998 | A | 7 | 160 | A | 7 | 4.1 | A | 7 | 16100 | B | 7 | 3000 | A | 7 | 3.1 | E | 8 | 0.177 | F | 8 | 0.16 | F | 8 | 0 | 1 | D | 9 | 0 | C | 8
[26 empty] | 3738800% | 5:00 | 0 | 0 | 0 | 2 | 0 | 0 | 2 | 0 | 0 | 2 | 0 | 0 | 2 | 0 | 0 | 2 | 0 | 0 | 2 | 0 | 0 | 2 | 0 | 10 | E | 9 | 10 | E | 9 | 15 | A | 7 | 9 | A | 7 | 67 | A | 7 | 998 | A | 7 | 130 | A | 7 | 3.1 | A | 7 | 16100 | B | 7 | 2100 | A | 7 | 3.1 | E | 8 | 0.177 | F | 8 | 0.16 | F | 8 | 0 | 1 | D | 9 | 0 | C | 8
[26 empty] | 3738800% | 6:00 | 113 | 1327 | 0 | 2 | 8 | 0 | 2 | 15 | 0 | 2 | 8 | 0 | 2 | 8 | 0 | 2 | 15 | 0 | 2 | 8 | 0 | 2 | 19 | 10 | E | 9 | 10 | E | 9 | 15 | A | 7 | 9 | A | 7 | 67 | A | 7 | 997 | A | 7 | 150 | A | 7 | 3.6 | A | 7 | 16100 | B | 7 | 77777 | A | 7 | 3.1 | E | 8 | 0.177 | F | 8 | 0.16 | F | 8 | 0 | 1 | D | 9 | 0 | C | 8
[26 empty] | 3738800% | 7:00 | 364 | 1339 | 191 | 2 | 8 | 224 | 2 | 15 | 130 | 2 | 8 | 198 | 2 | 8 | 194 | 2 | 15 | 146 | 2 | 8 | 271 | 2 | 19 | 9 | E | 9 | 8 | E | 9 | 16 | A | 7 | 9 | A | 7 | 63 | A | 7 | 997 | A | 7 | 160 | A | 7 | 4.6 | A | 7 | 16100 | B | 7 | 77777 | A | 7 | 3.1 | E | 8 | 0.177 | F | 8 | 0.16 | F | 8 | 0 | 1 | D | 9 | 0 | C | 8
[26 empty] | 3738800% | 8:00 | 612 | 1339 | 200 | 2 | 8 | 31 | 2 | 15 | 186 | 2 | 8 | 220 | 2 | 8 | 30 | 2 | 15 | 206 | 2 | 8 | 544 | 2 | 19 | 10 | E | 9 | 5 | E | 9 | 17 | A | 7 | 11 | A | 7 | 68 | A | 7 | 997 | A | 7 | 170 | A | 7 | 3.6 | A | 7 | 16100 | B | 7 | 77777 | A | 7 | 3.2 | E | 8 | 0.177 | F | 8 | 0.16 | F | 8 | 0 | 1 | D | 9 | 0 | C | 8
[26 empty] | 3738800% | 9:00 | 836 | 1339 | 319 | 2 | 8 | 61 | 2 | 15 | 281 | 2 | 8 | 351 | 2 | 8 | 62 | 2 | 15 | 312 | 2 | 8 | 923 | 2 | 19 | 10 | E | 9 | 4 | E | 9 | 18 | A | 7 | 11 | A | 7 | 64 | A | 7 | 996 | A | 7 | 180 | A | 7 | 4.1 | A | 7 | 16100 | B | 7 | 77777 | A | 7 | 3.3 | E | 8 | 0.177 | F | 8 | 0.16 | F | 8 | 0 | 1 | D | 9 | 0 | C | 8
[26 empty] | 3738800% | 10:00 | 1022 | 1339 | 493 | 2 | 8 | 151 | 2 | 15 | 377 | 2 | 8 | 538 | 2 | 8 | 160 | 2 | 15 | 415 | 2 | 8 | 1261 | 2 | 19 | 10 | E | 9 | 5 | E | 9 | 20 | A | 7 | 13 | A | 7 | 64 | A | 7 | 995 | A | 7 | 190 | A | 7 | 4.1 | A | 7 | 16100 | B | 7 | 77777 | A | 7 | 3.4 | E | 8 | 0.177 | F | 8 | 0.16 | F | 8 | 0 | 1 | D | 9 | 0 | C | 8
[26 empty] | 3738800% | 11:00 | 1156 | 1339 | 457 | 2 | 8 | 72 | 2 | 15 | 395 | 2 | 8 | 505 | 2 | 8 | 74 | 2 | 15 | 441 | 2 | 8 | 1753 | 2 | 19 | 10 | E | 9 | 5 | E | 9 | 21 | A | 7 | 14 | A | 7 | 64 | A | 7 | 994 | A | 7 | 190 | A | 7 | 3.6 | A | 7 | 16100 | B | 7 | 77777 | A | 7 | 3.5 | E | 8 | 0.177 | F | 8 | 0.16 | F | 8 | 0 | 1 | D | 9 | 0 | C | 8
[26 empty] | 3738800% | 12:00 | 1230 | 1339 | 589 | 2 | 8 | 162 | 2 | 15 | 440 | 2 | 8 | 649 | 2 | 8 | 173 | 2 | 15 | 490 | 2 | 8 | 2272 | 2 | 19 | 7 | E | 9 | 3 | E | 9 | 23 | A | 7 | 15 | A | 7 | 61 | A | 7 | 993 | A | 7 | 200 | A | 7 | 6.2 | A | 7 | 16100 | B | 7 | 77777 | A | 7 | 3.6 | E | 8 | 0.177 | F | 8 | 0.16 | F | 8 | 0 | 1 | D | 9 | 0 | C | 8
[26 empty] | 3738800% | 13:00 | 1238 | 1339 | 550 | 2 | 8 | 120 | 2 | 15 | 439 | 2 | 8 | 606 | 2 | 8 | 128 | 2 | 15 | 488 | 2 | 8 | 2332 | 2 | 19 | 8 | B | 8 | 4 | B | 8 | 23.6 | B | 8 | 16 | B | 8 | 62 | A | 7 | 992 | B | 8 | 210 | B | 8 | 5.5 | B | 8 | 15566 | C | 8 | 77777 | B | 8 | 3.8 | E | 8 | 0.177 | F | 8 | 0.16 | F | 8 | 0 | 1 | D | 9 | 0 | C | 8
[26 empty] | 3738800% | 14:00 | 1180 | 1339 | 312 | 2 | 8 | 12 | 2 | 15 | 301 | 2 | 8 | 372 | 2 | 8 | 10 | 2 | 15 | 363 | 2 | 8 | 1405 | 2 | 19 | 9 | B | 8 | 4 | B | 8 | 24.1 | B | 8 | 17.2 | B | 8 | 65 | A | 7 | 991 | B | 8 | 210 | B | 8 | 4.8 | B | 8 | 15033 | C | 8 | 77777 | B | 8 | 3.8 | E | 8 | 0.177 | F | 8 | 0.16 | F | 8 | 0 | 1 | D | 9 | 0 | C | 8
[26 empty] | 3738800% | 15:00 | 1060 | 1339 | 156 | 2 | 8 | 0 | 2 | 15 | 156 | 2 | 8 | 193 | 2 | 8 | 0 | 2 | 15 | 193 | 2 | 8 | 802 | 2 | 19 | 10 | E | 9 | 4 | E | 9 | 24 | A | 7 | 18 | A | 7 | 69 | A | 7 | 990 | A | 7 | 220 | A | 7 | 4.1 | A | 7 | 14500 | B | 7 | 77777 | A | 7 | 3.9 | E | 8 | 0.177 | F | 8 | 0.16 | F | 8 | 10 | 1 | D | 9 | 0 | C | 8
[26 empty] | 3738800% | 16:00 | 886 | 1339 | 101 | 2 | 8 | 0 | 2 | 15 | 101 | 2 | 8 | 126 | 2 | 8 | 0 | 2 | 15 | 126 | 2 | 8 | 517 | 2 | 19 | 9 | E | 9 | 6 | E | 9 | 22 | A | 7 | 18 | A | 7 | 78 | A | 7 | 991 | A | 7 | 210 | A | 7 | 4.1 | A | 7 | 11300 | B | 7 | 77777 | A | 7 | 4 | E | 8 | 0.177 | F | 8 | 0.16 | F | 8 | 18 | 1 | D | 9 | 17 | C | 8
[26 empty] | 3738800% | 17:00 | 670 | 1339 | 108 | 2 | 8 | 0 | 2 | 15 | 108 | 2 | 8 | 129 | 2 | 8 | 0 | 2 | 15 | 129 | 2 | 8 | 495 | 2 | 19 | 9 | E | 9 | 8 | E | 9 | 19 | A | 7 | 17 | A | 7 | 88 | A | 7 | 993 | A | 7 | 300 | A | 7 | 6.2 | A | 7 | 6400 | B | 7 | 1800 | A | 7 | 4 | E | 8 | 0.177 | F | 8 | 0.16 | F | 8 | 0 | 1 | D | 9 | 17 | C | 8
[26 empty] | 3738800% | 18:00 | 427 | 1339 | 50 | 2 | 8 | 0 | 2 | 15 | 50 | 2 | 8 | 60 | 2 | 8 | 0 | 2 | 15 | 60 | 2 | 8 | 218 | 2 | 19 | 8 | E | 9 | 6 | E | 9 | 19 | A | 7 | 17 | A | 7 | 88 | A | 7 | 992 | A | 7 | 240 | A | 7 | 2.6 | A | 7 | 6400 | B | 7 | 77777 | A | 7 | 4 | E | 8 | 0.177 | F | 8 | 0.16 | F | 8 | 5 | 1 | D | 9 | 10 | C | 8
[26 empty] | 3738800% | 19:00 | 175 | 1339 | 26 | 2 | 8 | 0 | 2 | 15 | 26 | 2 | 8 | 30 | 2 | 8 | 0 | 2 | 15 | 30 | 2 | 8 | 98 | 2 | 19 | 7 | E | 9 | 5 | A | 7 | 19 | A | 7 | 17 | A | 7 | 88 | A | 7 | 990 | A | 7 | 170 | A | 7 | 2.1 | A | 7 | 16100 | B | 7 | 77777 | A | 7 | 4 | E | 8 | 0.177 | F | 8 | 0.16 | F | 8 | 0 | 1 | D | 9 | 0 | C | 8
[26 empty] | 3738800% | 20:00 | 6 | 324 | 0 | 2 | 8 | 0 | 2 | 15 | 0 | 2 | 8 | 0 | 2 | 8 | 0 | 2 | 15 | 0 | 2 | 8 | 0 | 2 | 19 | 9 | E | 9 | 8 | E | 9 | 18 | A | 7 | 17 | A | 7 | 94 | A | 7 | 990 | A | 7 | 160 | A | 7 | 3.1 | A | 7 | 9700 | B | 7 | 77777 | A | 7 | 4 | E | 8 | 0.177 | F | 8 | 0.16 | F | 8 | 0 | 1 | D | 9 | 10 | C | 8
[26 empty] | 3738800% | 21:00 | 0 | 0 | 0 | 2 | 0 | 0 | 2 | 0 | 0 | 2 | 0 | 0 | 2 | 0 | 0 | 2 | 0 | 0 | 2 | 0 | 0 | 2 | 0 | 10 | E | 9 | 9 | E | 9 | 18 | A | 7 | 17 | A | 7 | 94 | A | 7 | 990 | A | 7 | 170 | A | 7 | 2.1 | A | 7 | 9700 | B | 7 | 77777 | A | 7 | 3.9 | E | 8 | 0.177 | F | 8 | 0.16 | F | 8 | 0 | 1 | D | 9 | 10 | C | 8
[26 empty] | 3738800% | 22:00 | 0 | 0 | 0 | 2 | 0 | 0 | 2 | 0 | 0 | 2 | 0 | 0 | 2 | 0 | 0 | 2 | 0 | 0 | 2 | 0 | 0 | 2 | 0 | 10 | E | 9 | 10 | E | 9 | 19 | A | 7 | 17 | A | 7 | 88 | A | 7 | 990 | A | 7 | 0 | A | 7 | 0 | A | 7 | 14500 | B | 7 | 77777 | A | 7 | 3.9 | E | 8 | 0.177 | F | 8 | 0.16 | F | 8 | 0 | 1 | D | 9 | 10 | C | 8
[26 empty] | 3738800% | 23:00 | 0 | 0 | 0 | 2 | 0 | 0 | 2 | 0 | 0 | 2 | 0 | 0 | 2 | 0 | 0 | 2 | 0 | 0 | 2 | 0 | 0 | 2 | 0 | 7 | E | 9 | 7 | E | 9 | 18 | A | 7 | 17 | A | 7 | 94 | A | 7 | 989 | A | 7 | 40 | A | 7 | 2.1 | A | 7 | 6400 | B | 7 | 77777 | A | 7 | 3.8 | E | 8 | 0.177 | F | 8 | 0.16 | F | 8 | 0 | 1 | D | 9 | 0 | C | 8
[26 empty] | 3738800% | 24:00 | 0 | 0 | 0 | 2 | 0 | 0 | 2 | 0 | 0 | 2 | 0 | 0 | 2 | 0 | 0 | 2 | 0 | 0 | 2 | 0 | 0 | 2 | 0 | 9 | B | 8 | 8 | B | 8 | 17.5 | B | 8 | 17.1 | B | 8 | 98 | A | 7 | 988 | B | 8 | 20 | B | 8 | 1.8 | B | 8 | 5200 | C | 8 | 11900 | B | 8 | 3.8 | E | 8 | 0.177 | F | 8 | 0.16 | F | 8 | 0 | 1 | D | 9 | 10 | C | 8
[26 empty] | 3738900% | 1:00 | 0 | 0 | 0 | 2 | 0 | 0 | 2 | 0 | 0 | 2 | 0 | 0 | 2 | 0 | 0 | 2 | 0 | 0 | 2 | 0 | 0 | 2 | 0 | 10 | E | 9 | 9 | E | 9 | 17 | A | 7 | 17 | A | 7 | 100 | A | 7 | 987 | A | 7 | 350 | A | 7 | 1.5 | A | 7 | 4000 | B | 7 | 1800 | A | 7 | 3.8 | E | 8 | 0.177 | F | 8 | 0.16 | F | 8 | 0 | 1 | D | 9 | 10 | C | 8
[26 empty] | 3738900% | 2:00 | 0 | 0 | 0 | 2 | 0 | 0 | 2 | 0 | 0 | 2 | 0 | 0 | 2 | 0 | 0 | 2 | 0 | 0 | 2 | 0 | 0 | 2 | 0 | 10 | E | 9 | 10 | E | 9 | 17 | A | 7 | 17 | A | 7 | 100 | A | 7 | 986 | A | 7 | 120 | A | 7 | 2.1 | A | 7 | 8000 | B | 7 | 3300 | A | 7 | 3.8 | E | 8 | 0.177 | F | 8 | 0.16 | F | 8 | 129 | 1 | D | 9 | 10 | C | 8
[26 empty] | 3738900% | 3:00 | 0 | 0 | 0 | 2 | 0 | 0 | 2 | 0 | 0 | 2 | 0 | 0 | 2 | 0 | 0 | 2 | 0 | 0 | 2 | 0 | 0 | 2 | 0 | 10 | E | 9 | 10 | E | 9 | 17 | A | 7 | 17 | A | 7 | 100 | A | 7 | 985 | A | 7 | 150 | A | 7 | 2.6 | A | 7 | 4800 | B | 7 | 1500 | A | 7 | 3.8 | E | 8 | 0.177 | F | 8 | 0.16 | F | 8 | 22 | 1 | D | 9 | 10 | C | 8
[26 empty] | 3738900% | 4:00 | 0 | 0 | 0 | 2 | 0 | 0 | 2 | 0 | 0 | 2 | 0 | 0 | 2 | 0 | 0 | 2 | 0 | 0 | 2 | 0 | 0 | 2 | 0 | 10 | B | 8 | 7 | B | 8 | 17.5 | B | 8 | 16.9 | B | 8 | 96 | A | 7 | 985 | B | 8 | 80 | B | 8 | 1.3 | B | 8 | 6400 | C | 8 | 11750 | B | 8 | 3.8 | E | 8 | 0.177 | F | 8 | 0.16 | F | 8 | 0 | 1 | D | 9 | 10 | C | 8
[26 empty] | 3738900% | 5:00 | 0 | 11 | 0 | 2 | 0 | 0 | 2 | 0 | 0 | 2 | 0 | 0 | 2 | 1 | 0 | 2 | 2 | 0 | 2 | 2 | 0 | 2 | 1 | 10 | E | 9 | 4 | E | 9 | 18 | A | 7 | 17 | A | 7 | 94 | A | 7 | 985 | A | 7 | 0 | A | 7 | 0 | A | 7 | 8000 | B | 7 | 77777 | A | 7 | 3.6 | E | 8 | 0.177 | F | 8 | 0.16 | F | 8 | 0 | 1 | D | 9 | 10 | C | 8
[26 empty] | 3738900% | 6:00 | 117 | 1338 | 0 | 2 | 8 | 0 | 2 | 15 | 0 | 2 | 8 | 0 | 2 | 8 | 0 | 2 | 15 | 0 | 2 | 8 | 0 | 2 | 19 | 10 | E | 9 | 6 | E | 9 | 18 | A | 7 | 17 | A | 7 | 94 | A | 7 | 984 | A | 7 | 200 | A | 7 | 1.5 | A | 7 | 4800 | B | 7 | 77777 | A | 7 | 3.5 | E | 8 | 0.177 | F | 8 | 0.16 | F | 8 | 0 | 1 | D | 9 | 10 | C | 8
[26 empty] | 3738900% | 7:00 | 368 | 1338 | 103 | 2 | 8 | 7 | 2 | 15 | 101 | 2 | 8 | 115 | 2 | 8 | 4 | 2 | 15 | 114 | 2 | 8 | 358 | 2 | 19 | 9 | E | 9 | 4 | E | 9 | 17 | A | 7 | 17 | A | 7 | 100 | A | 7 | 983 | A | 7 | 290 | A | 7 | 1.5 | A | 7 | 1600 | B | 7 | 77777 | A | 7 | 3.4 | E | 8 | 0.177 | F | 8 | 0.16 | F | 8 | 3 | 1 | D | 9 | 10 | C | 8
[26 empty] | 3738900% | 8:00 | 615 | 1338 | 62 | 2 | 8 | 0 | 2 | 15 | 62 | 2 | 8 | 76 | 2 | 8 | 0 | 2 | 15 | 76 | 2 | 8 | 295 | 2 | 19 | 10 | E | 9 | 7 | E | 9 | 19 | A | 7 | 18 | A | 7 | 94 | A | 7 | 982 | A | 7 | 160 | A | 7 | 3.1 | A | 7 | 3200 | B | 7 | 77777 | A | 7 | 3.5 | E | 8 | 0.177 | F | 8 | 0.16 | F | 8 | 3 | 1 | D | 9 | 10 | C | 8
[26 empty] | 3738900% | 9:00 | 839 | 1338 | 111 | 2 | 8 | 0 | 2 | 15 | 111 | 2 | 8 | 136 | 2 | 8 | 0 | 2 | 15 | 136 | 2 | 8 | 552 | 2 | 19 | 10 | E | 9 | 4 | E | 9 | 21 | A | 7 | 19 | A | 7 | 88 | A | 7 | 981 | A | 7 | 170 | A | 7 | 2.6 | A | 7 | 4800 | B | 7 | 77777 | A | 7 | 3.6 | E | 8 | 0.177 | F | 8 | 0.16 | F | 8 | 0 | 1 | D | 9 | 10 | C | 8
[26 empty] | 3738900% | 10:00 | 1024 | 1338 | 196 | 2 | 8 | 0 | 2 | 15 | 196 | 2 | 8 | 237 | 2 | 8 | 0 | 2 | 15 | 237 | 2 | 8 | 964 | 2 | 19 | 10 | E | 9 | 7 | E | 9 | 21 | A | 7 | 19 | A | 7 | 88 | A | 7 | 981 | A | 7 | 220 | A | 7 | 3.1 | A | 7 | 8000 | B | 7 | 77777 | A | 7 | 3.7 | E | 8 | 0.177 | F | 8 | 0.16 | F | 8 | 0 | 1 | D | 9 | 10 | C | 8
[26 empty] | 3738900% | 11:00 | 1158 | 1338 | 260 | 2 | 8 | 0 | 2 | 15 | 260 | 2 | 8 | 313 | 2 | 8 | 0 | 2 | 15 | 313 | 2 | 8 | 1249 | 2 | 19 | 10 | E | 9 | 9 | E | 9 | 22 | A | 7 | 19 | A | 7 | 83 | A | 7 | 980 | A | 7 | 200 | A | 7 | 3.6 | A | 7 | 4800 | B | 7 | 2400 | A | 7 | 3.8 | E | 8 | 0.177 | F | 8 | 0.16 | F | 8 | 0 | 1 | D | 9 | 10 | C | 8
[26 empty] | 3738900% | 12:00 | 1232 | 1338 | 219 | 2 | 8 | 0 | 2 | 15 | 219 | 2 | 8 | 270 | 2 | 8 | 0 | 2 | 15 | 270 | 2 | 8 | 1098 | 2 | 19 | 9 | E | 9 | 8 | E | 9 | 22 | A | 7 | 20 | A | 7 | 88 | A | 7 | 980 | A | 7 | 270 | A | 7 | 3.1 | A | 7 | 4800 | B | 7 | 2100 | A | 7 | 3.9 | E | 8 | 0.177 | F | 8 | 0.16 | F | 8 | 3 | 1 | D | 9 | 10 | C | 8
[26 empty] | 3738900% | 13:00 | 1240 | 1338 | 257 | 2 | 8 | 6 | 2 | 15 | 251 | 2 | 8 | 313 | 2 | 8 | 5 | 2 | 15 | 309 | 2 | 8 | 1231 | 2 | 19 | 6 | E | 9 | 4 | E | 9 | 21 | A | 7 | 18 | A | 7 | 83 | A | 7 | 978 | A | 7 | 280 | A | 7 | 2.6 | A | 7 | 16100 | B | 7 | 77777 | A | 7 | 4 | E | 8 | 0.177 | F | 8 | 0.16 | F | 8 | 0 | 1 | D | 9 | 61 | C | 8
[26 empty] | 3738900% | 14:00 | 1182 | 1338 | 235 | 2 | 8 | 0 | 2 | 15 | 235 | 2 | 8 | 286 | 2 | 8 | 0 | 2 | 15 | 286 | 2 | 8 | 1156 | 2 | 19 | 10 | E | 9 | 10 | E | 9 | 22 | A | 7 | 19 | A | 7 | 83 | A | 7 | 977 | A | 7 | 190 | A | 7 | 3.1 | A | 7 | 12900 | B | 7 | 2700 | A | 7 | 3.9 | E | 8 | 0.177 | F | 8 | 0.16 | F | 8 | 3 | 1 | D | 9 | 0 | C | 8
[26 empty] | 3738900% | 15:00 | 1062 | 1338 | 179 | 2 | 8 | 0 | 2 | 15 | 179 | 2 | 8 | 219 | 2 | 8 | 0 | 2 | 15 | 219 | 2 | 8 | 903 | 2 | 19 | 10 | E | 9 | 7 | E | 9 | 22 | A | 7 | 19 | A | 7 | 83 | A | 7 | 976 | A | 7 | 210 | A | 7 | 4.6 | A | 7 | 9700 | B | 7 | 77777 | A | 7 | 3.9 | E | 8 | 0.177 | F | 8 | 0.16 | F | 8 | 0 | 1 | D | 9 | 10 | C | 8
[26 empty] | 3738900% | 16:00 | 888 | 1338 | 231 | 2 | 8 | 18 | 2 | 15 | 219 | 2 | 8 | 271 | 2 | 8 | 15 | 2 | 15 | 261 | 2 | 8 | 992 | 2 | 19 | 8 | E | 9 | 7 | E | 9 | 23 | A | 7 | 19 | A | 7 | 78 | A | 7 | 975 | A | 7 | 240 | A | 7 | 3.6 | A | 7 | 16100 | B | 7 | 77777 | A | 7 | 3.8 | E | 8 | 0.177 | F | 8 | 0.16 | F | 8 | 0 | 1 | D | 9 | 0 | C | 8
[26 empty] | 3738900% | 17:00 | 673 | 1338 | 394 | 2 | 8 | 346 | 2 | 15 | 220 | 2 | 8 | 420 | 2 | 8 | 359 | 2 | 15 | 239 | 2 | 8 | 506 | 2 | 19 | 8 | E | 9 | 7 | E | 9 | 24 | A | 7 | 17 | A | 7 | 65 | A | 7 | 974 | A | 7 | 230 | A | 7 | 3.1 | A | 7 | 16100 | B | 7 | 77777 | A | 7 | 3.6 | E | 8 | 0.177 | F | 8 | 0.16 | F | 8 | 0 | 1 | D | 9 | 0 | C | 8
[26 empty] | 3738900% | 18:00 | 430 | 1338 | 144 | 2 | 8 | 51 | 2 | 15 | 128 | 2 | 8 | 158 | 2 | 8 | 47 | 2 | 15 | 143 | 2 | 8 | 340 | 2 | 19 | 9 | E | 9 | 9 | E | 9 | 23 | A | 7 | 17 | A | 7 | 69 | A | 7 | 972 | A | 7 | 0 | A | 7 | 0 | A | 7 | 16100 | B | 7 | 2400 | A | 7 | 3.5 | E | 8 | 0.177 | F | 8 | 0.16 | F | 8 | 0 | 1 | D | 9 | 0 | C | 8
[26 empty] | 3738900% | 19:00 | 178 | 1338 | 11 | 2 | 8 | 0 | 2 | 15 | 11 | 2 | 8 | 14 | 2 | 8 | 0 | 2 | 15 | 14 | 2 | 8 | 46 | 2 | 19 | 10 | B | 8 | 10 | B | 8 | 18.6 | B | 8 | 13.5 | B | 8 | 72 | A | 7 | 974 | B | 8 | 330 | B | 8 | 4.4 | B | 8 | 16100 | C | 8 | 1650 | B | 8 | 3.3 | E | 8 | 0.177 | F | 8 | 0.16 | F | 8 | 0 | 1 | D | 9 | 65 | C | 8
[26 empty] | 3738900% | 20:00 | 7 | 346 | 0 | 2 | 8 | 0 | 2 | 15 | 0 | 2 | 8 | 0 | 2 | 8 | 0 | 2 | 15 | 0 | 2 | 8 | 0 | 2 | 19 | 10 | E | 9 | 10 | E | 9 | 14 | A | 7 | 10 | A | 7 | 77 | A | 7 | 976 | B | 8 | 300 | A | 7 | 8.7 | A | 7 | 16100 | B | 7 | 900 | A | 7 | 3.1 | E | 8 | 0.177 | F | 8 | 0.16 | F | 8 | 0 | 1 | D | 9 | 65 | C | 8
[26 empty] | 3738900% | 21:00 | 0 | 0 | 0 | 2 | 0 | 0 | 2 | 0 | 0 | 2 | 0 | 0 | 2 | 0 | 0 | 2 | 0 | 0 | 2 | 0 | 0 | 2 | 0 | 10 | B | 8 | 10 | B | 8 | 13 | B | 8 | 8.4 | B | 8 | 74 | A | 7 | 977 | B | 8 | 300 | B | 8 | 8.7 | B | 8 | 16100 | C | 8 | 945 | B | 8 | 2.8 | E | 8 | 0.177 | F | 8 | 0.16 | F | 8 | 0 | 1 | D | 9 | 0 | C | 8
[26 empty] | 3738900% | 22:00 | 0 | 0 | 0 | 2 | 0 | 0 | 2 | 0 | 0 | 2 | 0 | 0 | 2 | 0 | 0 | 2 | 0 | 0 | 2 | 0 | 0 | 2 | 0 | 10 | E | 9 | 10 | E | 9 | 12 | A | 7 | 7 | A | 7 | 71 | A | 7 | 979 | A | 7 | 300 | A | 7 | 8.7 | A | 7 | 16100 | B | 7 | 990 | A | 7 | 2.6 | E | 8 | 0.177 | F | 8 | 0.16 | F | 8 | 0 | 1 | D | 9 | 0 | C | 8
[26 empty] | 3738900% | 23:00 | 0 | 0 | 0 | 2 | 0 | 0 | 2 | 0 | 0 | 2 | 0 | 0 | 2 | 0 | 0 | 2 | 0 | 0 | 2 | 0 | 0 | 2 | 0 | 9 | B | 8 | 9 | B | 8 | 11.5 | B | 8 | 6 | B | 8 | 69 | A | 7 | 980 | B | 8 | 290 | B | 8 | 8.7 | B | 8 | 16100 | C | 8 | 1035 | B | 8 | 2.2 | E | 8 | 0.177 | F | 8 | 0.16 | F | 8 | 0 | 1 | D | 9 | 0 | C | 8
[26 empty] | 3738900% | 24:00 | 0 | 0 | 0 | 2 | 0 | 0 | 2 | 0 | 0 | 2 | 0 | 0 | 2 | 0 | 0 | 2 | 0 | 0 | 2 | 0 | 0 | 2 | 0 | 8 | E | 9 | 8 | E | 9 | 11 | A | 7 | 5 | A | 7 | 66 | A | 7 | 981 | A | 7 | 280 | A | 7 | 8.7 | A | 7 | 16100 | B | 7 | 1080 | A | 7 | 1.9 | E | 8 | 0.177 | F | 8 | 0.16 | F | 8 | 0 | 1 | D | 9 | 0 | C | 8
[26 empty] | 3739000% | 1:00 | 0 | 0 | 0 | 2 | 0 | 0 | 2 | 0 | 0 | 2 | 0 | 0 | 2 | 0 | 0 | 2 | 0 | 0 | 2 | 0 | 0 | 2 | 0 | 0 | E | 9 | 0 | E | 9 | 9 | A | 7 | 3 | A | 7 | 66 | A | 7 | 981 | A | 7 | 290 | A | 7 | 7.2 | A | 7 | 16100 | B | 7 | 77777 | A | 7 | 1.5 | E | 8 | 0.178 | F | 8 | 0.16 | F | 8 | 0 | 1 | D | 9 | 0 | C | 8
[26 empty] | 3739000% | 2:00 | 0 | 0 | 0 | 2 | 0 | 0 | 2 | 0 | 0 | 2 | 0 | 0 | 2 | 0 | 0 | 2 | 0 | 0 | 2 | 0 | 0 | 2 | 0 | 3 | E | 9 | 3 | E | 9 | 9 | A | 7 | 3 | A | 7 | 66 | A | 7 | 981 | A | 7 | 280 | A | 7 | 8.2 | A | 7 | 16100 | B | 7 | 77777 | A | 7 | 1.4 | E | 8 | 0.178 | F | 8 | 0.16 | F | 8 | 0 | 1 | D | 9 | 0 | C | 8
[26 empty] | 3739000% | 3:00 | 0 | 0 | 0 | 2 | 0 | 0 | 2 | 0 | 0 | 2 | 0 | 0 | 2 | 0 | 0 | 2 | 0 | 0 | 2 | 0 | 0 | 2 | 0 | 3 | E | 9 | 3 | E | 9 | 9 | A | 7 | 1 | A | 7 | 57 | A | 7 | 981 | A | 7 | 290 | A | 7 | 9.3 | A | 7 | 16100 | B | 7 | 77777 | A | 7 | 1.3 | E | 8 | 0.178 | F | 8 | 0.16 | F | 8 | 0 | 1 | D | 9 | 0 | C | 8
[26 empty] | 3739000% | 4:00 | 0 | 0 | 0 | 2 | 0 | 0 | 2 | 0 | 0 | 2 | 0 | 0 | 2 | 0 | 0 | 2 | 0 | 0 | 2 | 0 | 0 | 2 | 0 | 8 | E | 9 | 8 | E | 9 | 9 | A | 7 | 1 | A | 7 | 57 | A | 7 | 981 | A | 7 | 280 | A | 7 | 6.7 | A | 7 | 16100 | B | 7 | 1470 | A | 7 | 1.1 | E | 8 | 0.178 | F | 8 | 0.16 | F | 8 | 0 | 1 | D | 9 | 0 | C | 8
[26 empty] | 3739000% | 5:00 | 0 | 11 | 0 | 2 | 0 | 0 | 2 | 0 | 0 | 2 | 0 | 0 | 2 | 1 | 0 | 2 | 2 | 0 | 2 | 2 | 0 | 2 | 1 | 10 | E | 9 | 10 | E | 9 | 9 | A | 7 | 2 | A | 7 | 61 | A | 7 | 981 | A | 7 | 250 | A | 7 | 3.6 | A | 7 | 16100 | B | 7 | 1470 | A | 7 | 1.1 | E | 8 | 0.178 | F | 8 | 0.16 | F | 8 | 0 | 1 | D | 9 | 0 | C | 8
[26 empty] | 3739000% | 6:00 | 120 | 1337 | 0 | 2 | 8 | 0 | 2 | 15 | 0 | 2 | 8 | 0 | 2 | 8 | 0 | 2 | 15 | 0 | 2 | 8 | 0 | 2 | 19 | 8 | E | 9 | 8 | E | 9 | 9 | A | 7 | 3 | A | 7 | 66 | A | 7 | 981 | A | 7 | 250 | A | 7 | 4.1 | A | 7 | 16100 | B | 7 | 1410 | A | 7 | 1.1 | E | 8 | 0.178 | F | 8 | 0.16 | F | 8 | 3 | 1 | D | 9 | 0 | C | 8
[26 empty] | 3739000% | 7:00 | 371 | 1337 | 87 | 2 | 8 | 0 | 2 | 15 | 87 | 2 | 8 | 99 | 2 | 8 | 0 | 2 | 15 | 99 | 2 | 8 | 325 | 2 | 19 | 10 | E | 9 | 10 | E | 9 | 8 | A | 7 | 4 | A | 7 | 76 | A | 7 | 981 | A | 7 | 270 | A | 7 | 6.7 | A | 7 | 14500 | B | 7 | 1050 | A | 7 | 1 | E | 8 | 0.178 | F | 8 | 0.16 | F | 8 | 0 | 1 | D | 9 | 0 | C | 8
[26 empty] | 3739000% | 8:00 | 617 | 1337 | 131 | 2 | 8 | 0 | 2 | 15 | 131 | 2 | 8 | 152 | 2 | 8 | 0 | 2 | 15 | 152 | 2 | 8 | 559 | 2 | 19 | 10 | E | 9 | 10 | E | 9 | 10 | A | 7 | 6 | A | 7 | 76 | A | 7 | 981 | A | 7 | 280 | A | 7 | 8.2 | A | 7 | 16100 | B | 7 | 1410 | A | 7 | 1.3 | E | 8 | 0.178 | F | 8 | 0.16 | F | 8 | 0 | 1 | D | 9 | 0 | C | 8
[26 empty] | 3739000% | 9:00 | 841 | 1337 | 280 | 2 | 8 | 24 | 2 | 15 | 265 | 2 | 8 | 321 | 2 | 8 | 22 | 2 | 15 | 308 | 2 | 8 | 1103 | 2 | 19 | 8 | E | 9 | 8 | E | 9 | 11 | A | 7 | 4 | A | 7 | 62 | A | 7 | 981 | A | 7 | 260 | A | 7 | 4.6 | A | 7 | 16100 | B | 7 | 1320 | A | 7 | 1.5 | E | 8 | 0.178 | F | 8 | 0.16 | F | 8 | 0 | 1 | D | 9 | 0 | C | 8
[26 empty] | 3739000% | 10:00 | 1026 | 1337 | 347 | 2 | 8 | 30 | 2 | 15 | 324 | 2 | 8 | 383 | 2 | 8 | 31 | 2 | 15 | 359 | 2 | 8 | 1252 | 2 | 19 | 10 | E | 9 | 10 | E | 9 | 12 | A | 7 | 3 | A | 7 | 54 | A | 7 | 981 | A | 7 | 280 | A | 7 | 9.8 | A | 7 | 16100 | B | 7 | 1470 | A | 7 | 1.8 | E | 8 | 0.178 | F | 8 | 0.16 | F | 8 | 0 | 1 | D | 9 | 0 | C | 8
[26 empty] | 3739000% | 11:00 | 1160 | 1337 | 161 | 2 | 8 | 0 | 2 | 15 | 161 | 2 | 8 | 201 | 2 | 8 | 0 | 2 | 15 | 201 | 2 | 8 | 835 | 2 | 19 | 8 | E | 9 | 8 | E | 9 | 13 | A | 7 | 3 | A | 7 | 51 | A | 7 | 981 | A | 7 | 280 | A | 7 | 11.8 | A | 7 | 16100 | B | 7 | 1800 | A | 7 | 1.6 | E | 8 | 0.178 | F | 8 | 0.16 | F | 8 | 0 | 1 | D | 9 | 0 | C | 8
[26 empty] | 3739000% | 12:00 | 1233 | 1337 | 243 | 2 | 8 | 6 | 2 | 15 | 237 | 2 | 8 | 297 | 2 | 8 | 5 | 2 | 15 | 293 | 2 | 8 | 1173 | 2 | 19 | 8 | E | 9 | 8 | E | 9 | 13 | A | 7 | 3 | A | 7 | 51 | A | 7 | 981 | A | 7 | 280 | A | 7 | 14.4 | A | 7 | 16100 | B | 7 | 2100 | A | 7 | 1.5 | E | 8 | 0.178 | F | 8 | 0.16 | F | 8 | 0 | 1 | D | 9 | 0 | C | 8
[26 empty] | 3739000% | 13:00 | 1241 | 1337 | 430 | 2 | 8 | 72 | 2 | 15 | 363 | 2 | 8 | 476 | 2 | 8 | 74 | 2 | 15 | 407 | 2 | 8 | 1929 | 2 | 19 | 3 | E | 9 | 3 | E | 9 | 14 | A | 7 | 4 | A | 7 | 51 | A | 7 | 981 | A | 7 | 280 | A | 7 | 9.8 | A | 7 | 16100 | B | 7 | 77777 | A | 7 | 1.4 | E | 8 | 0.178 | F | 8 | 0.16 | F | 8 | 0 | 1 | D | 9 | 0 | C | 8
[26 empty] | 3739000% | 14:00 | 1183 | 1337 | 841 | 2 | 8 | 538 | 2 | 15 | 363 | 2 | 8 | 892 | 2 | 8 | 561 | 2 | 15 | 395 | 2 | 8 | 1836 | 2 | 19 | 5 | E | 9 | 5 | E | 9 | 15 | A | 7 | 4 | A | 7 | 48 | A | 7 | 981 | A | 7 | 270 | A | 7 | 11.8 | A | 7 | 16100 | B | 7 | 77777 | A | 7 | 1.3 | E | 8 | 0.178 | F | 8 | 0.16 | F | 8 | 20 | 1 | D | 9 | 0 | C | 8
[26 empty] | 3739000% | 15:00 | 1064 | 1337 | 127 | 2 | 8 | 0 | 2 | 15 | 127 | 2 | 8 | 159 | 2 | 8 | 0 | 2 | 15 | 159 | 2 | 8 | 669 | 2 | 19 | 4 | E | 9 | 4 | E | 9 | 10 | A | 7 | 7 | A | 7 | 82 | A | 7 | 982 | A | 7 | 290 | A | 7 | 9.3 | A | 7 | 16100 | B | 7 | 77777 | A | 7 | 1.3 | E | 8 | 0.178 | F | 8 | 0.16 | F | 8 | 0 | 1 | D | 9 | 10 | C | 8
[26 empty] | 3739000% | 16:00 | 890 | 1337 | 180 | 2 | 8 | 12 | 2 | 15 | 172 | 2 | 8 | 215 | 2 | 8 | 9 | 2 | 15 | 209 | 2 | 8 | 821 | 2 | 19 | 5 | B | 8 | 4 | B | 8 | 11.2 | B | 8 | 5.7 | B | 8 | 69 | A | 7 | 982 | B | 8 | 290 | B | 8 | 9.1 | B | 8 | 16100 | C | 8 | 77777 | B | 8 | 1.3 | E | 8 | 0.178 | F | 8 | 0.16 | F | 8 | 0 | 1 | D | 9 | 10 | C | 8
[26 empty] | 3739000% | 17:00 | 675 | 1337 | 422 | 2 | 8 | 334 | 2 | 15 | 253 | 2 | 8 | 444 | 2 | 8 | 346 | 2 | 15 | 270 | 2 | 8 | 601 | 2 | 19 | 5 | B | 8 | 5 | B | 8 | 11.8 | B | 8 | 4.4 | B | 8 | 60 | A | 7 | 982 | B | 8 | 290 | B | 8 | 8.9 | B | 8 | 16100 | C | 8 | 77777 | B | 8 | 1.2 | E | 8 | 0.178 | F | 8 | 0.16 | F | 8 | 0 | 1 | D | 9 | 61 | C | 8
[26 empty] | 3739000% | 18:00 | 433 | 1337 | 95 | 2 | 8 | 0 | 2 | 15 | 95 | 2 | 8 | 109 | 2 | 8 | 0 | 2 | 15 | 109 | 2 | 8 | 371 | 2 | 19 | 5 | E | 9 | 5 | E | 9 | 12 | A | 7 | 3 | A | 7 | 54 | A | 7 | 982 | A | 7 | 290 | A | 7 | 8.7 | A | 7 | 16100 | B | 7 | 77777 | A | 7 | 1.2 | E | 8 | 0.178 | F | 8 | 0.16 | F | 8 | 0 | 1 | D | 9 | 61 | C | 8
[26 empty] | 3739000% | 19:00 | 182 | 1337 | 34 | 2 | 8 | 0 | 2 | 15 | 34 | 2 | 8 | 39 | 2 | 8 | 0 | 2 | 15 | 39 | 2 | 8 | 123 | 2 | 19 | 9 | E | 9 | 9 | A | 7 | 12 | A | 7 | 4 | A | 7 | 58 | A | 7 | 984 | A | 7 | 250 | A | 7 | 6.2 | A | 7 | 16100 | B | 7 | 2400 | A | 7 | 1.2 | E | 8 | 0.178 | F | 8 | 0.16 | F | 8 | 0 | 1 | D | 9 | 0 | C | 8
[26 empty] | 3739000% | 20:00 | 8 | 368 | 0 | 2 | 8 | 0 | 2 | 15 | 0 | 2 | 8 | 0 | 2 | 8 | 0 | 2 | 15 | 0 | 2 | 8 | 0 | 2 | 19 | 3 | E | 9 | 3 | E | 9 | 12 | A | 7 | 4 | A | 7 | 58 | A | 7 | 985 | A | 7 | 250 | A | 7 | 4.6 | A | 7 | 16100 | B | 7 | 77777 | A | 7 | 1.2 | E | 8 | 0.178 | F | 8 | 0.16 | F | 8 | 0 | 1 | D | 9 | 0 | C | 8
[26 empty] | 3739000% | 21:00 | 0 | 0 | 0 | 2 | 0 | 0 | 2 | 0 | 0 | 2 | 0 | 0 | 2 | 0 | 0 | 2 | 0 | 0 | 2 | 0 | 0 | 2 | 0 | 3 | E | 9 | 3 | E | 9 | 11 | A | 7 | 3 | A | 7 | 58 | A | 7 | 986 | A | 7 | 260 | A | 7 | 5.7 | A | 7 | 16100 | B | 7 | 77777 | A | 7 | 1.1 | E | 8 | 0.178 | F | 8 | 0.16 | F | 8 | 0 | 1 | D | 9 | 0 | C | 8
[26 empty] | 3739000% | 22:00 | 0 | 0 | 0 | 2 | 0 | 0 | 2 | 0 | 0 | 2 | 0 | 0 | 2 | 0 | 0 | 2 | 0 | 0 | 2 | 0 | 0 | 2 | 0 | 0 | E | 9 | 0 | E | 9 | 10 | A | 7 | 3 | A | 7 | 62 | A | 7 | 987 | A | 7 | 250 | A | 7 | 4.1 | A | 7 | 16100 | B | 7 | 77777 | A | 7 | 1.1 | E | 8 | 0.178 | F | 8 | 0.16 | F | 8 | 0 | 1 | D | 9 | 0 | C | 8
[26 empty] | 3739000% | 23:00 | 0 | 0 | 0 | 2 | 0 | 0 | 2 | 0 | 0 | 2 | 0 | 0 | 2 | 0 | 0 | 2 | 0 | 0 | 2 | 0 | 0 | 2 | 0 | 0 | E | 9 | 0 | E | 9 | 10 | A | 7 | 2 | A | 7 | 57 | A | 7 | 988 | A | 7 | 260 | A | 7 | 5.1 | A | 7 | 16100 | B | 7 | 77777 | A | 7 | 1.1 | E | 8 | 0.178 | F | 8 | 0.16 | F | 8 | 0 | 1 | D | 9 | 0 | C | 8
[26 empty] | 3739000% | 24:00 | 0 | 0 | 0 | 2 | 0 | 0 | 2 | 0 | 0 | 2 | 0 | 0 | 2 | 0 | 0 | 2 | 0 | 0 | 2 | 0 | 0 | 2 | 0 | 0 | E | 9 | 0 | E | 9 | 9 | A | 7 | 3 | A | 7 | 66 | A | 7 | 989 | A | 7 | 260 | A | 7 | 4.1 | A | 7 | 16100 | B | 7 | 77777 | A | 7 | 1.1 | E | 8 | 0.178 | F | 8 | 0.16 | F | 8 | 0 | 1 | D | 9 | 0 | C | 8
[26 empty] | 3739100% | 1:00 | 0 | 0 | 0 | 2 | 0 | 0 | 2 | 0 | 0 | 2 | 0 | 0 | 2 | 0 | 0 | 2 | 0 | 0 | 2 | 0 | 0 | 2 | 0 | 0 | E | 9 | 0 | E | 9 | 9 | A | 7 | 3 | A | 7 | 66 | A | 7 | 989 | A | 7 | 220 | A | 7 | 3.1 | A | 7 | 16100 | B | 7 | 77777 | A | 7 | 1 | E | 8 | 0.179 | F | 8 | 0.16 | F | 8 | 0 | 1 | D | 9 | 0 | C | 8
[26 empty] | 3739100% | 2:00 | 0 | 0 | 0 | 2 | 0 | 0 | 2 | 0 | 0 | 2 | 0 | 0 | 2 | 0 | 0 | 2 | 0 | 0 | 2 | 0 | 0 | 2 | 0 | 0 | E | 9 | 0 | E | 9 | 8 | A | 7 | 3 | A | 7 | 71 | A | 7 | 990 | A | 7 | 180 | A | 7 | 1.5 | A | 7 | 16100 | B | 7 | 77777 | A | 7 | 1 | E | 8 | 0.179 | F | 8 | 0.16 | F | 8 | 0 | 1 | D | 9 | 0 | C | 8
[26 empty] | 3739100% | 3:00 | 0 | 0 | 0 | 2 | 0 | 0 | 2 | 0 | 0 | 2 | 0 | 0 | 2 | 0 | 0 | 2 | 0 | 0 | 2 | 0 | 0 | 2 | 0 | 0 | E | 9 | 0 | E | 9 | 8 | A | 7 | 3 | A | 7 | 71 | A | 7 | 990 | A | 7 | 90 | A | 7 | 2.1 | A | 7 | 16100 | B | 7 | 77777 | A | 7 | 1 | E | 8 | 0.179 | F | 8 | 0.16 | F | 8 | 0 | 1 | D | 9 | 0 | C | 8
[26 empty] | 3739100% | 4:00 | 0 | 0 | 0 | 2 | 0 | 0 | 2 | 0 | 0 | 2 | 0 | 0 | 2 | 0 | 0 | 2 | 0 | 0 | 2 | 0 | 0 | 2 | 0 | 0 | E | 9 | 0 | E | 9 | 7 | A | 7 | 3 | A | 7 | 76 | A | 7 | 991 | A | 7 | 190 | A | 7 | 2.1 | A | 7 | 16100 | B | 7 | 77777 | A | 7 | 1 | E | 8 | 0.179 | F | 8 | 0.16 | F | 8 | 0 | 1 | D | 9 | 0 | C | 8
[26 empty] | 3739100% | 5:00 | 0 | 33 | 0 | 2 | 8 | 0 | 2 | 15 | 0 | 2 | 8 | 0 | 2 | 8 | 0 | 2 | 15 | 0 | 2 | 8 | 0 | 2 | 19 | 0 | E | 9 | 0 | E | 9 | 8 | A | 7 | 4 | A | 7 | 76 | A | 7 | 991 | A | 7 | 250 | A | 7 | 3.6 | A | 7 | 16100 | B | 7 | 77777 | A | 7 | 1 | E | 8 | 0.179 | F | 8 | 0.16 | F | 8 | 0 | 1 | D | 9 | 0 | C | 8
[26 empty] | 3739100% | 6:00 | 124 | 1337 | 0 | 2 | 8 | 0 | 2 | 15 | 0 | 2 | 8 | 0 | 2 | 8 | 0 | 2 | 15 | 0 | 2 | 8 | 0 | 2 | 19 | 0 | E | 9 | 0 | E | 9 | 9 | A | 7 | 4 | A | 7 | 71 | A | 7 | 993 | A | 7 | 240 | A | 7 | 4.6 | A | 7 | 16100 | B | 7 | 77777 | A | 7 | 1 | E | 8 | 0.179 | F | 8 | 0.16 | F | 8 | 0 | 1 | D | 9 | 0 | C | 8
[26 empty] | 3739100% | 7:00 | 374 | 1337 | 213 | 2 | 8 | 321 | 2 | 15 | 123 | 2 | 8 | 223 | 2 | 8 | 281 | 2 | 15 | 144 | 2 | 8 | 252 | 2 | 19 | 0 | E | 9 | 0 | E | 9 | 11 | A | 7 | 4 | A | 7 | 62 | A | 7 | 994 | A | 7 | 250 | A | 7 | 4.6 | A | 7 | 16100 | B | 7 | 77777 | A | 7 | 1 | E | 8 | 0.179 | F | 8 | 0.16 | F | 8 | 0 | 1 | D | 9 | 0 | C | 8
[26 empty] | 3739100% | 8:00 | 620 | 1337 | 399 | 2 | 8 | 559 | 2 | 15 | 139 | 2 | 8 | 425 | 2 | 8 | 554 | 2 | 15 | 168 | 2 | 8 | 281 | 2 | 19 | 0 | E | 9 | 0 | E | 9 | 13 | A | 7 | 5 | A | 7 | 58 | A | 7 | 994 | A | 7 | 280 | A | 7 | 5.7 | A | 7 | 16100 | B | 7 | 77777 | A | 7 | 1 | E | 8 | 0.179 | F | 8 | 0.16 | F | 8 | 0 | 1 | D | 9 | 0 | C | 8
[26 empty] | 3739100% | 9:00 | 843 | 1337 | 573 | 2 | 8 | 573 | 2 | 15 | 210 | 2 | 8 | 610 | 2 | 8 | 590 | 2 | 15 | 238 | 2 | 8 | 518 | 2 | 19 | 4 | E | 9 | 4 | E | 9 | 13 | A | 7 | 6 | A | 7 | 62 | A | 7 | 995 | A | 7 | 290 | A | 7 | 6.7 | A | 7 | 16100 | B | 7 | 77777 | A | 7 | 1 | E | 8 | 0.179 | F | 8 | 0.16 | F | 8 | 0 | 1 | D | 9 | 0 | C | 8
[26 empty] | 3739100% | 10:00 | 1028 | 1337 | 625 | 2 | 8 | 351 | 2 | 15 | 354 | 2 | 8 | 676 | 2 | 8 | 379 | 2 | 15 | 383 | 2 | 8 | 1172 | 2 | 19 | 8 | E | 9 | 8 | E | 9 | 16 | A | 7 | 6 | A | 7 | 51 | A | 7 | 996 | A | 7 | 310 | A | 7 | 8.2 | A | 7 | 16100 | B | 7 | 1800 | A | 7 | 1.1 | E | 8 | 0.179 | F | 8 | 0.16 | F | 8 | 0 | 1 | D | 9 | 0 | C | 8
[26 empty] | 3739100% | 11:00 | 1161 | 1337 | 853 | 2 | 8 | 609 | 2 | 15 | 322 | 2 | 8 | 914 | 2 | 8 | 636 | 2 | 15 | 360 | 2 | 8 | 1504 | 2 | 19 | 8 | E | 9 | 8 | E | 9 | 16 | A | 7 | 4 | A | 7 | 45 | A | 7 | 995 | A | 7 | 290 | A | 7 | 6.2 | A | 7 | 16100 | B | 7 | 1500 | A | 7 | 1.1 | E | 8 | 0.179 | F | 8 | 0.16 | F | 8 | 0 | 1 | D | 9 | 0 | C | 8
[26 empty] | 3739100% | 12:00 | 1235 | 1337 | 559 | 2 | 8 | 174 | 2 | 15 | 397 | 2 | 8 | 619 | 2 | 8 | 186 | 2 | 15 | 446 | 2 | 8 | 2094 | 2 | 19 | 3 | E | 9 | 3 | E | 9 | 17 | A | 7 | 4 | A | 7 | 42 | A | 7 | 995 | A | 7 | 280 | A | 7 | 6.2 | A | 7 | 16100 | B | 7 | 77777 | A | 7 | 1.1 | E | 8 | 0.179 | F | 8 | 0.16 | F | 8 | 0 | 1 | D | 9 | 0 | C | 8
[26 empty] | 3739100% | 13:00 | 1243 | 1337 | 962 | 2 | 8 | 750 | 2 | 15 | 264 | 2 | 8 | 1020 | 2 | 8 | 762 | 2 | 15 | 310 | 2 | 8 | 1659 | 2 | 19 | 3 | E | 9 | 3 | E | 9 | 18 | A | 7 | 4 | A | 7 | 39 | A | 7 | 995 | A | 7 | 320 | A | 7 | 7.7 | A | 7 | 16100 | B | 7 | 77777 | A | 7 | 1.2 | E | 8 | 0.179 | F | 8 | 0.16 | F | 8 | 0 | 1 | D | 9 | 0 | C | 8
[26 empty] | 3739100% | 14:00 | 1185 | 1337 | 905 | 2 | 8 | 825 | 2 | 15 | 172 | 2 | 8 | 952 | 2 | 8 | 831 | 2 | 15 | 214 | 2 | 8 | 795 | 2 | 19 | 0 | E | 9 | 0 | E | 9 | 19 | A | 7 | 3 | A | 7 | 34 | A | 7 | 995 | A | 7 | 290 | A | 7 | 7.2 | A | 7 | 16100 | B | 7 | 77777 | A | 7 | 1.2 | E | 8 | 0.179 | F | 8 | 0.16 | F | 8 | 0 | 1 | D | 9 | 0 | C | 8
[26 empty] | 3739100% | 15:00 | 1066 | 1337 | 790 | 2 | 8 | 769 | 2 | 15 | 176 | 2 | 8 | 846 | 2 | 8 | 788 | 2 | 15 | 217 | 2 | 8 | 631 | 2 | 19 | 0 | E | 9 | 0 | E | 9 | 21 | A | 7 | 3 | A | 7 | 30 | A | 7 | 995 | A | 7 | 280 | A | 7 | 6.2 | A | 7 | 16100 | B | 7 | 77777 | A | 7 | 1.2 | E | 8 | 0.179 | F | 8 | 0.16 | F | 8 | 0 | 1 | D | 9 | 0 | C | 8
[26 empty] | 3739100% | 16:00 | 892 | 1337 | 630 | 2 | 8 | 711 | 2 | 15 | 154 | 2 | 8 | 667 | 2 | 8 | 721 | 2 | 15 | 185 | 2 | 8 | 407 | 2 | 19 | 0 | E | 9 | 0 | E | 9 | 21 | A | 7 | 2 | A | 7 | 28 | A | 7 | 995 | A | 7 | 300 | A | 7 | 6.7 | A | 7 | 16100 | B | 7 | 77777 | A | 7 | 1.2 | E | 8 | 0.179 | F | 8 | 0.16 | F | 8 | 0 | 1 | D | 9 | 0 | C | 8
[26 empty] | 3739100% | 17:00 | 678 | 1337 | 449 | 2 | 8 | 645 | 2 | 15 | 121 | 2 | 8 | 470 | 2 | 8 | 636 | 2 | 15 | 147 | 2 | 8 | 258 | 2 | 19 | 0 | E | 9 | 0 | E | 9 | 21 | A | 7 | 1 | A | 7 | 26 | A | 7 | 995 | A | 7 | 290 | A | 7 | 6.2 | A | 7 | 16100 | B | 7 | 77777 | A | 7 | 1.2 | E | 8 | 0.179 | F | 8 | 0.16 | F | 8 | 0 | 1 | D | 9 | 0 | C | 8
[26 empty] | 3739100% | 18:00 | 436 | 1337 | 259 | 2 | 8 | 513 | 2 | 15 | 92 | 2 | 8 | 266 | 2 | 8 | 459 | 2 | 15 | 116 | 2 | 8 | 169 | 2 | 19 | 0 | E | 9 | 0 | E | 9 | 20 | A | 7 | 2 | A | 7 | 30 | A | 7 | 995 | A | 7 | 290 | A | 7 | 4.6 | A | 7 | 16100 | B | 7 | 77777 | A | 7 | 1.1 | E | 8 | 0.179 | F | 8 | 0.16 | F | 8 | 0 | 1 | D | 9 | 0 | C | 8
[26 empty] | 3739100% | 19:00 | 185 | 1337 | 75 | 2 | 8 | 237 | 2 | 15 | 43 | 2 | 8 | 79 | 2 | 8 | 147 | 2 | 15 | 59 | 2 | 8 | 77 | 2 | 19 | 0 | E | 9 | 0 | A | 7 | 19 | A | 7 | 1 | A | 7 | 30 | A | 7 | 995 | A | 7 | 320 | A | 7 | 1.5 | A | 7 | 16100 | B | 7 | 77777 | A | 7 | 1.1 | E | 8 | 0.179 | F | 8 | 0.16 | F | 8 | 0 | 1 | D | 9 | 0 | C | 8
[26 empty] | 3739100% | 20:00 | 9 | 368 | 0 | 2 | 8 | 0 | 2 | 15 | 0 | 2 | 8 | 0 | 2 | 8 | 0 | 2 | 15 | 0 | 2 | 8 | 0 | 2 | 19 | 0 | E | 9 | 0 | E | 9 | 17 | A | 7 | 1 | A | 7 | 34 | A | 7 | 995 | A | 7 | 0 | A | 7 | 0 | A | 7 | 16100 | B | 7 | 77777 | A | 7 | 1.1 | E | 8 | 0.179 | F | 8 | 0.16 | F | 8 | 0 | 1 | D | 9 | 0 | C | 8
[26 empty] | 3739100% | 21:00 | 0 | 0 | 0 | 2 | 0 | 0 | 2 | 0 | 0 | 2 | 0 | 0 | 2 | 0 | 0 | 2 | 0 | 0 | 2 | 0 | 0 | 2 | 0 | 0 | E | 9 | 0 | E | 9 | 16 | A | 7 | 2 | A | 7 | 39 | A | 7 | 996 | A | 7 | 0 | A | 7 | 0 | A | 7 | 16100 | B | 7 | 77777 | A | 7 | 1.1 | E | 8 | 0.179 | F | 8 | 0.16 | F | 8 | 0 | 1 | D | 9 | 0 | C | 8
[26 empty] | 3739100% | 22:00 | 0 | 0 | 0 | 2 | 0 | 0 | 2 | 0 | 0 | 2 | 0 | 0 | 2 | 0 | 0 | 2 | 0 | 0 | 2 | 0 | 0 | 2 | 0 | 0 | E | 9 | 0 | E | 9 | 14 | A | 7 | 2 | A | 7 | 44 | A | 7 | 996 | A | 7 | 200 | A | 7 | 2.1 | A | 7 | 16100 | B | 7 | 77777 | A | 7 | 1.1 | E | 8 | 0.179 | F | 8 | 0.16 | F | 8 | 0 | 1 | D | 9 | 0 | C | 8
[26 empty] | 3739100% | 23:00 | 0 | 0 | 0 | 2 | 0 | 0 | 2 | 0 | 0 | 2 | 0 | 0 | 2 | 0 | 0 | 2 | 0 | 0 | 2 | 0 | 0 | 2 | 0 | 0 | E | 9 | 0 | E | 9 | 13 | A | 7 | 2 | A | 7 | 47 | A | 7 | 996 | A | 7 | 170 | A | 7 | 2.1 | A | 7 | 16100 | B | 7 | 77777 | A | 7 | 1.1 | E | 8 | 0.179 | F | 8 | 0.16 | F | 8 | 0 | 1 | D | 9 | 0 | C | 8
[26 empty] | 3739100% | 24:00 | 0 | 0 | 0 | 2 | 0 | 0 | 2 | 0 | 0 | 2 | 0 | 0 | 2 | 0 | 0 | 2 | 0 | 0 | 2 | 0 | 0 | 2 | 0 | 0 | E | 9 | 0 | E | 9 | 13 | A | 7 | 3 | A | 7 | 51 | A | 7 | 996 | A | 7 | 160 | A | 7 | 2.1 | A | 7 | 16100 | B | 7 | 77777 | A | 7 | 1.1 | E | 8 | 0.179 | F | 8 | 0.16 | F | 8 | 0 | 1 | D | 9 | 0 | C | 8
[26 empty] | 3739200% | 1:00 | 0 | 0 | 0 | 2 | 0 | 0 | 2 | 0 | 0 | 2 | 0 | 0 | 2 | 0 | 0 | 2 | 0 | 0 | 2 | 0 | 0 | 2 | 0 | 0 | E | 9 | 0 | E | 9 | 11 | A | 7 | 3 | A | 7 | 58 | A | 7 | 995 | A | 7 | 0 | A | 7 | 0 | A | 7 | 16100 | B | 7 | 77777 | A | 7 | 1.1 | E | 8 | 0.18 | F | 8 | 0.16 | F | 8 | 0 | 1 | D | 9 | 0 | C | 8
[26 empty] | 3739200% | 2:00 | 0 | 0 | 0 | 2 | 0 | 0 | 2 | 0 | 0 | 2 | 0 | 0 | 2 | 0 | 0 | 2 | 0 | 0 | 2 | 0 | 0 | 2 | 0 | 0 | E | 9 | 0 | E | 9 | 12 | A | 7 | 3 | A | 7 | 54 | A | 7 | 995 | A | 7 | 150 | A | 7 | 3.1 | A | 7 | 16100 | B | 7 | 77777 | A | 7 | 1.1 | E | 8 | 0.18 | F | 8 | 0.16 | F | 8 | 0 | 1 | D | 9 | 0 | C | 8
[26 empty] | 3739200% | 3:00 | 0 | 0 | 0 | 2 | 0 | 0 | 2 | 0 | 0 | 2 | 0 | 0 | 2 | 0 | 0 | 2 | 0 | 0 | 2 | 0 | 0 | 2 | 0 | 0 | E | 9 | 0 | E | 9 | 11 | A | 7 | 3 | A | 7 | 58 | A | 7 | 995 | A | 7 | 170 | A | 7 | 2.1 | A | 7 | 16100 | B | 7 | 77777 | A | 7 | 1.2 | E | 8 | 0.18 | F | 8 | 0.16 | F | 8 | 0 | 1 | D | 9 | 0 | C | 8
[26 empty] | 3739200% | 4:00 | 0 | 0 | 0 | 2 | 0 | 0 | 2 | 0 | 0 | 2 | 0 | 0 | 2 | 0 | 0 | 2 | 0 | 0 | 2 | 0 | 0 | 2 | 0 | 0 | E | 9 | 0 | E | 9 | 9 | A | 7 | 3 | A | 7 | 66 | A | 7 | 995 | A | 7 | 170 | A | 7 | 2.1 | A | 7 | 16100 | B | 7 | 77777 | A | 7 | 1.2 | E | 8 | 0.18 | F | 8 | 0.16 | F | 8 | 0 | 1 | D | 9 | 0 | C | 8
[26 empty] | 3739200% | 5:00 | 0 | 56 | 0 | 2 | 8 | 0 | 2 | 15 | 0 | 2 | 8 | 0 | 2 | 8 | 0 | 2 | 15 | 0 | 2 | 8 | 0 | 2 | 19 | 0 | E | 9 | 0 | E | 9 | 8 | A | 7 | 4 | A | 7 | 76 | A | 7 | 996 | A | 7 | 170 | A | 7 | 2.1 | A | 7 | 16100 | B | 7 | 77777 | A | 7 | 1.2 | E | 8 | 0.18 | F | 8 | 0.16 | F | 8 | 0 | 1 | D | 9 | 0 | C | 8
[26 empty] | 3739200% | 6:00 | 127 | 1336 | 0 | 2 | 8 | 0 | 2 | 15 | 0 | 2 | 8 | 0 | 2 | 8 | 0 | 2 | 15 | 0 | 2 | 8 | 0 | 2 | 19 | 0 | E | 9 | 0 | E | 9 | 9 | A | 7 | 4 | A | 7 | 71 | A | 7 | 996 | A | 7 | 150 | A | 7 | 3.1 | A | 7 | 16100 | B | 7 | 77777 | A | 7 | 1.2 | E | 8 | 0.18 | F | 8 | 0.16 | F | 8 | 0 | 1 | D | 9 | 0 | C | 8
[26 empty] | 3739200% | 7:00 | 377 | 1336 | 212 | 2 | 8 | 314 | 2 | 15 | 124 | 2 | 8 | 222 | 2 | 8 | 276 | 2 | 15 | 145 | 2 | 8 | 254 | 2 | 19 | 6 | E | 9 | 5 | E | 9 | 12 | A | 7 | 6 | A | 7 | 67 | A | 7 | 996 | A | 7 | 180 | B | 8 | 2.6 | A | 7 | 16100 | B | 7 | 77777 | A | 7 | 1.2 | E | 8 | 0.18 | F | 8 | 0.16 | F | 8 | 0 | 1 | D | 9 | 0 | C | 8
[26 empty] | 3739200% | 8:00 | 622 | 1336 | 391 | 2 | 8 | 515 | 2 | 15 | 151 | 2 | 8 | 414 | 2 | 8 | 510 | 2 | 15 | 176 | 2 | 8 | 308 | 2 | 19 | 1 | E | 9 | 1 | E | 9 | 14 | A | 7 | 6 | A | 7 | 59 | A | 7 | 996 | A | 7 | 210 | A | 7 | 3.6 | A | 7 | 16100 | B | 7 | 77777 | A | 7 | 1.2 | E | 8 | 0.18 | F | 8 | 0.16 | F | 8 | 0 | 1 | D | 9 | 0 | C | 8
[26 empty] | 3739200% | 9:00 | 845 | 1336 | 579 | 2 | 8 | 586 | 2 | 15 | 208 | 2 | 8 | 619 | 2 | 8 | 604 | 2 | 15 | 236 | 2 | 8 | 514 | 2 | 19 | 8 | E | 9 | 7 | E | 9 | 17 | A | 7 | 7 | A | 7 | 52 | A | 7 | 995 | A | 7 | 200 | A | 7 | 4.1 | A | 7 | 16100 | B | 7 | 77777 | A | 7 | 1.2 | E | 8 | 0.18 | F | 8 | 0.16 | F | 8 | 0 | 1 | D | 9 | 0 | C | 8
[26 empty] | 3739200% | 10:00 | 1029 | 1336 | 688 | 2 | 8 | 539 | 2 | 15 | 272 | 2 | 8 | 737 | 2 | 8 | 561 | 2 | 15 | 303 | 2 | 8 | 902 | 2 | 19 | 1 | E | 9 | 1 | E | 9 | 19 | A | 7 | 8 | A | 7 | 49 | A | 7 | 995 | A | 7 | 230 | A | 7 | 4.1 | A | 7 | 16100 | B | 7 | 77777 | A | 7 | 1.2 | E | 8 | 0.18 | F | 8 | 0.16 | F | 8 | 0 | 1 | D | 9 | 0 | C | 8
[26 empty] | 3739200% | 11:00 | 1163 | 1336 | 865 | 2 | 8 | 735 | 2 | 15 | 223 | 2 | 8 | 919 | 2 | 8 | 750 | 2 | 15 | 265 | 2 | 8 | 1029 | 2 | 19 | 4 | E | 9 | 4 | E | 9 | 22 | A | 7 | 8 | A | 7 | 41 | A | 7 | 994 | A | 7 | 220 | A | 7 | 5.1 | A | 7 | 16100 | B | 7 | 77777 | A | 7 | 1.4 | E | 8 | 0.18 | F | 8 | 0.16 | F | 8 | 0 | 1 | D | 9 | 0 | C | 8
[26 empty] | 3739200% | 12:00 | 1236 | 1336 | 923 | 2 | 8 | 751 | 2 | 15 | 226 | 2 | 8 | 987 | 2 | 8 | 768 | 2 | 15 | 275 | 2 | 8 | 1390 | 2 | 19 | 0 | E | 9 | 0 | E | 9 | 24 | A | 7 | 7 | A | 7 | 34 | A | 7 | 993 | A | 7 | 250 | A | 7 | 5.7 | A | 7 | 16100 | B | 7 | 77777 | A | 7 | 1.6 | E | 8 | 0.18 | F | 8 | 0.16 | F | 8 | 0 | 1 | D | 9 | 0 | C | 8
[26 empty] | 3739200% | 13:00 | 1244 | 1336 | 956 | 2 | 8 | 827 | 2 | 15 | 184 | 2 | 8 | 1006 | 2 | 8 | 833 | 2 | 15 | 229 | 2 | 8 | 1097 | 2 | 19 | 0 | E | 9 | 0 | E | 9 | 26 | A | 7 | 7 | A | 7 | 30 | A | 7 | 993 | A | 7 | 260 | A | 7 | 7.2 | A | 7 | 16100 | B | 7 | 77777 | A | 7 | 1.7 | E | 8 | 0.18 | F | 8 | 0.16 | F | 8 | 0 | 1 | D | 9 | 0 | C | 8
[26 empty] | 3739200% | 14:00 | 1186 | 1336 | 905 | 2 | 8 | 795 | 2 | 15 | 198 | 2 | 8 | 939 | 2 | 8 | 795 | 2 | 15 | 231 | 2 | 8 | 893 | 2 | 19 | 0 | E | 9 | 0 | E | 9 | 27 | A | 7 | 6 | A | 7 | 26 | A | 7 | 992 | A | 7 | 250 | A | 7 | 6.2 | A | 7 | 16100 | B | 7 | 77777 | A | 7 | 2 | E | 8 | 0.18 | F | 8 | 0.16 | F | 8 | 0 | 1 | D | 9 | 0 | C | 8
[26 empty] | 3739200% | 15:00 | 1067 | 1336 | 767 | 2 | 8 | 697 | 2 | 15 | 209 | 2 | 8 | 811 | 2 | 8 | 709 | 2 | 15 | 244 | 2 | 8 | 741 | 2 | 19 | 0 | E | 9 | 0 | E | 9 | 27 | A | 7 | 6 | A | 7 | 26 | A | 7 | 991 | A | 7 | 240 | A | 7 | 6.7 | A | 7 | 16100 | B | 7 | 77777 | A | 7 | 2.2 | E | 8 | 0.18 | F | 8 | 0.16 | F | 8 | 0 | 1 | D | 9 | 0 | C | 8
[26 empty] | 3739200% | 16:00 | 895 | 1336 | 630 | 2 | 8 | 705 | 2 | 15 | 157 | 2 | 8 | 667 | 2 | 8 | 715 | 2 | 15 | 187 | 2 | 8 | 416 | 2 | 19 | 0 | E | 9 | 0 | E | 9 | 28 | A | 7 | 2 | A | 7 | 19 | A | 7 | 990 | A | 7 | 240 | A | 7 | 7.2 | A | 7 | 16100 | B | 7 | 77777 | A | 7 | 2.5 | E | 8 | 0.18 | F | 8 | 0.16 | F | 8 | 0 | 1 | D | 9 | 0 | C | 8
[26 empty] | 3739200% | 17:00 | 680 | 1336 | 422 | 2 | 8 | 510 | 2 | 15 | 162 | 2 | 8 | 449 | 2 | 8 | 513 | 2 | 15 | 187 | 2 | 8 | 343 | 2 | 19 | 2 | E | 9 | 2 | E | 9 | 26 | A | 7 | 4 | A | 7 | 24 | A | 7 | 990 | A | 7 | 280 | A | 7 | 6.2 | A | 7 | 16100 | B | 7 | 77777 | A | 7 | 2.5 | E | 8 | 0.18 | F | 8 | 0.16 | F | 8 | 0 | 1 | D | 9 | 0 | C | 8
[26 empty] | 3739200% | 18:00 | 439 | 1336 | 230 | 2 | 8 | 319 | 2 | 15 | 125 | 2 | 8 | 244 | 2 | 8 | 297 | 2 | 15 | 146 | 2 | 8 | 252 | 2 | 19 | 8 | E | 9 | 8 | E | 9 | 25 | A | 7 | 7 | A | 7 | 32 | A | 7 | 990 | A | 7 | 270 | A | 7 | 4.1 | A | 7 | 16100 | B | 7 | 77777 | A | 7 | 2.6 | E | 8 | 0.18 | F | 8 | 0.16 | F | 8 | 0 | 1 | D | 9 | 0 | C | 8
[26 empty] | 3739200% | 19:00 | 188 | 1336 | 57 | 2 | 8 | 66 | 2 | 15 | 48 | 2 | 8 | 63 | 2 | 8 | 44 | 2 | 15 | 56 | 2 | 8 | 101 | 2 | 19 | 10 | E | 9 | 9 | A | 7 | 23 | A | 7 | 8 | A | 7 | 38 | A | 7 | 990 | A | 7 | 290 | A | 7 | 2.6 | A | 7 | 16100 | B | 7 | 3300 | A | 7 | 2.6 | E | 8 | 0.18 | F | 8 | 0.16 | F | 8 | 0 | 1 | D | 9 | 0 | C | 8
[26 empty] | 3739200% | 20:00 | 10 | 390 | 0 | 2 | 8 | 0 | 2 | 15 | 0 | 2 | 8 | 0 | 2 | 8 | 0 | 2 | 15 | 0 | 2 | 8 | 0 | 2 | 19 | 10 | E | 9 | 10 | E | 9 | 24 | A | 7 | 6 | A | 7 | 31 | A | 7 | 990 | A | 7 | 250 | A | 7 | 3.6 | A | 7 | 16100 | B | 7 | 3300 | A | 7 | 2.7 | E | 8 | 0.18 | F | 8 | 0.16 | F | 8 | 0 | 1 | D | 9 | 0 | C | 8
[26 empty] | 3739200% | 21:00 | 0 | 0 | 0 | 2 | 0 | 0 | 2 | 0 | 0 | 2 | 0 | 0 | 2 | 0 | 0 | 2 | 0 | 0 | 2 | 0 | 0 | 2 | 0 | 10 | E | 9 | 10 | E | 9 | 22 | A | 7 | 9 | A | 7 | 43 | A | 7 | 989 | A | 7 | 190 | A | 7 | 2.6 | A | 7 | 16100 | B | 7 | 3300 | A | 7 | 2.7 | E | 8 | 0.18 | F | 8 | 0.16 | F | 8 | 0 | 1 | D | 9 | 0 | C | 8
[26 empty] | 3739200% | 22:00 | 0 | 0 | 0 | 2 | 0 | 0 | 2 | 0 | 0 | 2 | 0 | 0 | 2 | 0 | 0 | 2 | 0 | 0 | 2 | 0 | 0 | 2 | 0 | 10 | E | 9 | 10 | E | 9 | 22 | A | 7 | 8 | A | 7 | 41 | A | 7 | 989 | A | 7 | 200 | A | 7 | 2.6 | A | 7 | 16100 | B | 7 | 3600 | A | 7 | 2.8 | E | 8 | 0.18 | F | 8 | 0.16 | F | 8 | 0 | 1 | D | 9 | 0 | C | 8
[26 empty] | 3739200% | 23:00 | 0 | 0 | 0 | 2 | 0 | 0 | 2 | 0 | 0 | 2 | 0 | 0 | 2 | 0 | 0 | 2 | 0 | 0 | 2 | 0 | 0 | 2 | 0 | 10 | E | 9 | 10 | E | 9 | 22 | A | 7 | 8 | A | 7 | 41 | A | 7 | 989 | A | 7 | 210 | A | 7 | 2.6 | A | 7 | 16100 | B | 7 | 2700 | A | 7 | 2.8 | E | 8 | 0.18 | F | 8 | 0.16 | F | 8 | 0 | 1 | D | 9 | 0 | C | 8
[26 empty] | 3739200% | 24:00 | 0 | 0 | 0 | 2 | 0 | 0 | 2 | 0 | 0 | 2 | 0 | 0 | 2 | 0 | 0 | 2 | 0 | 0 | 2 | 0 | 0 | 2 | 0 | 10 | E | 9 | 10 | E | 9 | 19 | A | 7 | 11 | A | 7 | 60 | A | 7 | 989 | A | 7 | 230 | A | 7 | 1.5 | A | 7 | 16100 | B | 7 | 2700 | A | 7 | 2.9 | E | 8 | 0.18 | F | 8 | 0.16 | F | 8 | 0 | 1 | D | 9 | 0 | C | 8
[26 empty] | 3739300% | 1:00 | 0 | 0 | 0 | 2 | 0 | 0 | 2 | 0 | 0 | 2 | 0 | 0 | 2 | 0 | 0 | 2 | 0 | 0 | 2 | 0 | 0 | 2 | 0 | 10 | E | 9 | 10 | E | 9 | 18 | A | 7 | 13 | A | 7 | 73 | A | 7 | 988 | A | 7 | 190 | A | 7 | 1.5 | A | 7 | 16100 | B | 7 | 3300 | A | 7 | 2.9 | E | 8 | 0.181 | F | 8 | 0.16 | F | 8 | 0 | 1 | D | 9 | 61 | C | 8
[26 empty] | 3739300% | 2:00 | 0 | 0 | 0 | 2 | 0 | 0 | 2 | 0 | 0 | 2 | 0 | 0 | 2 | 0 | 0 | 2 | 0 | 0 | 2 | 0 | 0 | 2 | 0 | 10 | E | 9 | 10 | E | 9 | 19 | A | 7 | 11 | A | 7 | 60 | A | 7 | 987 | A | 7 | 190 | A | 7 | 2.1 | A | 7 | 16100 | B | 7 | 3300 | A | 7 | 3 | E | 8 | 0.181 | F | 8 | 0.16 | F | 8 | 0 | 1 | D | 9 | 0 | C | 8
[26 empty] | 3739300% | 3:00 | 0 | 0 | 0 | 2 | 0 | 0 | 2 | 0 | 0 | 2 | 0 | 0 | 2 | 0 | 0 | 2 | 0 | 0 | 2 | 0 | 0 | 2 | 0 | 10 | E | 9 | 10 | E | 9 | 17 | A | 7 | 11 | A | 7 | 68 | A | 7 | 986 | A | 7 | 180 | A | 7 | 3.1 | A | 7 | 16100 | B | 7 | 3300 | A | 7 | 3.1 | E | 8 | 0.181 | F | 8 | 0.16 | F | 8 | 0 | 1 | D | 9 | 0 | C | 8
[26 empty] | 3739300% | 4:00 | 0 | 0 | 0 | 2 | 0 | 0 | 2 | 0 | 0 | 2 | 0 | 0 | 2 | 0 | 0 | 2 | 0 | 0 | 2 | 0 | 0 | 2 | 0 | 9 | E | 9 | 7 | E | 9 | 17 | A | 7 | 9 | A | 7 | 59 | A | 7 | 986 | A | 7 | 190 | A | 7 | 3.1 | A | 7 | 16100 | B | 7 | 77777 | A | 7 | 3.2 | E | 8 | 0.181 | F | 8 | 0.16 | F | 8 | 0 | 1 | D | 9 | 0 | C | 8
[26 empty] | 3739300% | 5:00 | 0 | 78 | 0 | 2 | 8 | 0 | 2 | 15 | 0 | 2 | 8 | 0 | 2 | 8 | 0 | 2 | 15 | 0 | 2 | 8 | 0 | 2 | 19 | 10 | E | 9 | 10 | E | 9 | 18 | A | 7 | 8 | A | 7 | 52 | A | 7 | 986 | A | 7 | 220 | A | 7 | 4.1 | A | 7 | 16100 | B | 7 | 3300 | A | 7 | 2.9 | E | 8 | 0.181 | F | 8 | 0.16 | F | 8 | 0 | 1 | D | 9 | 0 | C | 8
[26 empty] | 3739300% | 6:00 | 130 | 1336 | 0 | 2 | 8 | 0 | 2 | 15 | 0 | 2 | 8 | 0 | 2 | 8 | 0 | 2 | 15 | 0 | 2 | 8 | 0 | 2 | 19 | 10 | E | 9 | 9 | E | 9 | 18 | A | 7 | 9 | A | 7 | 56 | A | 7 | 987 | A | 7 | 230 | A | 7 | 3.1 | A | 7 | 16100 | B | 7 | 3600 | A | 7 | 2.7 | E | 8 | 0.181 | F | 8 | 0.16 | F | 8 | 0 | 1 | D | 9 | 0 | C | 8
[26 empty] | 3739300% | 7:00 | 380 | 1336 | 110 | 2 | 8 | 7 | 2 | 15 | 108 | 2 | 8 | 123 | 2 | 8 | 4 | 2 | 15 | 122 | 2 | 8 | 381 | 2 | 19 | 10 | E | 9 | 10 | E | 9 | 18 | A | 7 | 10 | A | 7 | 59 | A | 7 | 987 | A | 7 | 250 | A | 7 | 2.6 | A | 7 | 16100 | B | 7 | 2100 | A | 7 | 2.5 | E | 8 | 0.181 | F | 8 | 0.16 | F | 8 | 0 | 1 | D | 9 | 0 | C | 8
[26 empty] | 3739300% | 8:00 | 625 | 1336 | 130 | 2 | 8 | 0 | 2 | 15 | 130 | 2 | 8 | 152 | 2 | 8 | 0 | 2 | 15 | 152 | 2 | 8 | 559 | 2 | 19 | 10 | E | 9 | 10 | E | 9 | 19 | A | 7 | 13 | A | 7 | 68 | A | 7 | 988 | A | 7 | 270 | A | 7 | 6.2 | A | 7 | 16100 | B | 7 | 2100 | A | 7 | 2.5 | E | 8 | 0.181 | F | 8 | 0.16 | F | 8 | 0 | 1 | D | 9 | 0 | C | 8
[26 empty] | 3739300% | 9:00 | 847 | 1336 | 332 | 2 | 8 | 73 | 2 | 15 | 285 | 2 | 8 | 365 | 2 | 8 | 74 | 2 | 15 | 317 | 2 | 8 | 944 | 2 | 19 | 10 | E | 9 | 6 | E | 9 | 21 | A | 7 | 14 | A | 7 | 64 | A | 7 | 988 | A | 7 | 270 | A | 7 | 5.7 | A | 7 | 16100 | B | 7 | 77777 | A | 7 | 2.5 | E | 8 | 0.181 | F | 8 | 0.16 | F | 8 | 0 | 1 | D | 9 | 0 | C | 8
[26 empty] | 3739300% | 10:00 | 1031 | 1336 | 372 | 2 | 8 | 30 | 2 | 15 | 349 | 2 | 8 | 431 | 2 | 8 | 28 | 2 | 15 | 409 | 2 | 8 | 1491 | 2 | 19 | 10 | E | 9 | 8 | E | 9 | 22 | A | 7 | 14 | A | 7 | 60 | A | 7 | 988 | A | 7 | 270 | A | 7 | 6.2 | A | 7 | 16100 | B | 7 | 77777 | A | 7 | 2.5 | E | 8 | 0.181 | F | 8 | 0.16 | F | 8 | 0 | 1 | D | 9 | 0 | C | 8
[26 empty] | 3739300% | 11:00 | 1164 | 1336 | 432 | 2 | 8 | 42 | 2 | 15 | 396 | 2 | 8 | 478 | 2 | 8 | 43 | 2 | 15 | 440 | 2 | 8 | 1787 | 2 | 19 | 10 | E | 9 | 9 | E | 9 | 21 | A | 7 | 14 | A | 7 | 64 | A | 7 | 988 | A | 7 | 270 | A | 7 | 6.2 | A | 7 | 16100 | B | 7 | 2700 | A | 7 | 2.7 | E | 8 | 0.181 | F | 8 | 0.16 | F | 8 | 0 | 1 | D | 9 | 0 | C | 8
[26 empty] | 3739300% | 12:00 | 1237 | 1336 | 729 | 2 | 8 | 337 | 2 | 15 | 416 | 2 | 8 | 800 | 2 | 8 | 366 | 2 | 15 | 460 | 2 | 8 | 2366 | 2 | 19 | 10 | E | 9 | 10 | E | 9 | 21 | A | 7 | 14 | A | 7 | 64 | A | 7 | 988 | A | 7 | 270 | A | 7 | 5.7 | A | 7 | 16100 | B | 7 | 1440 | A | 7 | 2.8 | E | 8 | 0.181 | F | 8 | 0.16 | F | 8 | 0 | 1 | D | 9 | 0 | C | 8
[26 empty] | 3739300% | 13:00 | 1245 | 1336 | 735 | 2 | 8 | 354 | 2 | 15 | 405 | 2 | 8 | 810 | 2 | 8 | 385 | 2 | 15 | 450 | 2 | 8 | 2380 | 2 | 19 | 8 | E | 9 | 7 | E | 9 | 22 | A | 7 | 13 | A | 7 | 57 | A | 7 | 988 | A | 7 | 260 | A | 7 | 5.1 | A | 7 | 16100 | B | 7 | 77777 | A | 7 | 2.9 | E | 8 | 0.181 | F | 8 | 0.16 | F | 8 | 0 | 1 | D | 9 | 0 | C | 8
[26 empty] | 3739300% | 14:00 | 1188 | 1336 | 694 | 2 | 8 | 329 | 2 | 15 | 401 | 2 | 8 | 760 | 2 | 8 | 357 | 2 | 15 | 441 | 2 | 8 | 1907 | 2 | 19 | 9 | E | 9 | 9 | E | 9 | 22 | A | 7 | 14 | A | 7 | 60 | A | 7 | 988 | A | 7 | 270 | A | 7 | 4.6 | A | 7 | 16100 | B | 7 | 1500 | A | 7 | 3 | E | 8 | 0.181 | F | 8 | 0.16 | F | 8 | 0 | 1 | D | 9 | 0 | C | 8
[26 empty] | 3739300% | 15:00 | 1069 | 1336 | 473 | 2 | 8 | 125 | 2 | 15 | 373 | 2 | 8 | 519 | 2 | 8 | 133 | 2 | 15 | 413 | 2 | 8 | 1340 | 2 | 19 | 10 | E | 9 | 10 | E | 9 | 22 | A | 7 | 14 | A | 7 | 60 | A | 7 | 987 | A | 7 | 240 | A | 7 | 4.1 | A | 7 | 16100 | B | 7 | 3000 | A | 7 | 3.1 | E | 8 | 0.181 | F | 8 | 0.16 | F | 8 | 0 | 1 | D | 9 | 0 | C | 8
[26 empty] | 3739300% | 16:00 | 897 | 1336 | 113 | 2 | 8 | 0 | 2 | 15 | 113 | 2 | 8 | 140 | 2 | 8 | 0 | 2 | 15 | 140 | 2 | 8 | 574 | 2 | 19 | 10 | E | 9 | 10 | E | 9 | 21 | A | 7 | 14 | A | 7 | 64 | A | 7 | 987 | A | 7 | 260 | A | 7 | 4.1 | A | 7 | 16100 | B | 7 | 2400 | A | 7 | 3.2 | E | 8 | 0.181 | F | 8 | 0.16 | F | 8 | 0 | 1 | D | 9 | 0 | C | 8
[26 empty] | 3739300% | 17:00 | 683 | 1336 | 92 | 2 | 8 | 0 | 2 | 15 | 92 | 2 | 8 | 111 | 2 | 8 | 0 | 2 | 15 | 111 | 2 | 8 | 435 | 2 | 19 | 10 | E | 9 | 10 | E | 9 | 20 | A | 7 | 14 | A | 7 | 68 | A | 7 | 986 | A | 7 | 290 | A | 7 | 3.1 | A | 7 | 14500 | B | 7 | 2100 | A | 7 | 3.2 | E | 8 | 0.181 | F | 8 | 0.16 | F | 8 | 0 | 1 | D | 9 | 0 | C | 8
[26 empty] | 3739300% | 18:00 | 442 | 1336 | 95 | 2 | 8 | 0 | 2 | 15 | 95 | 2 | 8 | 109 | 2 | 8 | 0 | 2 | 15 | 109 | 2 | 8 | 375 | 2 | 19 | 10 | E | 9 | 9 | E | 9 | 18 | A | 7 | 15 | A | 7 | 83 | A | 7 | 985 | A | 7 | 330 | A | 7 | 2.6 | A | 7 | 12900 | B | 7 | 3300 | A | 7 | 3.2 | E | 8 | 0.181 | F | 8 | 0.16 | F | 8 | 0 | 1 | D | 9 | 0 | C | 8
[26 empty] | 3739300% | 19:00 | 191 | 1336 | 57 | 2 | 8 | 66 | 2 | 15 | 48 | 2 | 8 | 63 | 2 | 8 | 44 | 2 | 15 | 57 | 2 | 8 | 101 | 2 | 19 | 10 | E | 9 | 10 | A | 7 | 18 | A | 7 | 14 | A | 7 | 77 | A | 7 | 985 | A | 7 | 30 | A | 7 | 2.6 | A | 7 | 16100 | B | 7 | 2700 | A | 7 | 3.2 | E | 8 | 0.181 | F | 8 | 0.16 | F | 8 | 0 | 1 | D | 9 | 0 | C | 8
[26 empty] | 3739300% | 20:00 | 11 | 412 | 0 | 2 | 8 | 0 | 2 | 15 | 0 | 2 | 8 | 0 | 2 | 8 | 0 | 2 | 15 | 0 | 2 | 8 | 0 | 2 | 19 | 9 | E | 9 | 6 | E | 9 | 17 | A | 7 | 12 | A | 7 | 72 | A | 7 | 984 | A | 7 | 20 | A | 7 | 4.6 | A | 7 | 16100 | B | 7 | 77777 | A | 7 | 3.3 | E | 8 | 0.181 | F | 8 | 0.16 | F | 8 | 0 | 1 | D | 9 | 0 | C | 8
[26 empty] | 3739300% | 21:00 | 0 | 0 | 0 | 2 | 0 | 0 | 2 | 0 | 0 | 2 | 0 | 0 | 2 | 0 | 0 | 2 | 0 | 0 | 2 | 0 | 0 | 2 | 0 | 10 | E | 9 | 10 | E | 9 | 16 | A | 7 | 12 | A | 7 | 77 | A | 7 | 984 | A | 7 | 360 | A | 7 | 5.1 | A | 7 | 16100 | B | 7 | 1410 | A | 7 | 3.3 | E | 8 | 0.181 | F | 8 | 0.16 | F | 8 | 0 | 1 | D | 9 | 0 | C | 8
[26 empty] | 3739300% | 22:00 | 0 | 0 | 0 | 2 | 0 | 0 | 2 | 0 | 0 | 2 | 0 | 0 | 2 | 0 | 0 | 2 | 0 | 0 | 2 | 0 | 0 | 2 | 0 | 10 | E | 9 | 10 | E | 9 | 16 | A | 7 | 9 | A | 7 | 63 | A | 7 | 984 | A | 7 | 40 | A | 7 | 6.2 | A | 7 | 16100 | B | 7 | 1140 | A | 7 | 3.3 | E | 8 | 0.181 | F | 8 | 0.16 | F | 8 | 0 | 1 | D | 9 | 0 | C | 8
[26 empty] | 3739300% | 23:00 | 0 | 0 | 0 | 2 | 0 | 0 | 2 | 0 | 0 | 2 | 0 | 0 | 2 | 0 | 0 | 2 | 0 | 0 | 2 | 0 | 0 | 2 | 0 | 10 | E | 9 | 10 | E | 9 | 13 | A | 7 | 10 | A | 7 | 82 | A | 7 | 982 | A | 7 | 20 | A | 7 | 5.7 | A | 7 | 16100 | B | 7 | 1080 | A | 7 | 3.4 | E | 8 | 0.181 | F | 8 | 0.16 | F | 8 | 5 | 1 | D | 9 | 61 | C | 8
[26 empty] | 3739300% | 24:00 | 0 | 0 | 0 | 2 | 0 | 0 | 2 | 0 | 0 | 2 | 0 | 0 | 2 | 0 | 0 | 2 | 0 | 0 | 2 | 0 | 0 | 2 | 0 | 10 | E | 9 | 10 | E | 9 | 11 | A | 7 | 11 | A | 7 | 100 | A | 7 | 982 | A | 7 | 360 | A | 7 | 5.7 | A | 7 | 14500 | B | 7 | 960 | A | 7 | 3.4 | E | 8 | 0.181 | F | 8 | 0.16 | F | 8 | 8 | 1 | D | 9 | 61 | C | 8
[26 empty] | 3739400% | 1:00 | 0 | 0 | 0 | 2 | 0 | 0 | 2 | 0 | 0 | 2 | 0 | 0 | 2 | 0 | 0 | 2 | 0 | 0 | 2 | 0 | 0 | 2 | 0 | 10 | E | 9 | 10 | E | 9 | 11 | A | 7 | 10 | A | 7 | 94 | A | 7 | 980 | A | 7 | 10 | A | 7 | 4.6 | A | 7 | 4800 | B | 7 | 570 | A | 7 | 3.5 | E | 8 | 0.181 | F | 8 | 0.16 | F | 8 | 0 | 1 | D | 9 | 61 | C | 8
[26 empty] | 3739400% | 2:00 | 0 | 0 | 0 | 2 | 0 | 0 | 2 | 0 | 0 | 2 | 0 | 0 | 2 | 0 | 0 | 2 | 0 | 0 | 2 | 0 | 0 | 2 | 0 | 10 | E | 9 | 10 | E | 9 | 11 | A | 7 | 10 | A | 7 | 94 | A | 7 | 980 | A | 7 | 10 | A | 7 | 5.1 | A | 7 | 11300 | B | 7 | 450 | A | 7 | 3.6 | E | 8 | 0.181 | F | 8 | 0.16 | F | 8 | 82 | 1 | D | 9 | 10 | C | 8
[26 empty] | 3739400% | 3:00 | 0 | 0 | 0 | 2 | 0 | 0 | 2 | 0 | 0 | 2 | 0 | 0 | 2 | 0 | 0 | 2 | 0 | 0 | 2 | 0 | 0 | 2 | 0 | 10 | B | 8 | 10 | B | 8 | 10 | B | 8 | 9 | B | 8 | 93 | A | 7 | 979 | B | 8 | 10 | B | 8 | 5.4 | B | 8 | 10900 | C | 8 | 435 | B | 8 | 3.7 | E | 8 | 0.181 | F | 8 | 0.16 | F | 8 | 0 | 1 | D | 9 | 10 | C | 8
[26 empty] | 3739400% | 4:00 | 0 | 0 | 0 | 2 | 0 | 0 | 2 | 0 | 0 | 2 | 0 | 0 | 2 | 0 | 0 | 2 | 0 | 0 | 2 | 0 | 0 | 2 | 0 | 10 | B | 8 | 10 | B | 8 | 9 | B | 8 | 8.1 | B | 8 | 94 | A | 7 | 979 | B | 8 | 10 | B | 8 | 5.6 | B | 8 | 10500 | C | 8 | 420 | B | 8 | 3.8 | E | 8 | 0.181 | F | 8 | 0.16 | F | 8 | 0 | 1 | D | 9 | 10 | C | 8
[26 empty] | 3739400% | 5:00 | 1 | 100 | 0 | 2 | 8 | 0 | 2 | 15 | 0 | 2 | 8 | 0 | 2 | 8 | 0 | 2 | 15 | 0 | 2 | 8 | 0 | 2 | 19 | 10 | B | 8 | 10 | B | 8 | 8.1 | B | 8 | 7.5 | B | 8 | 96 | A | 7 | 979 | B | 8 | 360 | B | 8 | 5.9 | B | 8 | 10100 | C | 8 | 405 | B | 8 | 3.7 | E | 8 | 0.181 | F | 8 | 0.16 | F | 8 | 10 | 1 | D | 9 | 10 | C | 8
[26 empty] | 3739400% | 6:00 | 133 | 1335 | 17 | 2 | 8 | 0 | 2 | 15 | 17 | 2 | 8 | 20 | 2 | 8 | 0 | 2 | 15 | 20 | 2 | 8 | 64 | 2 | 19 | 10 | E | 9 | 10 | E | 9 | 8 | A | 7 | 7 | A | 7 | 93 | A | 7 | 979 | A | 7 | 360 | A | 7 | 6.2 | A | 7 | 9700 | B | 7 | 390 | A | 7 | 3.6 | E | 8 | 0.181 | F | 8 | 0.16 | F | 8 | 3 | 1 | D | 9 | 10 | C | 8
[26 empty] | 3739400% | 7:00 | 382 | 1335 | 102 | 2 | 8 | 0 | 2 | 15 | 102 | 2 | 8 | 115 | 2 | 8 | 0 | 2 | 15 | 115 | 2 | 8 | 368 | 2 | 19 | 10 | E | 9 | 10 | E | 9 | 8 | A | 7 | 7 | A | 7 | 93 | A | 7 | 981 | A | 7 | 340 | A | 7 | 5.1 | A | 7 | 16100 | B | 7 | 720 | A | 7 | 3.4 | E | 8 | 0.181 | F | 8 | 0.16 | F | 8 | 0 | 1 | D | 9 | 61 | C | 8
[26 empty] | 3739400% | 8:00 | 627 | 1335 | 96 | 2 | 8 | 0 | 2 | 15 | 96 | 2 | 8 | 115 | 2 | 8 | 0 | 2 | 15 | 115 | 2 | 8 | 437 | 2 | 19 | 10 | E | 9 | 10 | E | 9 | 8 | A | 7 | 7 | A | 7 | 93 | A | 7 | 983 | A | 7 | 330 | A | 7 | 8.2 | A | 7 | 16100 | B | 7 | 510 | A | 7 | 2.9 | E | 8 | 0.181 | F | 8 | 0.16 | F | 8 | 0 | 1 | D | 9 | 0 | C | 8
[26 empty] | 3739400% | 9:00 | 849 | 1335 | 117 | 2 | 8 | 0 | 2 | 15 | 117 | 2 | 8 | 143 | 2 | 8 | 0 | 2 | 15 | 143 | 2 | 8 | 581 | 2 | 19 | 10 | E | 9 | 10 | E | 9 | 9 | A | 7 | 6 | A | 7 | 81 | A | 7 | 984 | A | 7 | 340 | A | 7 | 8.2 | A | 7 | 16100 | B | 7 | 570 | A | 7 | 2.5 | E | 8 | 0.181 | F | 8 | 0.16 | F | 8 | 0 | 1 | D | 9 | 0 | C | 8
[26 empty] | 3739400% | 10:00 | 1033 | 1335 | 221 | 2 | 8 | 6 | 2 | 15 | 216 | 2 | 8 | 265 | 2 | 8 | 5 | 2 | 15 | 261 | 2 | 8 | 1048 | 2 | 19 | 10 | E | 9 | 10 | E | 9 | 8 | A | 7 | 5 | A | 7 | 81 | A | 7 | 985 | A | 7 | 340 | A | 7 | 7.2 | A | 7 | 16100 | B | 7 | 450 | A | 7 | 2 | E | 8 | 0.181 | F | 8 | 0.16 | F | 8 | 0 | 1 | D | 9 | 0 | C | 8
[26 empty] | 3739400% | 11:00 | 1165 | 1335 | 371 | 2 | 8 | 24 | 2 | 15 | 349 | 2 | 8 | 436 | 2 | 8 | 22 | 2 | 15 | 417 | 2 | 8 | 1561 | 2 | 19 | 10 | E | 9 | 10 | E | 9 | 8 | A | 7 | 4 | A | 7 | 76 | A | 7 | 986 | A | 7 | 350 | A | 7 | 7.2 | A | 7 | 16100 | B | 7 | 630 | A | 7 | 1.8 | E | 8 | 0.181 | F | 8 | 0.16 | F | 8 | 0 | 1 | D | 9 | 0 | C | 8
[26 empty] | 3739400% | 12:00 | 1238 | 1335 | 449 | 2 | 8 | 42 | 2 | 15 | 410 | 2 | 8 | 496 | 2 | 8 | 43 | 2 | 15 | 456 | 2 | 8 | 2143 | 2 | 19 | 9 | E | 9 | 9 | E | 9 | 11 | A | 7 | 4 | A | 7 | 62 | A | 7 | 987 | A | 7 | 350 | A | 7 | 8.7 | A | 7 | 16100 | B | 7 | 1020 | A | 7 | 1.7 | E | 8 | 0.181 | F | 8 | 0.16 | F | 8 | 0 | 1 | D | 9 | 0 | C | 8
[26 empty] | 3739400% | 13:00 | 1247 | 1335 | 335 | 2 | 8 | 18 | 2 | 15 | 318 | 2 | 8 | 402 | 2 | 8 | 16 | 2 | 15 | 388 | 2 | 8 | 1485 | 2 | 19 | 10 | E | 9 | 10 | E | 9 | 11 | A | 7 | 4 | A | 7 | 62 | A | 7 | 988 | A | 7 | 30 | A | 7 | 4.6 | A | 7 | 16100 | B | 7 | 1260 | A | 7 | 1.5 | E | 8 | 0.181 | F | 8 | 0.16 | F | 8 | 0 | 1 | D | 9 | 0 | C | 8
[26 empty] | 3739400% | 14:00 | 1189 | 1335 | 318 | 2 | 8 | 12 | 2 | 15 | 307 | 2 | 8 | 380 | 2 | 8 | 10 | 2 | 15 | 371 | 2 | 8 | 1430 | 2 | 19 | 10 | E | 9 | 10 | E | 9 | 11 | A | 7 | 4 | A | 7 | 62 | A | 7 | 988 | A | 7 | 60 | A | 7 | 2.6 | A | 7 | 16100 | B | 7 | 1080 | A | 7 | 1.4 | E | 8 | 0.181 | F | 8 | 0.16 | F | 8 | 0 | 1 | D | 9 | 0 | C | 8
[26 empty] | 3739400% | 15:00 | 1071 | 1335 | 231 | 2 | 8 | 0 | 2 | 15 | 231 | 2 | 8 | 278 | 2 | 8 | 0 | 2 | 15 | 278 | 2 | 8 | 1118 | 2 | 19 | 10 | E | 9 | 10 | E | 9 | 12 | A | 7 | 4 | A | 7 | 58 | A | 7 | 988 | A | 7 | 340 | A | 7 | 6.2 | A | 7 | 16100 | B | 7 | 1800 | A | 7 | 1.3 | E | 8 | 0.181 | F | 8 | 0.16 | F | 8 | 0 | 1 | D | 9 | 0 | C | 8
[26 empty] | 3739400% | 16:00 | 899 | 1335 | 135 | 2 | 8 | 0 | 2 | 15 | 135 | 2 | 8 | 165 | 2 | 8 | 0 | 2 | 15 | 165 | 2 | 8 | 672 | 2 | 19 | 8 | E | 9 | 8 | E | 9 | 12 | A | 7 | 4 | A | 7 | 58 | A | 7 | 989 | A | 7 | 320 | A | 7 | 5.1 | A | 7 | 16100 | B | 7 | 2100 | A | 7 | 1.3 | E | 8 | 0.181 | F | 8 | 0.16 | F | 8 | 0 | 1 | D | 9 | 0 | C | 8
[26 empty] | 3739400% | 17:00 | 685 | 1335 | 401 | 2 | 8 | 340 | 2 | 15 | 226 | 2 | 8 | 427 | 2 | 8 | 353 | 2 | 15 | 245 | 2 | 8 | 524 | 2 | 19 | 10 | E | 9 | 10 | E | 9 | 12 | A | 7 | 3 | A | 7 | 54 | A | 7 | 989 | A | 7 | 310 | A | 7 | 4.1 | A | 7 | 16100 | B | 7 | 1800 | A | 7 | 1.2 | E | 8 | 0.181 | F | 8 | 0.16 | F | 8 | 0 | 1 | D | 9 | 0 | C | 8
[26 empty] | 3739400% | 18:00 | 445 | 1335 | 235 | 2 | 8 | 365 | 2 | 15 | 114 | 2 | 8 | 246 | 2 | 8 | 333 | 2 | 15 | 135 | 2 | 8 | 217 | 2 | 19 | 8 | E | 9 | 8 | E | 9 | 10 | A | 7 | 4 | A | 7 | 66 | A | 7 | 990 | A | 7 | 300 | A | 7 | 7.7 | A | 7 | 16100 | B | 7 | 1500 | A | 7 | 1.2 | E | 8 | 0.181 | F | 8 | 0.16 | F | 8 | 0 | 1 | D | 9 | 0 | C | 8
[26 empty] | 3739400% | 19:00 | 195 | 1335 | 62 | 2 | 8 | 77 | 2 | 15 | 51 | 2 | 8 | 68 | 2 | 8 | 52 | 2 | 15 | 60 | 2 | 8 | 108 | 2 | 19 | 10 | E | 9 | 10 | A | 7 | 8 | A | 7 | 5 | A | 7 | 81 | A | 7 | 991 | A | 7 | 310 | A | 7 | 6.7 | A | 7 | 12900 | B | 7 | 1260 | A | 7 | 1.2 | E | 8 | 0.181 | F | 8 | 0.16 | F | 8 | 0 | 1 | D | 9 | 61 | C | 8
[26 empty] | 3739400% | 20:00 | 12 | 434 | 0 | 2 | 8 | 0 | 2 | 15 | 0 | 2 | 8 | 0 | 2 | 8 | 0 | 2 | 15 | 0 | 2 | 8 | 0 | 2 | 19 | 3 | E | 9 | 3 | E | 9 | 8 | A | 7 | 5 | A | 7 | 81 | A | 7 | 992 | A | 7 | 310 | A | 7 | 4.6 | A | 7 | 16100 | B | 7 | 77777 | A | 7 | 1.2 | E | 8 | 0.181 | F | 8 | 0.16 | F | 8 | 0 | 1 | D | 9 | 0 | C | 8
[26 empty] | 3739400% | 21:00 | 0 | 0 | 0 | 2 | 0 | 0 | 2 | 0 | 0 | 2 | 0 | 0 | 2 | 0 | 0 | 2 | 0 | 0 | 2 | 0 | 0 | 2 | 0 | 0 | E | 9 | 0 | E | 9 | 7 | A | 7 | 4 | A | 7 | 81 | A | 7 | 992 | A | 7 | 360 | A | 7 | 2.6 | A | 7 | 16100 | B | 7 | 77777 | A | 7 | 1.1 | E | 8 | 0.181 | F | 8 | 0.16 | F | 8 | 0 | 1 | D | 9 | 0 | C | 8
[26 empty] | 3739400% | 22:00 | 0 | 0 | 0 | 2 | 0 | 0 | 2 | 0 | 0 | 2 | 0 | 0 | 2 | 0 | 0 | 2 | 0 | 0 | 2 | 0 | 0 | 2 | 0 | 8 | E | 9 | 8 | E | 9 | 7 | A | 7 | 3 | A | 7 | 76 | A | 7 | 993 | A | 7 | 60 | A | 7 | 1.5 | A | 7 | 16100 | B | 7 | 2400 | A | 7 | 1.1 | E | 8 | 0.181 | F | 8 | 0.16 | F | 8 | 0 | 1 | D | 9 | 0 | C | 8
[26 empty] | 3739400% | 23:00 | 0 | 0 | 0 | 2 | 0 | 0 | 2 | 0 | 0 | 2 | 0 | 0 | 2 | 0 | 0 | 2 | 0 | 0 | 2 | 0 | 0 | 2 | 0 | 8 | E | 9 | 8 | E | 9 | 7 | A | 7 | 3 | A | 7 | 76 | A | 7 | 993 | A | 7 | 310 | A | 7 | 2.1 | A | 7 | 16100 | B | 7 | 2400 | A | 7 | 1.1 | E | 8 | 0.181 | F | 8 | 0.16 | F | 8 | 0 | 1 | D | 9 | 0 | C | 8
[26 empty] | 3739400% | 24:00 | 0 | 0 | 0 | 2 | 0 | 0 | 2 | 0 | 0 | 2 | 0 | 0 | 2 | 0 | 0 | 2 | 0 | 0 | 2 | 0 | 0 | 2 | 0 | 4 | E | 9 | 4 | E | 9 | 6 | A | 7 | 2 | A | 7 | 75 | A | 7 | 994 | A | 7 | 330 | A | 7 | 2.6 | A | 7 | 16100 | B | 7 | 77777 | A | 7 | 1 | E | 8 | 0.181 | F | 8 | 0.16 | F | 8 | 0 | 1 | D | 9 | 0 | C | 8
[26 empty] | 3739500% | 1:00 | 0 | 0 | 0 | 2 | 0 | 0 | 2 | 0 | 0 | 2 | 0 | 0 | 2 | 0 | 0 | 2 | 0 | 0 | 2 | 0 | 0 | 2 | 0 | 3 | E | 9 | 3 | E | 9 | 5 | A | 7 | 2 | A | 7 | 81 | A | 7 | 994 | A | 7 | 320 | A | 7 | 2.1 | A | 7 | 16100 | B | 7 | 77777 | A | 7 | 1 | E | 8 | 0.182 | F | 8 | 0.16 | F | 8 | 0 | 1 | D | 9 | 0 | C | 8
[26 empty] | 3739500% | 2:00 | 0 | 0 | 0 | 2 | 0 | 0 | 2 | 0 | 0 | 2 | 0 | 0 | 2 | 0 | 0 | 2 | 0 | 0 | 2 | 0 | 0 | 2 | 0 | 0 | E | 9 | 0 | E | 9 | 4 | A | 7 | 1 | A | 7 | 81 | A | 7 | 994 | A | 7 | 310 | A | 7 | 2.6 | A | 7 | 16100 | B | 7 | 77777 | A | 7 | 0.9 | E | 8 | 0.182 | F | 8 | 0.16 | F | 8 | 0 | 1 | D | 9 | 0 | C | 8
[26 empty] | 3739500% | 3:00 | 0 | 0 | 0 | 2 | 0 | 0 | 2 | 0 | 0 | 2 | 0 | 0 | 2 | 0 | 0 | 2 | 0 | 0 | 2 | 0 | 0 | 2 | 0 | 0 | E | 9 | 0 | E | 9 | 4 | A | 7 | 1 | A | 7 | 81 | A | 7 | 994 | A | 7 | 300 | A | 7 | 1.5 | A | 7 | 16100 | B | 7 | 77777 | A | 7 | 0.9 | E | 8 | 0.182 | F | 8 | 0.16 | F | 8 | 0 | 1 | D | 9 | 0 | C | 8
[26 empty] | 3739500% | 4:00 | 0 | 0 | 0 | 2 | 0 | 0 | 2 | 0 | 0 | 2 | 0 | 0 | 2 | 0 | 0 | 2 | 0 | 0 | 2 | 0 | 0 | 2 | 0 | 0 | E | 9 | 0 | E | 9 | 3 | A | 7 | 0 | A | 7 | 81 | A | 7 | 995 | A | 7 | 310 | A | 7 | 3.1 | A | 7 | 16100 | B | 7 | 77777 | A | 7 | 0.9 | E | 8 | 0.182 | F | 8 | 0.16 | F | 8 | 0 | 1 | D | 9 | 0 | C | 8
[26 empty] | 3739500% | 5:00 | 1 | 122 | 0 | 2 | 8 | 0 | 2 | 15 | 0 | 2 | 8 | 0 | 2 | 8 | 0 | 2 | 15 | 0 | 2 | 8 | 0 | 2 | 19 | 0 | E | 9 | 0 | E | 9 | 3 | A | 7 | -1 | A | 7 | 74 | A | 7 | 995 | A | 7 | 330 | A | 7 | 3.1 | A | 7 | 16100 | B | 7 | 77777 | A | 7 | 0.8 | E | 8 | 0.182 | F | 8 | 0.16 | F | 8 | 0 | 1 | D | 9 | 0 | C | 8
[26 empty] | 3739500% | 6:00 | 136 | 1335 | 48 | 2 | 8 | 0 | 2 | 15 | 48 | 2 | 8 | 52 | 2 | 8 | 0 | 2 | 15 | 52 | 2 | 8 | 137 | 2 | 19 | 0 | E | 9 | 0 | E | 9 | 4 | A | 7 | -1 | A | 7 | 69 | A | 7 | 997 | A | 7 | 310 | A | 7 | 1.5 | A | 7 | 16100 | B | 7 | 77777 | A | 7 | 0.8 | E | 8 | 0.182 | F | 8 | 0.16 | F | 8 | 0 | 1 | D | 9 | 0 | C | 8
[26 empty] | 3739500% | 7:00 | 385 | 1335 | 218 | 2 | 8 | 352 | 2 | 15 | 117 | 2 | 8 | 230 | 2 | 8 | 312 | 2 | 15 | 140 | 2 | 8 | 235 | 2 | 19 | 0 | E | 9 | 0 | E | 9 | 6 | A | 7 | -1 | A | 7 | 60 | A | 7 | 997 | A | 7 | 330 | A | 7 | 3.6 | A | 7 | 16100 | B | 7 | 77777 | A | 7 | 0.7 | E | 8 | 0.182 | F | 8 | 0.16 | F | 8 | 0 | 1 | D | 9 | 0 | C | 8
[26 empty] | 3739500% | 8:00 | 629 | 1335 | 411 | 2 | 8 | 576 | 2 | 15 | 139 | 2 | 8 | 439 | 2 | 8 | 572 | 2 | 15 | 169 | 2 | 8 | 282 | 2 | 19 | 0 | E | 9 | 0 | E | 9 | 7 | A | 7 | -1 | A | 7 | 56 | A | 7 | 997 | A | 7 | 300 | A | 7 | 7.2 | A | 7 | 16100 | B | 7 | 77777 | A | 7 | 0.7 | E | 8 | 0.182 | F | 8 | 0.16 | F | 8 | 0 | 1 | D | 9 | 0 | C | 8
[26 empty] | 3739500% | 9:00 | 851 | 1335 | 585 | 2 | 8 | 622 | 2 | 15 | 188 | 2 | 8 | 608 | 2 | 8 | 621 | 2 | 15 | 211 | 2 | 8 | 456 | 2 | 19 | 0 | E | 9 | 0 | E | 9 | 8 | A | 7 | -1 | A | 7 | 52 | A | 7 | 997 | A | 7 | 320 | A | 7 | 6.7 | A | 7 | 16100 | B | 7 | 77777 | A | 7 | 0.7 | E | 8 | 0.182 | F | 8 | 0.16 | F | 8 | 0 | 1 | D | 9 | 0 | C | 8
[26 empty] | 3739500% | 10:00 | 1034 | 1335 | 744 | 2 | 8 | 696 | 2 | 15 | 204 | 2 | 8 | 786 | 2 | 8 | 707 | 2 | 15 | 237 | 2 | 8 | 675 | 2 | 19 | 4 | E | 9 | 2 | A | 7 | 10 | A | 7 | 1 | A | 7 | 54 | A | 7 | 997 | A | 7 | 350 | A | 7 | 5.7 | A | 7 | 16100 | B | 7 | 77777 | A | 7 | 0.6 | E | 8 | 0.182 | F | 8 | 0.16 | F | 8 | 0 | 1 | D | 9 | 0 | C | 8
[26 empty] | 3739500% | 11:00 | 1167 | 1335 | 871 | 2 | 8 | 760 | 2 | 15 | 205 | 2 | 8 | 933 | 2 | 8 | 778 | 2 | 15 | 250 | 2 | 8 | 969 | 2 | 19 | 3 | E | 9 | 3 | E | 9 | 11 | A | 7 | -1 | A | 7 | 43 | A | 7 | 997 | A | 7 | 320 | A | 7 | 7.7 | A | 7 | 16100 | B | 7 | 77777 | A | 7 | 0.7 | E | 8 | 0.182 | F | 8 | 0.16 | F | 8 | 0 | 1 | D | 9 | 0 | C | 8
[26 empty] | 3739500% | 12:00 | 1240 | 1335 | 923 | 2 | 8 | 697 | 2 | 15 | 274 | 2 | 8 | 975 | 2 | 8 | 706 | 2 | 15 | 318 | 2 | 8 | 1710 | 2 | 19 | 3 | E | 9 | 3 | E | 9 | 12 | A | 7 | -1 | A | 7 | 40 | A | 7 | 997 | A | 7 | 340 | A | 7 | 4.1 | A | 7 | 16100 | B | 7 | 77777 | A | 7 | 0.8 | E | 8 | 0.182 | F | 8 | 0.16 | F | 8 | 0 | 1 | D | 9 | 0 | C | 8
[26 empty] | 3739500% | 13:00 | 1248 | 1335 | 831 | 2 | 8 | 468 | 2 | 15 | 392 | 2 | 8 | 883 | 2 | 8 | 489 | 2 | 15 | 425 | 2 | 8 | 2643 | 2 | 19 | 8 | E | 9 | 8 | E | 9 | 11 | A | 7 | -1 | A | 7 | 43 | A | 7 | 996 | A | 7 | 290 | A | 7 | 4.1 | A | 7 | 16100 | B | 7 | 1800 | A | 7 | 0.8 | E | 8 | 0.182 | F | 8 | 0.16 | F | 8 | 0 | 1 | D | 9 | 0 | C | 8
[26 empty] | 3739500% | 14:00 | 1191 | 1335 | 388 | 2 | 8 | 54 | 2 | 15 | 340 | 2 | 8 | 430 | 2 | 8 | 55 | 2 | 15 | 380 | 2 | 8 | 1645 | 2 | 19 | 8 | E | 9 | 8 | E | 9 | 12 | A | 7 | -1 | A | 7 | 40 | A | 7 | 996 | A | 7 | 320 | A | 7 | 4.1 | A | 7 | 16100 | B | 7 | 1800 | A | 7 | 0.8 | E | 8 | 0.182 | F | 8 | 0.16 | F | 8 | 0 | 1 | D | 9 | 0 | C | 8
[26 empty] | 3739500% | 15:00 | 1072 | 1335 | 346 | 2 | 8 | 42 | 2 | 15 | 313 | 2 | 8 | 383 | 2 | 8 | 43 | 2 | 15 | 349 | 2 | 8 | 1287 | 2 | 19 | 8 | E | 9 | 8 | E | 9 | 13 | A | 7 | -1 | A | 7 | 38 | A | 7 | 996 | A | 7 | 270 | A | 7 | 5.1 | A | 7 | 16100 | B | 7 | 1800 | A | 7 | 0.9 | E | 8 | 0.182 | F | 8 | 0.16 | F | 8 | 0 | 1 | D | 9 | 0 | C | 8
[26 empty] | 3739500% | 16:00 | 901 | 1335 | 597 | 2 | 8 | 510 | 2 | 15 | 252 | 2 | 8 | 631 | 2 | 8 | 527 | 2 | 15 | 275 | 2 | 8 | 677 | 2 | 19 | 8 | E | 9 | 8 | E | 9 | 12 | A | 7 | -2 | A | 7 | 37 | A | 7 | 996 | A | 7 | 300 | A | 7 | 3.6 | A | 7 | 16100 | B | 7 | 2100 | A | 7 | 0.9 | E | 8 | 0.182 | F | 8 | 0.16 | F | 8 | 0 | 1 | D | 9 | 0 | C | 8
[26 empty] | 3739500% | 17:00 | 687 | 1335 | 428 | 2 | 8 | 528 | 2 | 15 | 156 | 2 | 8 | 458 | 2 | 8 | 532 | 2 | 15 | 184 | 2 | 8 | 330 | 2 | 19 | 3 | E | 9 | 3 | E | 9 | 13 | A | 7 | -2 | A | 7 | 35 | A | 7 | 996 | A | 7 | 340 | A | 7 | 4.6 | A | 7 | 16100 | B | 7 | 77777 | A | 7 | 0.9 | E | 8 | 0.182 | F | 8 | 0.16 | F | 8 | 0 | 1 | D | 9 | 0 | C | 8
[26 empty] | 3739500% | 18:00 | 447 | 1335 | 251 | 2 | 8 | 400 | 2 | 15 | 117 | 2 | 8 | 262 | 2 | 8 | 366 | 2 | 15 | 139 | 2 | 8 | 223 | 2 | 19 | 4 | E | 9 | 4 | E | 9 | 12 | A | 7 | -1 | A | 7 | 40 | A | 7 | 996 | A | 7 | 300 | A | 7 | 5.1 | A | 7 | 16100 | B | 7 | 77777 | A | 7 | 0.9 | E | 8 | 0.182 | F | 8 | 0.16 | F | 8 | 0 | 1 | D | 9 | 0 | C | 8
[26 empty] | 3739500% | 19:00 | 198 | 1335 | 82 | 2 | 8 | 215 | 2 | 15 | 50 | 2 | 8 | 85 | 2 | 8 | 138 | 2 | 15 | 64 | 2 | 8 | 91 | 2 | 19 | 0 | E | 9 | 0 | A | 7 | 10 | A | 7 | 1 | A | 7 | 54 | A | 7 | 997 | A | 7 | 330 | A | 7 | 4.6 | A | 7 | 16100 | B | 7 | 77777 | A | 7 | 0.9 | E | 8 | 0.182 | F | 8 | 0.16 | F | 8 | 0 | 1 | D | 9 | 0 | C | 8
[26 empty] | 3739500% | 20:00 | 13 | 456 | 0 | 2 | 8 | 0 | 2 | 15 | 0 | 2 | 8 | 0 | 2 | 8 | 0 | 2 | 15 | 0 | 2 | 8 | 0 | 2 | 19 | 0 | E | 9 | 0 | E | 9 | 8 | A | 7 | 2 | A | 7 | 66 | A | 7 | 997 | A | 7 | 310 | A | 7 | 4.1 | A | 7 | 16100 | B | 7 | 77777 | A | 7 | 0.9 | E | 8 | 0.182 | F | 8 | 0.16 | F | 8 | 0 | 1 | D | 9 | 0 | C | 8
[26 empty] | 3739500% | 21:00 | 0 | 0 | 0 | 2 | 0 | 0 | 2 | 0 | 0 | 2 | 0 | 0 | 2 | 0 | 0 | 2 | 0 | 0 | 2 | 0 | 0 | 2 | 0 | 8 | E | 9 | 8 | E | 9 | 7 | A | 7 | 0 | A | 7 | 61 | A | 7 | 997 | A | 7 | 290 | A | 7 | 3.1 | A | 7 | 16100 | B | 7 | 2400 | A | 7 | 1 | E | 8 | 0.182 | F | 8 | 0.16 | F | 8 | 0 | 1 | D | 9 | 0 | C | 8
[26 empty] | 3739500% | 22:00 | 0 | 0 | 0 | 2 | 0 | 0 | 2 | 0 | 0 | 2 | 0 | 0 | 2 | 0 | 0 | 2 | 0 | 0 | 2 | 0 | 0 | 2 | 0 | 0 | E | 9 | 0 | E | 9 | 7 | A | 7 | 0 | A | 7 | 61 | A | 7 | 998 | A | 7 | 270 | A | 7 | 1.5 | A | 7 | 16100 | B | 7 | 77777 | A | 7 | 1 | E | 8 | 0.182 | F | 8 | 0.16 | F | 8 | 0 | 1 | D | 9 | 0 | C | 8
[26 empty] | 3739500% | 23:00 | 0 | 0 | 0 | 2 | 0 | 0 | 2 | 0 | 0 | 2 | 0 | 0 | 2 | 0 | 0 | 2 | 0 | 0 | 2 | 0 | 0 | 2 | 0 | 0 | E | 9 | 0 | E | 9 | 6 | A | 7 | -1 | A | 7 | 60 | A | 7 | 997 | A | 7 | 300 | A | 7 | 3.6 | A | 7 | 16100 | B | 7 | 77777 | A | 7 | 1 | E | 8 | 0.182 | F | 8 | 0.16 | F | 8 | 0 | 1 | D | 9 | 0 | C | 8
[26 empty] | 3739500% | 24:00 | 0 | 0 | 0 | 2 | 0 | 0 | 2 | 0 | 0 | 2 | 0 | 0 | 2 | 0 | 0 | 2 | 0 | 0 | 2 | 0 | 0 | 2 | 0 | 0 | E | 9 | 0 | E | 9 | 6 | A | 7 | -1 | A | 7 | 60 | A | 7 | 997 | A | 7 | 0 | A | 7 | 0 | A | 7 | 16100 | B | 7 | 77777 | A | 7 | 0.9 | E | 8 | 0.182 | F | 8 | 0.16 | F | 8 | 0 | 1 | D | 9 | 0 | C | 8
[26 empty] | 3739600% | 1:00 | 0 | 0 | 0 | 2 | 0 | 0 | 2 | 0 | 0 | 2 | 0 | 0 | 2 | 0 | 0 | 2 | 0 | 0 | 2 | 0 | 0 | 2 | 0 | 0 | E | 9 | 0 | E | 9 | 6 | A | 7 | -1 | A | 7 | 60 | A | 7 | 997 | A | 7 | 0 | A | 7 | 0 | A | 7 | 16100 | B | 7 | 77777 | A | 7 | 0.9 | E | 8 | 0.183 | F | 8 | 0.16 | F | 8 | 0 | 1 | D | 9 | 0 | C | 8
[26 empty] | 3739600% | 2:00 | 0 | 0 | 0 | 2 | 0 | 0 | 2 | 0 | 0 | 2 | 0 | 0 | 2 | 0 | 0 | 2 | 0 | 0 | 2 | 0 | 0 | 2 | 0 | 0 | E | 9 | 0 | E | 9 | 6 | A | 7 | -2 | A | 7 | 55 | A | 7 | 997 | A | 7 | 0 | A | 7 | 0 | A | 7 | 16100 | B | 7 | 77777 | A | 7 | 0.9 | E | 8 | 0.183 | F | 8 | 0.16 | F | 8 | 0 | 1 | D | 9 | 0 | C | 8
[26 empty] | 3739600% | 3:00 | 0 | 0 | 0 | 2 | 0 | 0 | 2 | 0 | 0 | 2 | 0 | 0 | 2 | 0 | 0 | 2 | 0 | 0 | 2 | 0 | 0 | 2 | 0 | 0 | E | 9 | 0 | E | 9 | 4 | A | 7 | -2 | A | 7 | 64 | A | 7 | 997 | A | 7 | 350 | A | 7 | 2.1 | A | 7 | 16100 | B | 7 | 77777 | A | 7 | 0.9 | E | 8 | 0.183 | F | 8 | 0.16 | F | 8 | 0 | 1 | D | 9 | 0 | C | 8
[26 empty] | 3739600% | 4:00 | 0 | 0 | 0 | 2 | 0 | 0 | 2 | 0 | 0 | 2 | 0 | 0 | 2 | 0 | 0 | 2 | 0 | 0 | 2 | 0 | 0 | 2 | 0 | 0 | E | 9 | 0 | E | 9 | 4 | A | 7 | -2 | A | 7 | 64 | A | 7 | 997 | A | 7 | 0 | A | 7 | 0 | A | 7 | 16100 | B | 7 | 77777 | A | 7 | 0.9 | E | 8 | 0.183 | F | 8 | 0.16 | F | 8 | 0 | 1 | D | 9 | 0 | C | 8
[26 empty] | 3739600% | 5:00 | 1 | 145 | 0 | 2 | 8 | 0 | 2 | 15 | 0 | 2 | 8 | 0 | 2 | 8 | 0 | 2 | 15 | 0 | 2 | 8 | 0 | 2 | 19 | 0 | E | 9 | 0 | E | 9 | 3 | A | 7 | -1 | A | 7 | 74 | A | 7 | 997 | A | 7 | 0 | A | 7 | 0 | A | 7 | 14500 | B | 7 | 77777 | A | 7 | 0.8 | E | 8 | 0.183 | F | 8 | 0.16 | F | 8 | 0 | 1 | D | 9 | 0 | C | 8
[26 empty] | 3739600% | 6:00 | 139 | 1334 | 63 | 2 | 8 | 79 | 2 | 15 | 54 | 2 | 8 | 66 | 2 | 8 | 44 | 2 | 15 | 62 | 2 | 8 | 113 | 2 | 19 | 0 | E | 9 | 0 | E | 9 | 3 | A | 7 | -1 | A | 7 | 74 | A | 7 | 998 | A | 7 | 290 | A | 7 | 2.1 | A | 7 | 16100 | B | 7 | 77777 | A | 7 | 0.8 | E | 8 | 0.183 | F | 8 | 0.16 | F | 8 | 0 | 1 | D | 9 | 0 | C | 8
[26 empty] | 3739600% | 7:00 | 387 | 1334 | 233 | 2 | 8 | 423 | 2 | 15 | 110 | 2 | 8 | 240 | 2 | 8 | 368 | 2 | 15 | 133 | 2 | 8 | 209 | 2 | 19 | 3 | E | 9 | 3 | E | 9 | 5 | A | 7 | -3 | A | 7 | 55 | A | 7 | 998 | A | 7 | 330 | A | 7 | 3.6 | A | 7 | 16100 | B | 7 | 77777 | A | 7 | 0.8 | E | 8 | 0.183 | F | 8 | 0.16 | F | 8 | 0 | 1 | D | 9 | 0 | C | 8
[26 empty] | 3739600% | 8:00 | 631 | 1334 | 417 | 2 | 8 | 601 | 2 | 15 | 133 | 2 | 8 | 432 | 2 | 8 | 582 | 2 | 15 | 156 | 2 | 8 | 267 | 2 | 19 | 0 | E | 9 | 0 | E | 9 | 8 | A | 7 | -2 | A | 7 | 48 | A | 7 | 999 | A | 7 | 300 | A | 7 | 4.6 | A | 7 | 16100 | B | 7 | 77777 | A | 7 | 0.8 | E | 8 | 0.183 | F | 8 | 0.16 | F | 8 | 0 | 1 | D | 9 | 0 | C | 8
[26 empty] | 3739600% | 9:00 | 852 | 1334 | 578 | 2 | 8 | 610 | 2 | 15 | 188 | 2 | 8 | 601 | 2 | 8 | 609 | 2 | 15 | 211 | 2 | 8 | 457 | 2 | 19 | 0 | E | 9 | 0 | E | 9 | 9 | A | 7 | -3 | A | 7 | 41 | A | 7 | 999 | A | 7 | 310 | A | 7 | 3.6 | A | 7 | 16100 | B | 7 | 77777 | A | 7 | 0.9 | E | 8 | 0.183 | F | 8 | 0.16 | F | 8 | 0 | 1 | D | 9 | 0 | C | 8
[26 empty] | 3739600% | 10:00 | 1035 | 1334 | 731 | 2 | 8 | 648 | 2 | 15 | 228 | 2 | 8 | 767 | 2 | 8 | 654 | 2 | 15 | 258 | 2 | 8 | 747 | 2 | 19 | 0 | E | 9 | 0 | E | 9 | 10 | A | 7 | -2 | A | 7 | 42 | A | 7 | 999 | A | 7 | 310 | A | 7 | 3.6 | A | 7 | 16100 | B | 7 | 77777 | A | 7 | 0.9 | E | 8 | 0.183 | F | 8 | 0.16 | F | 8 | 0 | 1 | D | 9 | 0 | C | 8
[26 empty] | 3739600% | 11:00 | 1168 | 1334 | 871 | 2 | 8 | 741 | 2 | 15 | 220 | 2 | 8 | 927 | 2 | 8 | 757 | 2 | 15 | 263 | 2 | 8 | 1041 | 2 | 19 | 0 | E | 9 | 0 | E | 9 | 11 | A | 7 | -2 | A | 7 | 39 | A | 7 | 999 | A | 7 | 10 | A | 7 | 4.1 | A | 7 | 16100 | B | 7 | 77777 | A | 7 | 0.9 | E | 8 | 0.183 | F | 8 | 0.16 | F | 8 | 0 | 1 | D | 9 | 0 | C | 8
[26 empty] | 3739600% | 12:00 | 1241 | 1334 | 923 | 2 | 8 | 733 | 2 | 15 | 239 | 2 | 8 | 984 | 2 | 8 | 748 | 2 | 15 | 287 | 2 | 8 | 1516 | 2 | 19 | 4 | E | 9 | 4 | E | 9 | 11 | A | 7 | -3 | A | 7 | 36 | A | 7 | 998 | A | 7 | 340 | B | 8 | 3.1 | A | 7 | 16100 | B | 7 | 77777 | A | 7 | 0.9 | E | 8 | 0.183 | F | 8 | 0.16 | F | 8 | 0 | 1 | D | 9 | 0 | C | 8
[26 empty] | 3739600% | 13:00 | 1249 | 1334 | 914 | 2 | 8 | 618 | 2 | 15 | 335 | 2 | 8 | 989 | 2 | 8 | 647 | 2 | 15 | 382 | 2 | 8 | 2264 | 2 | 19 | 4 | E | 9 | 4 | E | 9 | 12 | A | 7 | -4 | A | 7 | 31 | A | 7 | 998 | A | 7 | 310 | A | 7 | 4.6 | A | 7 | 16100 | B | 7 | 77777 | A | 7 | 1 | E | 8 | 0.183 | F | 8 | 0.16 | F | 8 | 0 | 1 | D | 9 | 0 | C | 8
[26 empty] | 3739600% | 14:00 | 1192 | 1334 | 400 | 2 | 8 | 60 | 2 | 15 | 346 | 2 | 8 | 442 | 2 | 8 | 61 | 2 | 15 | 387 | 2 | 8 | 1676 | 2 | 19 | 4 | E | 9 | 4 | E | 9 | 12 | A | 7 | -4 | A | 7 | 31 | A | 7 | 997 | A | 7 | 330 | A | 7 | 4.6 | A | 7 | 16100 | B | 7 | 77777 | A | 7 | 1 | E | 8 | 0.183 | F | 8 | 0.16 | F | 8 | 0 | 1 | D | 9 | 0 | C | 8
[26 empty] | 3739600% | 15:00 | 1074 | 1334 | 225 | 2 | 8 | 12 | 2 | 15 | 216 | 2 | 8 | 273 | 2 | 8 | 10 | 2 | 15 | 265 | 2 | 8 | 1060 | 2 | 19 | 3 | E | 9 | 3 | E | 9 | 12 | A | 7 | -6 | A | 7 | 26 | A | 7 | 997 | A | 7 | 270 | A | 7 | 3.1 | A | 7 | 16100 | B | 7 | 77777 | A | 7 | 1 | E | 8 | 0.183 | F | 8 | 0.16 | F | 8 | 0 | 1 | D | 9 | 0 | C | 8
[26 empty] | 3739600% | 16:00 | 902 | 1334 | 445 | 2 | 8 | 190 | 2 | 15 | 316 | 2 | 8 | 486 | 2 | 8 | 201 | 2 | 15 | 350 | 2 | 8 | 928 | 2 | 19 | 5 | E | 9 | 5 | E | 9 | 12 | A | 7 | -4 | A | 7 | 31 | A | 7 | 997 | A | 7 | 300 | A | 7 | 4.1 | A | 7 | 16100 | B | 7 | 77777 | A | 7 | 1 | E | 8 | 0.183 | F | 8 | 0.16 | F | 8 | 0 | 1 | D | 9 | 0 | C | 8
[26 empty] | 3739600% | 17:00 | 690 | 1334 | 342 | 2 | 8 | 182 | 2 | 15 | 247 | 2 | 8 | 370 | 2 | 8 | 187 | 2 | 15 | 273 | 2 | 8 | 623 | 2 | 19 | 10 | E | 9 | 10 | E | 9 | 11 | A | 7 | -4 | A | 7 | 33 | A | 7 | 997 | A | 7 | 320 | A | 7 | 4.1 | A | 7 | 16100 | B | 7 | 2100 | A | 7 | 1 | E | 8 | 0.183 | F | 8 | 0.16 | F | 8 | 0 | 1 | D | 9 | 0 | C | 8
[26 empty] | 3739600% | 18:00 | 450 | 1334 | 131 | 2 | 8 | 11 | 2 | 15 | 127 | 2 | 8 | 147 | 2 | 8 | 7 | 2 | 15 | 144 | 2 | 8 | 466 | 2 | 19 | 8 | E | 9 | 8 | E | 9 | 11 | A | 7 | -3 | A | 7 | 36 | A | 7 | 998 | A | 7 | 310 | A | 7 | 4.6 | A | 7 | 16100 | B | 7 | 3000 | A | 7 | 1 | E | 8 | 0.183 | F | 8 | 0.16 | F | 8 | 0 | 1 | D | 9 | 0 | C | 8
[26 empty] | 3739600% | 19:00 | 201 | 1334 | 55 | 2 | 8 | 36 | 2 | 15 | 49 | 2 | 8 | 60 | 2 | 8 | 27 | 2 | 15 | 56 | 2 | 8 | 121 | 2 | 19 | 10 | E | 9 | 10 | A | 7 | 10 | A | 7 | -3 | A | 7 | 39 | A | 7 | 998 | A | 7 | 330 | A | 7 | 4.1 | A | 7 | 16100 | B | 7 | 3000 | A | 7 | 0.9 | E | 8 | 0.183 | F | 8 | 0.16 | F | 8 | 0 | 1 | D | 9 | 0 | C | 8
[26 empty] | 3739600% | 20:00 | 14 | 478 | 0 | 2 | 8 | 0 | 2 | 15 | 0 | 2 | 8 | 0 | 2 | 8 | 0 | 2 | 15 | 0 | 2 | 8 | 0 | 2 | 19 | 0 | E | 9 | 0 | E | 9 | 8 | A | 7 | -2 | A | 7 | 48 | A | 7 | 998 | A | 7 | 360 | A | 7 | 2.6 | A | 7 | 16100 | B | 7 | 77777 | A | 7 | 0.9 | E | 8 | 0.183 | F | 8 | 0.16 | F | 8 | 0 | 1 | D | 9 | 0 | C | 8
[26 empty] | 3739600% | 21:00 | 0 | 0 | 0 | 2 | 0 | 0 | 2 | 0 | 0 | 2 | 0 | 0 | 2 | 0 | 0 | 2 | 0 | 0 | 2 | 0 | 0 | 2 | 0 | 8 | E | 9 | 8 | E | 9 | 8 | A | 7 | -1 | A | 7 | 52 | A | 7 | 999 | A | 7 | 350 | A | 7 | 2.1 | A | 7 | 16100 | B | 7 | 2700 | A | 7 | 0.9 | E | 8 | 0.183 | F | 8 | 0.16 | F | 8 | 0 | 1 | D | 9 | 0 | C | 8
[26 empty] | 3739600% | 22:00 | 0 | 0 | 0 | 2 | 0 | 0 | 2 | 0 | 0 | 2 | 0 | 0 | 2 | 0 | 0 | 2 | 0 | 0 | 2 | 0 | 0 | 2 | 0 | 10 | E | 9 | 10 | E | 9 | 7 | A | 7 | -1 | A | 7 | 56 | A | 7 | 999 | A | 7 | 320 | A | 7 | 2.6 | A | 7 | 16100 | B | 7 | 2400 | A | 7 | 0.9 | E | 8 | 0.183 | F | 8 | 0.16 | F | 8 | 0 | 1 | D | 9 | 0 | C | 8
[26 empty] | 3739600% | 23:00 | 0 | 0 | 0 | 2 | 0 | 0 | 2 | 0 | 0 | 2 | 0 | 0 | 2 | 0 | 0 | 2 | 0 | 0 | 2 | 0 | 0 | 2 | 0 | 10 | E | 9 | 10 | E | 9 | 7 | A | 7 | -1 | A | 7 | 56 | A | 7 | 999 | A | 7 | 340 | A | 7 | 2.1 | A | 7 | 16100 | B | 7 | 2400 | A | 7 | 0.9 | E | 8 | 0.183 | F | 8 | 0.16 | F | 8 | 0 | 1 | D | 9 | 0 | C | 8
[26 empty] | 3739600% | 24:00 | 0 | 0 | 0 | 2 | 0 | 0 | 2 | 0 | 0 | 2 | 0 | 0 | 2 | 0 | 0 | 2 | 0 | 0 | 2 | 0 | 0 | 2 | 0 | 4 | E | 9 | 4 | E | 9 | 6 | A | 7 | -1 | A | 7 | 60 | A | 7 | 999 | A | 7 | 360 | A | 7 | 1.5 | A | 7 | 16100 | B | 7 | 77777 | A | 7 | 0.9 | E | 8 | 0.183 | F | 8 | 0.16 | F | 8 | 0 | 1 | D | 9 | 0 | C | 8
[26 empty] | 3739700% | 1:00 | 0 | 0 | 0 | 2 | 0 | 0 | 2 | 0 | 0 | 2 | 0 | 0 | 2 | 0 | 0 | 2 | 0 | 0 | 2 | 0 | 0 | 2 | 0 | 0 | E | 9 | 0 | E | 9 | 4 | A | 7 | -1 | A | 7 | 69 | A | 7 | 999 | A | 7 | 300 | A | 7 | 1.5 | A | 7 | 16100 | B | 7 | 77777 | A | 7 | 0.9 | E | 8 | 0.184 | F | 8 | 0.16 | F | 8 | 0 | 1 | D | 9 | 0 | C | 8
[26 empty] | 3739700% | 2:00 | 0 | 0 | 0 | 2 | 0 | 0 | 2 | 0 | 0 | 2 | 0 | 0 | 2 | 0 | 0 | 2 | 0 | 0 | 2 | 0 | 0 | 2 | 0 | 0 | E | 9 | 0 | E | 9 | 3 | A | 7 | -1 | A | 7 | 74 | A | 7 | 999 | A | 7 | 340 | A | 7 | 2.6 | A | 7 | 16100 | B | 7 | 77777 | A | 7 | 0.9 | E | 8 | 0.184 | F | 8 | 0.16 | F | 8 | 0 | 1 | D | 9 | 0 | C | 8
[26 empty] | 3739700% | 3:00 | 0 | 0 | 0 | 2 | 0 | 0 | 2 | 0 | 0 | 2 | 0 | 0 | 2 | 0 | 0 | 2 | 0 | 0 | 2 | 0 | 0 | 2 | 0 | 0 | E | 9 | 0 | E | 9 | 3 | A | 7 | -2 | A | 7 | 68 | A | 7 | 999 | A | 7 | 350 | A | 7 | 2.6 | A | 7 | 16100 | B | 7 | 77777 | A | 7 | 0.9 | E | 8 | 0.184 | F | 8 | 0.16 | F | 8 | 0 | 1 | D | 9 | 0 | C | 8
[26 empty] | 3739700% | 4:00 | 0 | 0 | 0 | 2 | 0 | 0 | 2 | 0 | 0 | 2 | 0 | 0 | 2 | 0 | 0 | 2 | 0 | 0 | 2 | 0 | 0 | 2 | 0 | 0 | E | 9 | 0 | E | 9 | 3 | A | 7 | -2 | A | 7 | 68 | A | 7 | 999 | A | 7 | 10 | A | 7 | 2.1 | A | 7 | 16100 | B | 7 | 77777 | A | 7 | 0.9 | E | 8 | 0.184 | F | 8 | 0.16 | F | 8 | 0 | 1 | D | 9 | 0 | C | 8
[26 empty] | 3739700% | 5:00 | 1 | 144 | 0 | 2 | 8 | 0 | 2 | 15 | 0 | 2 | 8 | 0 | 2 | 8 | 0 | 2 | 15 | 0 | 2 | 8 | 0 | 2 | 19 | 0 | E | 9 | 0 | E | 9 | 2 | A | 7 | -2 | A | 7 | 73 | A | 7 | 1000 | A | 7 | 340 | A | 7 | 2.6 | A | 7 | 16100 | B | 7 | 77777 | A | 7 | 0.9 | E | 8 | 0.184 | F | 8 | 0.16 | F | 8 | 0 | 1 | D | 9 | 0 | C | 8
[26 empty] | 3739700% | 6:00 | 142 | 1334 | 31 | 2 | 8 | 0 | 2 | 15 | 31 | 2 | 8 | 35 | 2 | 8 | 0 | 2 | 15 | 35 | 2 | 8 | 106 | 2 | 19 | 0 | E | 9 | 0 | E | 9 | 3 | A | 7 | -2 | A | 7 | 68 | A | 7 | 1001 | A | 7 | 330 | A | 7 | 2.6 | A | 7 | 16100 | B | 7 | 77777 | A | 7 | 0.8 | E | 8 | 0.184 | F | 8 | 0.16 | F | 8 | 0 | 1 | D | 9 | 0 | C | 8
[26 empty] | 3739700% | 7:00 | 389 | 1334 | 225 | 2 | 8 | 338 | 2 | 15 | 126 | 2 | 8 | 236 | 2 | 8 | 301 | 2 | 15 | 148 | 2 | 8 | 258 | 2 | 19 | 0 | E | 9 | 0 | E | 9 | 5 | A | 7 | -1 | A | 7 | 64 | A | 7 | 1002 | A | 7 | 340 | A | 7 | 3.6 | A | 7 | 16100 | B | 7 | 77777 | A | 7 | 0.8 | E | 8 | 0.184 | F | 8 | 0.16 | F | 8 | 0 | 1 | D | 9 | 0 | C | 8
[26 empty] | 3739700% | 8:00 | 633 | 1334 | 397 | 2 | 8 | 508 | 2 | 15 | 155 | 2 | 8 | 420 | 2 | 8 | 505 | 2 | 15 | 180 | 2 | 8 | 319 | 2 | 19 | 0 | E | 9 | 0 | E | 9 | 7 | A | 7 | -2 | A | 7 | 52 | A | 7 | 1002 | A | 7 | 330 | A | 7 | 4.1 | A | 7 | 16100 | B | 7 | 77777 | A | 7 | 0.8 | E | 8 | 0.184 | F | 8 | 0.16 | F | 8 | 0 | 1 | D | 9 | 0 | C | 8
[26 empty] | 3739700% | 9:00 | 854 | 1334 | 572 | 2 | 8 | 573 | 2 | 15 | 204 | 2 | 8 | 613 | 2 | 8 | 591 | 2 | 15 | 234 | 2 | 8 | 509 | 2 | 19 | 0 | E | 9 | 0 | E | 9 | 9 | A | 7 | -2 | A | 7 | 45 | A | 7 | 1002 | A | 7 | 310 | A | 7 | 3.6 | A | 7 | 16100 | B | 7 | 77777 | A | 7 | 0.8 | E | 8 | 0.184 | F | 8 | 0.16 | F | 8 | 0 | 1 | D | 9 | 0 | C | 8
[26 empty] | 3739700% | 10:00 | 1037 | 1334 | 738 | 2 | 8 | 569 | 2 | 15 | 294 | 2 | 8 | 784 | 2 | 8 | 592 | 2 | 15 | 323 | 2 | 8 | 999 | 2 | 19 | 0 | E | 9 | 0 | E | 9 | 10 | A | 7 | -3 | A | 7 | 39 | A | 7 | 1002 | A | 7 | 340 | A | 7 | 5.7 | A | 7 | 16100 | B | 7 | 77777 | A | 7 | 0.8 | E | 8 | 0.184 | F | 8 | 0.16 | F | 8 | 0 | 1 | D | 9 | 0 | C | 8
[26 empty] | 3739700% | 11:00 | 1169 | 1334 | 519 | 2 | 8 | 121 | 2 | 15 | 413 | 2 | 8 | 571 | 2 | 8 | 129 | 2 | 15 | 458 | 2 | 8 | 1813 | 2 | 19 | 10 | E | 9 | 10 | E | 9 | 9 | A | 7 | -3 | A | 7 | 41 | A | 7 | 1002 | A | 7 | 320 | A | 7 | 4.6 | A | 7 | 16100 | B | 7 | 1800 | A | 7 | 0.8 | E | 8 | 0.184 | F | 8 | 0.16 | F | 8 | 0 | 1 | D | 9 | 0 | C | 8
[26 empty] | 3739700% | 12:00 | 1242 | 1334 | 826 | 2 | 8 | 517 | 2 | 15 | 343 | 2 | 8 | 889 | 2 | 8 | 541 | 2 | 15 | 385 | 2 | 8 | 2242 | 2 | 19 | 8 | E | 9 | 8 | E | 9 | 10 | A | 7 | -2 | A | 7 | 42 | A | 7 | 1002 | A | 7 | 300 | A | 7 | 5.7 | A | 7 | 16100 | B | 7 | 1800 | A | 7 | 0.9 | E | 8 | 0.184 | F | 8 | 0.16 | F | 8 | 0 | 1 | D | 9 | 0 | C | 8
[26 empty] | 3739700% | 13:00 | 1250 | 1334 | 795 | 2 | 8 | 420 | 2 | 15 | 401 | 2 | 8 | 844 | 2 | 8 | 438 | 2 | 15 | 433 | 2 | 8 | 2753 | 2 | 19 | 8 | E | 9 | 8 | E | 9 | 11 | A | 7 | -3 | A | 7 | 36 | A | 7 | 1001 | A | 7 | 320 | A | 7 | 6.2 | A | 7 | 16100 | B | 7 | 1800 | A | 7 | 0.9 | E | 8 | 0.184 | F | 8 | 0.16 | F | 8 | 0 | 1 | D | 9 | 0 | C | 8
[26 empty] | 3739700% | 14:00 | 1193 | 1334 | 241 | 2 | 8 | 24 | 2 | 15 | 220 | 2 | 8 | 269 | 2 | 8 | 24 | 2 | 15 | 247 | 2 | 8 | 1117 | 2 | 19 | 8 | E | 9 | 8 | E | 9 | 11 | A | 7 | -3 | A | 7 | 36 | A | 7 | 1001 | A | 7 | 310 | A | 7 | 6.2 | A | 7 | 16100 | B | 7 | 1800 | A | 7 | 0.9 | E | 8 | 0.184 | F | 8 | 0.16 | F | 8 | 0 | 1 | D | 9 | 0 | C | 8
[26 empty] | 3739700% | 15:00 | 1075 | 1334 | 722 | 2 | 8 | 477 | 2 | 15 | 336 | 2 | 8 | 761 | 2 | 8 | 496 | 2 | 15 | 360 | 2 | 8 | 1254 | 2 | 19 | 8 | E | 9 | 8 | E | 9 | 13 | A | 7 | -2 | A | 7 | 35 | A | 7 | 1001 | A | 7 | 320 | A | 7 | 5.1 | A | 7 | 16100 | B | 7 | 2100 | A | 7 | 0.9 | E | 8 | 0.184 | F | 8 | 0.16 | F | 8 | 0 | 1 | D | 9 | 0 | C | 8
[26 empty] | 3739700% | 16:00 | 904 | 1334 | 389 | 2 | 8 | 107 | 2 | 15 | 316 | 2 | 8 | 428 | 2 | 8 | 109 | 2 | 15 | 353 | 2 | 8 | 1084 | 2 | 19 | 10 | E | 9 | 10 | E | 9 | 12 | A | 7 | -3 | A | 7 | 34 | A | 7 | 1001 | A | 7 | 290 | A | 7 | 4.1 | A | 7 | 16100 | B | 7 | 2100 | A | 7 | 0.9 | E | 8 | 0.184 | F | 8 | 0.16 | F | 8 | 0 | 1 | D | 9 | 0 | C | 8
[26 empty] | 3739700% | 17:00 | 692 | 1334 | 423 | 2 | 8 | 428 | 2 | 15 | 201 | 2 | 8 | 442 | 2 | 8 | 430 | 2 | 15 | 218 | 2 | 8 | 438 | 2 | 19 | 0 | E | 9 | 0 | E | 9 | 12 | A | 7 | -4 | A | 7 | 31 | A | 7 | 1001 | A | 7 | 300 | A | 7 | 5.1 | A | 7 | 16100 | B | 7 | 77777 | A | 7 | 0.9 | E | 8 | 0.184 | F | 8 | 0.16 | F | 8 | 0 | 1 | D | 9 | 0 | C | 8
[26 empty] | 3739700% | 18:00 | 453 | 1334 | 267 | 2 | 8 | 492 | 2 | 15 | 100 | 2 | 8 | 283 | 2 | 8 | 453 | 2 | 15 | 129 | 2 | 8 | 188 | 2 | 19 | 8 | E | 9 | 8 | E | 9 | 12 | A | 7 | -3 | A | 7 | 34 | A | 7 | 1001 | A | 7 | 300 | A | 7 | 3.6 | A | 7 | 16100 | B | 7 | 2100 | A | 7 | 0.9 | E | 8 | 0.184 | F | 8 | 0.16 | F | 8 | 0 | 1 | D | 9 | 0 | C | 8
[26 empty] | 3739700% | 19:00 | 204 | 1334 | 87 | 2 | 8 | 237 | 2 | 15 | 51 | 2 | 8 | 90 | 2 | 8 | 155 | 2 | 15 | 67 | 2 | 8 | 92 | 2 | 19 | 3 | E | 9 | 3 | A | 7 | 11 | A | 7 | -3 | A | 7 | 36 | A | 7 | 1001 | A | 7 | 310 | A | 7 | 3.6 | A | 7 | 16100 | B | 7 | 77777 | A | 7 | 0.9 | E | 8 | 0.184 | F | 8 | 0.16 | F | 8 | 0 | 1 | D | 9 | 0 | C | 8
[26 empty] | 3739700% | 20:00 | 15 | 500 | 0 | 2 | 8 | 0 | 2 | 15 | 0 | 2 | 8 | 0 | 2 | 8 | 0 | 2 | 15 | 0 | 2 | 8 | 0 | 2 | 19 | 0 | E | 9 | 0 | E | 9 | 9 | A | 7 | -2 | A | 7 | 45 | A | 7 | 1001 | A | 7 | 260 | A | 7 | 2.1 | A | 7 | 16100 | B | 7 | 77777 | A | 7 | 0.9 | E | 8 | 0.184 | F | 8 | 0.16 | F | 8 | 0 | 1 | D | 9 | 0 | C | 8
[26 empty] | 3739700% | 21:00 | 0 | 0 | 0 | 2 | 0 | 0 | 2 | 0 | 0 | 2 | 0 | 0 | 2 | 0 | 0 | 2 | 0 | 0 | 2 | 0 | 0 | 2 | 0 | 0 | E | 9 | 0 | E | 9 | 9 | A | 7 | -3 | A | 7 | 41 | A | 7 | 1002 | A | 7 | 260 | A | 7 | 2.6 | A | 7 | 16100 | B | 7 | 77777 | A | 7 | 0.9 | E | 8 | 0.184 | F | 8 | 0.16 | F | 8 | 0 | 1 | D | 9 | 0 | C | 8
[26 empty] | 3739700% | 22:00 | 0 | 0 | 0 | 2 | 0 | 0 | 2 | 0 | 0 | 2 | 0 | 0 | 2 | 0 | 0 | 2 | 0 | 0 | 2 | 0 | 0 | 2 | 0 | 0 | E | 9 | 0 | E | 9 | 9 | A | 7 | -3 | A | 7 | 41 | A | 7 | 1002 | A | 7 | 240 | A | 7 | 1.5 | A | 7 | 16100 | B | 7 | 77777 | A | 7 | 0.9 | E | 8 | 0.184 | F | 8 | 0.16 | F | 8 | 0 | 1 | D | 9 | 0 | C | 8
[26 empty] | 3739700% | 23:00 | 0 | 0 | 0 | 2 | 0 | 0 | 2 | 0 | 0 | 2 | 0 | 0 | 2 | 0 | 0 | 2 | 0 | 0 | 2 | 0 | 0 | 2 | 0 | 0 | E | 9 | 0 | E | 9 | 8 | A | 7 | -2 | A | 7 | 48 | A | 7 | 1002 | A | 7 | 0 | A | 7 | 0 | A | 7 | 16100 | B | 7 | 77777 | A | 7 | 0.9 | E | 8 | 0.184 | F | 8 | 0.16 | F | 8 | 0 | 1 | D | 9 | 0 | C | 8
[26 empty] | 3739700% | 24:00 | 0 | 0 | 0 | 2 | 0 | 0 | 2 | 0 | 0 | 2 | 0 | 0 | 2 | 0 | 0 | 2 | 0 | 0 | 2 | 0 | 0 | 2 | 0 | 0 | E | 9 | 0 | E | 9 | 6 | A | 7 | -1 | A | 7 | 60 | A | 7 | 1003 | A | 7 | 170 | A | 7 | 1.5 | A | 7 | 16100 | B | 7 | 77777 | A | 7 | 0.9 | E | 8 | 0.184 | F | 8 | 0.16 | F | 8 | 0 | 1 | D | 9 | 0 | C | 8
[26 empty] | 3739800% | 1:00 | 0 | 0 | 0 | 2 | 0 | 0 | 2 | 0 | 0 | 2 | 0 | 0 | 2 | 0 | 0 | 2 | 0 | 0 | 2 | 0 | 0 | 2 | 0 | 0 | E | 9 | 0 | E | 9 | 4 | A | 7 | -1 | A | 7 | 69 | A | 7 | 1002 | A | 7 | 120 | A | 7 | 1.5 | A | 7 | 16100 | B | 7 | 77777 | A | 7 | 0.9 | E | 8 | 0.184 | F | 8 | 0.16 | F | 8 | 0 | 1 | D | 9 | 0 | C | 8
[26 empty] | 3739800% | 2:00 | 0 | 0 | 0 | 2 | 0 | 0 | 2 | 0 | 0 | 2 | 0 | 0 | 2 | 0 | 0 | 2 | 0 | 0 | 2 | 0 | 0 | 2 | 0 | 0 | E | 9 | 0 | E | 9 | 4 | A | 7 | -1 | A | 7 | 69 | A | 7 | 1002 | A | 7 | 140 | A | 7 | 1.5 | A | 7 | 16100 | B | 7 | 77777 | A | 7 | 0.9 | E | 8 | 0.184 | F | 8 | 0.16 | F | 8 | 0 | 1 | D | 9 | 0 | C | 8
[26 empty] | 3739800% | 3:00 | 0 | 0 | 0 | 2 | 0 | 0 | 2 | 0 | 0 | 2 | 0 | 0 | 2 | 0 | 0 | 2 | 0 | 0 | 2 | 0 | 0 | 2 | 0 | 0 | E | 9 | 0 | E | 9 | 4 | A | 7 | -1 | A | 7 | 69 | A | 7 | 1002 | A | 7 | 0 | A | 7 | 0 | A | 7 | 16100 | B | 7 | 77777 | A | 7 | 0.9 | E | 8 | 0.184 | F | 8 | 0.16 | F | 8 | 0 | 1 | D | 9 | 0 | C | 8
[26 empty] | 3739800% | 4:00 | 0 | 0 | 0 | 2 | 0 | 0 | 2 | 0 | 0 | 2 | 0 | 0 | 2 | 0 | 0 | 2 | 0 | 0 | 2 | 0 | 0 | 2 | 0 | 0 | E | 9 | 0 | E | 9 | 3 | A | 7 | -1 | A | 7 | 74 | A | 7 | 1003 | A | 7 | 90 | A | 7 | 2.1 | A | 7 | 16100 | B | 7 | 77777 | A | 7 | 0.9 | E | 8 | 0.184 | F | 8 | 0.16 | F | 8 | 0 | 1 | D | 9 | 0 | C | 8
[26 empty] | 3739800% | 5:00 | 2 | 167 | 0 | 2 | 8 | 0 | 2 | 15 | 0 | 2 | 8 | 0 | 2 | 8 | 0 | 2 | 15 | 0 | 2 | 8 | 0 | 2 | 19 | 0 | E | 9 | 0 | E | 9 | 2 | A | 7 | -1 | A | 7 | 80 | A | 7 | 1003 | A | 7 | 80 | A | 7 | 2.1 | A | 7 | 16100 | B | 7 | 77777 | A | 7 | 0.9 | E | 8 | 0.184 | F | 8 | 0.16 | F | 8 | 0 | 1 | D | 9 | 0 | C | 8
[26 empty] | 3739800% | 6:00 | 144 | 1333 | 45 | 2 | 8 | 0 | 2 | 15 | 45 | 2 | 8 | 49 | 2 | 8 | 0 | 2 | 15 | 49 | 2 | 8 | 137 | 2 | 19 | 0 | E | 9 | 0 | E | 9 | 4 | A | 7 | -1 | A | 7 | 69 | A | 7 | 1004 | A | 7 | 0 | A | 7 | 0 | A | 7 | 16100 | B | 7 | 77777 | A | 7 | 0.9 | E | 8 | 0.184 | F | 8 | 0.16 | F | 8 | 0 | 1 | D | 9 | 0 | C | 8
[26 empty] | 3739800% | 7:00 | 392 | 1333 | 224 | 2 | 8 | 331 | 2 | 15 | 127 | 2 | 8 | 235 | 2 | 8 | 296 | 2 | 15 | 148 | 2 | 8 | 260 | 2 | 19 | 0 | E | 9 | 0 | A | 7 | 6 | A | 7 | 0 | A | 7 | 65 | A | 7 | 1005 | A | 7 | 0 | A | 7 | 0 | A | 7 | 16100 | B | 7 | 77777 | A | 7 | 0.9 | E | 8 | 0.184 | F | 8 | 0.16 | F | 8 | 0 | 1 | D | 9 | 0 | C | 8
[26 empty] | 3739800% | 8:00 | 635 | 1333 | 396 | 2 | 8 | 502 | 2 | 15 | 157 | 2 | 8 | 419 | 2 | 8 | 499 | 2 | 15 | 181 | 2 | 8 | 324 | 2 | 19 | 0 | E | 9 | 0 | E | 9 | 9 | A | 7 | 0 | A | 7 | 53 | A | 7 | 1005 | A | 7 | 0 | A | 7 | 0 | A | 7 | 16100 | B | 7 | 77777 | A | 7 | 0.9 | E | 8 | 0.184 | F | 8 | 0.16 | F | 8 | 0 | 1 | D | 9 | 0 | C | 8
[26 empty] | 3739800% | 9:00 | 855 | 1333 | 591 | 2 | 8 | 628 | 2 | 15 | 187 | 2 | 8 | 615 | 2 | 8 | 628 | 2 | 15 | 211 | 2 | 8 | 458 | 2 | 19 | 0 | E | 9 | 0 | E | 9 | 12 | A | 7 | 0 | A | 7 | 44 | A | 7 | 1005 | A | 7 | 340 | B | 8 | 1.5 | A | 7 | 16100 | B | 7 | 77777 | A | 7 | 0.9 | E | 8 | 0.184 | F | 8 | 0.16 | F | 8 | 0 | 1 | D | 9 | 0 | C | 8
[26 empty] | 3739800% | 10:00 | 1038 | 1333 | 744 | 2 | 8 | 684 | 2 | 15 | 210 | 2 | 8 | 784 | 2 | 8 | 694 | 2 | 15 | 243 | 2 | 8 | 700 | 2 | 19 | 0 | E | 9 | 0 | E | 9 | 13 | A | 7 | 0 | A | 7 | 41 | A | 7 | 1005 | A | 7 | 320 | A | 7 | 3.1 | A | 7 | 16100 | B | 7 | 77777 | A | 7 | 1 | E | 8 | 0.184 | F | 8 | 0.16 | F | 8 | 0 | 1 | D | 9 | 0 | C | 8
[26 empty] | 3739800% | 11:00 | 1170 | 1333 | 883 | 2 | 8 | 766 | 2 | 15 | 209 | 2 | 8 | 945 | 2 | 8 | 784 | 2 | 15 | 255 | 2 | 8 | 1003 | 2 | 19 | 0 | E | 9 | 0 | E | 9 | 14 | A | 7 | -1 | A | 7 | 35 | A | 7 | 1005 | A | 7 | 350 | A | 7 | 4.6 | A | 7 | 16100 | B | 7 | 77777 | A | 7 | 1.1 | E | 8 | 0.184 | F | 8 | 0.16 | F | 8 | 0 | 1 | D | 9 | 0 | C | 8
[26 empty] | 3739800% | 12:00 | 1243 | 1333 | 959 | 2 | 8 | 836 | 2 | 15 | 178 | 2 | 8 | 1013 | 2 | 8 | 843 | 2 | 15 | 225 | 2 | 8 | 1078 | 2 | 19 | 0 | E | 9 | 0 | E | 9 | 15 | A | 7 | -1 | A | 7 | 33 | A | 7 | 1004 | A | 7 | 290 | A | 7 | 3.1 | A | 7 | 16100 | B | 7 | 77777 | A | 7 | 1.2 | E | 8 | 0.184 | F | 8 | 0.16 | F | 8 | 0 | 1 | D | 9 | 0 | C | 8
[26 empty] | 3739800% | 13:00 | 1251 | 1333 | 968 | 2 | 8 | 840 | 2 | 15 | 179 | 2 | 8 | 1024 | 2 | 8 | 848 | 2 | 15 | 227 | 2 | 8 | 1134 | 2 | 19 | 0 | E | 9 | 0 | E | 9 | 16 | A | 7 | -1 | A | 7 | 31 | A | 7 | 1004 | A | 7 | 240 | A | 7 | 2.6 | A | 7 | 16100 | B | 7 | 77777 | A | 7 | 1.4 | E | 8 | 0.184 | F | 8 | 0.16 | F | 8 | 0 | 1 | D | 9 | 0 | C | 8
[26 empty] | 3739800% | 14:00 | 1195 | 1333 | 912 | 2 | 8 | 819 | 2 | 15 | 176 | 2 | 8 | 959 | 2 | 8 | 825 | 2 | 15 | 218 | 2 | 8 | 853 | 2 | 19 | 0 | E | 9 | 0 | E | 9 | 17 | A | 7 | -1 | A | 7 | 29 | A | 7 | 1003 | A | 7 | 260 | A | 7 | 3.6 | A | 7 | 16100 | B | 7 | 77777 | A | 7 | 1.4 | E | 8 | 0.184 | F | 8 | 0.16 | F | 8 | 0 | 1 | D | 9 | 0 | C | 8
[26 empty] | 3739800% | 15:00 | 1077 | 1333 | 797 | 2 | 8 | 781 | 2 | 15 | 165 | 2 | 8 | 831 | 2 | 8 | 784 | 2 | 15 | 197 | 2 | 8 | 550 | 2 | 19 | 0 | E | 9 | 0 | E | 9 | 17 | A | 7 | -1 | A | 7 | 29 | A | 7 | 1002 | A | 7 | 230 | A | 7 | 3.6 | A | 7 | 16100 | B | 7 | 77777 | A | 7 | 1.4 | E | 8 | 0.184 | F | 8 | 0.16 | F | 8 | 0 | 1 | D | 9 | 0 | C | 8
[26 empty] | 3739800% | 16:00 | 906 | 1333 | 648 | 2 | 8 | 735 | 2 | 15 | 147 | 2 | 8 | 690 | 2 | 8 | 749 | 2 | 15 | 180 | 2 | 8 | 401 | 2 | 19 | 0 | E | 9 | 0 | E | 9 | 18 | A | 7 | 0 | A | 7 | 30 | A | 7 | 1002 | A | 7 | 330 | A | 7 | 2.1 | A | 7 | 16100 | B | 7 | 77777 | A | 7 | 1.4 | E | 8 | 0.184 | F | 8 | 0.16 | F | 8 | 0 | 1 | D | 9 | 0 | C | 8
[26 empty] | 3739800% | 17:00 | 694 | 1333 | 456 | 2 | 8 | 593 | 2 | 15 | 147 | 2 | 8 | 472 | 2 | 8 | 582 | 2 | 15 | 169 | 2 | 8 | 309 | 2 | 19 | 0 | E | 9 | 0 | E | 9 | 17 | A | 7 | -1 | A | 7 | 29 | A | 7 | 1001 | A | 7 | 160 | A | 7 | 2.6 | A | 7 | 16100 | B | 7 | 77777 | A | 7 | 1.3 | E | 8 | 0.184 | F | 8 | 0.16 | F | 8 | 0 | 1 | D | 9 | 0 | C | 8
[26 empty] | 3739800% | 18:00 | 455 | 1333 | 262 | 2 | 8 | 458 | 2 | 15 | 106 | 2 | 8 | 277 | 2 | 8 | 422 | 2 | 15 | 133 | 2 | 8 | 200 | 2 | 19 | 0 | E | 9 | 0 | E | 9 | 18 | A | 7 | -1 | A | 7 | 27 | A | 7 | 1001 | A | 7 | 200 | A | 7 | 3.1 | A | 7 | 16100 | B | 7 | 77777 | A | 7 | 1.3 | E | 8 | 0.184 | F | 8 | 0.16 | F | 8 | 0 | 1 | D | 9 | 0 | C | 8
[26 empty] | 3739800% | 19:00 | 207 | 1333 | 87 | 2 | 8 | 233 | 2 | 15 | 51 | 2 | 8 | 90 | 2 | 8 | 154 | 2 | 15 | 67 | 2 | 8 | 92 | 2 | 19 | 0 | E | 9 | 0 | A | 7 | 17 | A | 7 | -1 | A | 7 | 29 | A | 7 | 1001 | A | 7 | 190 | A | 7 | 2.1 | A | 7 | 16100 | B | 7 | 77777 | A | 7 | 1.2 | E | 8 | 0.184 | F | 8 | 0.16 | F | 8 | 0 | 1 | D | 9 | 0 | C | 8
[26 empty] | 3739800% | 20:00 | 16 | 522 | 0 | 2 | 8 | 0 | 2 | 15 | 0 | 2 | 8 | 0 | 2 | 8 | 0 | 2 | 15 | 0 | 2 | 8 | 0 | 2 | 19 | 0 | E | 9 | 0 | E | 9 | 14 | A | 7 | 0 | A | 7 | 38 | A | 7 | 1001 | A | 7 | 190 | A | 7 | 2.1 | A | 7 | 16100 | B | 7 | 77777 | A | 7 | 1.2 | E | 8 | 0.184 | F | 8 | 0.16 | F | 8 | 0 | 1 | D | 9 | 0 | C | 8
[26 empty] | 3739800% | 21:00 | 0 | 0 | 0 | 2 | 0 | 0 | 2 | 0 | 0 | 2 | 0 | 0 | 2 | 0 | 0 | 2 | 0 | 0 | 2 | 0 | 0 | 2 | 0 | 0 | E | 9 | 0 | E | 9 | 14 | A | 7 | 0 | A | 7 | 38 | A | 7 | 1001 | A | 7 | 170 | A | 7 | 2.6 | A | 7 | 16100 | B | 7 | 77777 | A | 7 | 1.2 | E | 8 | 0.184 | F | 8 | 0.16 | F | 8 | 0 | 1 | D | 9 | 0 | C | 8
[26 empty] | 3739800% | 22:00 | 0 | 0 | 0 | 2 | 0 | 0 | 2 | 0 | 0 | 2 | 0 | 0 | 2 | 0 | 0 | 2 | 0 | 0 | 2 | 0 | 0 | 2 | 0 | 0 | E | 9 | 0 | E | 9 | 12 | A | 7 | 0 | A | 7 | 44 | A | 7 | 1000 | A | 7 | 160 | A | 7 | 2.1 | A | 7 | 16100 | B | 7 | 77777 | A | 7 | 1.1 | E | 8 | 0.184 | F | 8 | 0.16 | F | 8 | 0 | 1 | D | 9 | 0 | C | 8
[26 empty] | 3739800% | 23:00 | 0 | 0 | 0 | 2 | 0 | 0 | 2 | 0 | 0 | 2 | 0 | 0 | 2 | 0 | 0 | 2 | 0 | 0 | 2 | 0 | 0 | 2 | 0 | 0 | E | 9 | 0 | E | 9 | 12 | A | 7 | 0 | A | 7 | 44 | A | 7 | 1000 | A | 7 | 160 | A | 7 | 1.5 | A | 7 | 16100 | B | 7 | 77777 | A | 7 | 1.1 | E | 8 | 0.184 | F | 8 | 0.16 | F | 8 | 0 | 1 | D | 9 | 0 | C | 8
[26 empty] | 3739800% | 24:00 | 0 | 0 | 0 | 2 | 0 | 0 | 2 | 0 | 0 | 2 | 0 | 0 | 2 | 0 | 0 | 2 | 0 | 0 | 2 | 0 | 0 | 2 | 0 | 0 | E | 9 | 0 | E | 9 | 11 | A | 7 | 0.1 | B | 8 | 47 | A | 7 | 1000 | A | 7 | 150 | A | 7 | 1.5 | A | 7 | 16100 | B | 7 | 77777 | A | 7 | 1.1 | E | 8 | 0.184 | F | 8 | 0.16 | F | 8 | 0 | 1 | D | 9 | 0 | C | 8
[26 empty] | 3739900% | 1:00 | 0 | 0 | 0 | 2 | 0 | 0 | 2 | 0 | 0 | 2 | 0 | 0 | 2 | 0 | 0 | 2 | 0 | 0 | 2 | 0 | 0 | 2 | 0 | 0 | E | 9 | 0 | E | 9 | 9 | A | 7 | 0 | B | 8 | 53 | A | 7 | 999 | A | 7 | 80 | A | 7 | 1.5 | A | 7 | 16100 | B | 7 | 77777 | A | 7 | 1.1 | E | 8 | 0.185 | F | 8 | 0.16 | F | 8 | 0 | 1 | D | 9 | 0 | C | 8
[26 empty] | 3739900% | 2:00 | 0 | 0 | 0 | 2 | 0 | 0 | 2 | 0 | 0 | 2 | 0 | 0 | 2 | 0 | 0 | 2 | 0 | 0 | 2 | 0 | 0 | 2 | 0 | 0 | E | 9 | 0 | E | 9 | 9 | A | 7 | 0.2 | B | 8 | 54 | A | 7 | 999 | A | 7 | 100 | A | 7 | 2.6 | A | 7 | 16100 | B | 7 | 77777 | A | 7 | 1.1 | E | 8 | 0.185 | F | 8 | 0.16 | F | 8 | 0 | 1 | D | 9 | 0 | C | 8
[26 empty] | 3739900% | 3:00 | 0 | 0 | 0 | 2 | 0 | 0 | 2 | 0 | 0 | 2 | 0 | 0 | 2 | 0 | 0 | 2 | 0 | 0 | 2 | 0 | 0 | 2 | 0 | 0 | E | 9 | 0 | E | 9 | 8 | A | 7 | 0 | A | 7 | 57 | A | 7 | 999 | A | 7 | 0 | A | 7 | 0 | A | 7 | 16100 | B | 7 | 77777 | A | 7 | 1.1 | E | 8 | 0.185 | F | 8 | 0.16 | F | 8 | 0 | 1 | D | 9 | 0 | C | 8
[26 empty] | 3739900% | 4:00 | 0 | 0 | 0 | 2 | 0 | 0 | 2 | 0 | 0 | 2 | 0 | 0 | 2 | 0 | 0 | 2 | 0 | 0 | 2 | 0 | 0 | 2 | 0 | 0 | E | 9 | 0 | E | 9 | 7 | A | 7 | 0 | A | 7 | 61 | A | 7 | 998 | A | 7 | 0 | A | 7 | 0 | A | 7 | 16100 | B | 7 | 77777 | A | 7 | 1.1 | E | 8 | 0.185 | F | 8 | 0.16 | F | 8 | 0 | 1 | D | 9 | 0 | C | 8
[26 empty] | 3739900% | 5:00 | 2 | 189 | 0 | 2 | 8 | 0 | 2 | 15 | 0 | 2 | 8 | 0 | 2 | 8 | 0 | 2 | 15 | 0 | 2 | 8 | 0 | 2 | 19 | 0 | E | 9 | 0 | E | 9 | 6 | A | 7 | 0 | A | 7 | 65 | A | 7 | 998 | A | 7 | 80 | A | 7 | 1.5 | A | 7 | 16100 | B | 7 | 77777 | A | 7 | 1 | E | 8 | 0.185 | F | 8 | 0.16 | F | 8 | 0 | 1 | D | 9 | 0 | C | 8
[26 empty] | 3739900% | 6:00 | 147 | 1332 | 58 | 2 | 8 | 17 | 2 | 15 | 56 | 2 | 8 | 63 | 2 | 8 | 12 | 2 | 15 | 62 | 2 | 8 | 120 | 2 | 19 | 0 | E | 9 | 0 | E | 9 | 8 | A | 7 | 0 | A | 7 | 57 | A | 7 | 999 | A | 7 | 0 | A | 7 | 0 | A | 7 | 16100 | B | 7 | 77777 | A | 7 | 1 | E | 8 | 0.185 | F | 8 | 0.16 | F | 8 | 0 | 1 | D | 9 | 0 | C | 8
[26 empty] | 3739900% | 7:00 | 394 | 1332 | 224 | 2 | 8 | 325 | 2 | 15 | 128 | 2 | 8 | 235 | 2 | 8 | 291 | 2 | 15 | 149 | 2 | 8 | 262 | 2 | 19 | 0 | E | 9 | 0 | E | 9 | 10 | A | 7 | 0 | A | 7 | 50 | A | 7 | 999 | A | 7 | 0 | A | 7 | 0 | A | 7 | 16100 | B | 7 | 77777 | A | 7 | 1 | E | 8 | 0.185 | F | 8 | 0.16 | F | 8 | 0 | 1 | D | 9 | 0 | C | 8
[26 empty] | 3739900% | 8:00 | 637 | 1332 | 403 | 2 | 8 | 520 | 2 | 15 | 154 | 2 | 8 | 427 | 2 | 8 | 517 | 2 | 15 | 179 | 2 | 8 | 317 | 2 | 19 | 0 | E | 9 | 0 | E | 9 | 12 | A | 7 | 0 | A | 7 | 44 | A | 7 | 1000 | A | 7 | 210 | A | 7 | 2.1 | A | 7 | 16100 | B | 7 | 77777 | A | 7 | 1 | E | 8 | 0.185 | F | 8 | 0.16 | F | 8 | 0 | 1 | D | 9 | 0 | C | 8
[26 empty] | 3739900% | 9:00 | 857 | 1332 | 584 | 2 | 8 | 604 | 2 | 15 | 195 | 2 | 8 | 606 | 2 | 8 | 603 | 2 | 15 | 218 | 2 | 8 | 475 | 2 | 19 | 0 | E | 9 | 0 | E | 9 | 14 | A | 7 | -1 | A | 7 | 35 | A | 7 | 999 | A | 7 | 0 | A | 7 | 0 | A | 7 | 16100 | B | 7 | 77777 | A | 7 | 1 | E | 8 | 0.185 | F | 8 | 0.16 | F | 8 | 0 | 1 | D | 9 | 0 | C | 8
[26 empty] | 3739900% | 10:00 | 1039 | 1332 | 750 | 2 | 8 | 696 | 2 | 15 | 206 | 2 | 8 | 792 | 2 | 8 | 707 | 2 | 15 | 240 | 2 | 8 | 690 | 2 | 19 | 0 | E | 9 | 0 | E | 9 | 17 | A | 7 | -1 | A | 7 | 29 | A | 7 | 999 | A | 7 | 310 | B | 8 | 2.1 | A | 7 | 16100 | B | 7 | 77777 | A | 7 | 1.1 | E | 8 | 0.185 | F | 8 | 0.16 | F | 8 | 0 | 1 | D | 9 | 0 | C | 8
[26 empty] | 3739900% | 11:00 | 1171 | 1332 | 883 | 2 | 8 | 760 | 2 | 15 | 214 | 2 | 8 | 944 | 2 | 8 | 777 | 2 | 15 | 259 | 2 | 8 | 1030 | 2 | 19 | 0 | E | 9 | 0 | E | 9 | 19 | A | 7 | -1 | A | 7 | 26 | A | 7 | 998 | A | 7 | 260 | A | 7 | 3.1 | A | 7 | 16100 | B | 7 | 77777 | A | 7 | 1.1 | E | 8 | 0.185 | F | 8 | 0.16 | F | 8 | 0 | 1 | D | 9 | 0 | C | 8
[26 empty] | 3739900% | 12:00 | 1244 | 1332 | 959 | 2 | 8 | 829 | 2 | 15 | 183 | 2 | 8 | 1010 | 2 | 8 | 835 | 2 | 15 | 228 | 2 | 8 | 1112 | 2 | 19 | 0 | E | 9 | 0 | E | 9 | 21 | A | 7 | -1 | A | 7 | 23 | A | 7 | 997 | A | 7 | 190 | A | 7 | 3.6 | A | 7 | 16100 | B | 7 | 77777 | A | 7 | 1.2 | E | 8 | 0.185 | F | 8 | 0.16 | F | 8 | 0 | 1 | D | 9 | 0 | C | 8
[26 empty] | 3739900% | 13:00 | 1252 | 1332 | 962 | 2 | 8 | 822 | 2 | 15 | 189 | 2 | 8 | 1012 | 2 | 8 | 827 | 2 | 15 | 233 | 2 | 8 | 1197 | 2 | 19 | 0 | E | 9 | 0 | E | 9 | 21 | A | 7 | -1 | A | 7 | 23 | A | 7 | 996 | A | 7 | 210 | B | 8 | 2.6 | A | 7 | 16100 | B | 7 | 77777 | A | 7 | 1.3 | E | 8 | 0.185 | F | 8 | 0.16 | F | 8 | 0 | 1 | D | 9 | 0 | C | 8
[26 empty] | 3739900% | 14:00 | 1196 | 1332 | 906 | 2 | 8 | 796 | 2 | 15 | 190 | 2 | 8 | 945 | 2 | 8 | 799 | 2 | 15 | 227 | 2 | 8 | 912 | 2 | 19 | 0 | E | 9 | 0 | E | 9 | 22 | A | 7 | -1 | A | 7 | 21 | A | 7 | 995 | A | 7 | 220 | A | 7 | 3.6 | A | 7 | 16100 | B | 7 | 77777 | A | 7 | 1.3 | E | 8 | 0.185 | F | 8 | 0.16 | F | 8 | 0 | 1 | D | 9 | 0 | C | 8
[26 empty] | 3739900% | 15:00 | 1078 | 1332 | 791 | 2 | 8 | 757 | 2 | 15 | 177 | 2 | 8 | 848 | 2 | 8 | 776 | 2 | 15 | 218 | 2 | 8 | 660 | 2 | 19 | 0 | E | 9 | 0 | E | 9 | 23 | A | 7 | -1 | A | 7 | 20 | A | 7 | 995 | A | 7 | 210 | B | 8 | 1.5 | A | 7 | 16100 | B | 7 | 77777 | A | 7 | 1.4 | E | 8 | 0.185 | F | 8 | 0.16 | F | 8 | 0 | 1 | D | 9 | 0 | C | 8
[26 empty] | 3739900% | 16:00 | 908 | 1332 | 643 | 2 | 8 | 712 | 2 | 15 | 157 | 2 | 8 | 682 | 2 | 8 | 723 | 2 | 15 | 188 | 2 | 8 | 426 | 2 | 19 | 0 | E | 9 | 0 | E | 9 | 23 | A | 7 | -1 | A | 7 | 20 | A | 7 | 994 | A | 7 | 200 | B | 8 | 2.6 | A | 7 | 16100 | B | 7 | 77777 | A | 7 | 1.5 | E | 8 | 0.185 | F | 8 | 0.16 | F | 8 | 0 | 1 | D | 9 | 0 | C | 8
[26 empty] | 3739900% | 17:00 | 696 | 1332 | 462 | 2 | 8 | 640 | 2 | 15 | 127 | 2 | 8 | 484 | 2 | 8 | 633 | 2 | 15 | 152 | 2 | 8 | 274 | 2 | 19 | 0 | E | 9 | 0 | E | 9 | 23 | A | 7 | -1 | A | 7 | 20 | A | 7 | 994 | A | 7 | 190 | A | 7 | 4.1 | A | 7 | 16100 | B | 7 | 77777 | A | 7 | 1.5 | E | 8 | 0.185 | F | 8 | 0.16 | F | 8 | 0 | 1 | D | 9 | 0 | C | 8
[26 empty] | 3739900% | 18:00 | 458 | 1332 | 273 | 2 | 8 | 481 | 2 | 15 | 107 | 2 | 8 | 287 | 2 | 8 | 444 | 2 | 15 | 135 | 2 | 8 | 202 | 2 | 19 | 0 | E | 9 | 0 | E | 9 | 23 | A | 7 | -1 | A | 7 | 20 | A | 7 | 993 | A | 7 | 190 | A | 7 | 3.1 | A | 7 | 16100 | B | 7 | 77777 | A | 7 | 1.5 | E | 8 | 0.185 | F | 8 | 0.16 | F | 8 | 0 | 1 | D | 9 | 0 | C | 8
[26 empty] | 3739900% | 19:00 | 210 | 1332 | 92 | 2 | 8 | 254 | 2 | 15 | 52 | 2 | 8 | 95 | 2 | 8 | 169 | 2 | 15 | 69 | 2 | 8 | 94 | 2 | 19 | 0 | E | 9 | 0 | A | 7 | 22 | A | 7 | -1 | A | 7 | 21 | A | 7 | 992 | A | 7 | 170 | A | 7 | 3.6 | A | 7 | 16100 | B | 7 | 77777 | A | 7 | 1.5 | E | 8 | 0.185 | F | 8 | 0.16 | F | 8 | 0 | 1 | D | 9 | 0 | C | 8
[26 empty] | 3739900% | 20:00 | 17 | 544 | 0 | 2 | 8 | 0 | 2 | 15 | 0 | 2 | 8 | 0 | 2 | 8 | 0 | 2 | 15 | 0 | 2 | 8 | 0 | 2 | 19 | 0 | E | 9 | 0 | E | 9 | 20 | A | 7 | -1 | A | 7 | 24 | A | 7 | 992 | A | 7 | 170 | A | 7 | 3.6 | A | 7 | 16100 | B | 7 | 77777 | A | 7 | 1.5 | E | 8 | 0.185 | F | 8 | 0.16 | F | 8 | 0 | 1 | D | 9 | 0 | C | 8
[26 empty] | 3739900% | 21:00 | 0 | 0 | 0 | 2 | 0 | 0 | 2 | 0 | 0 | 2 | 0 | 0 | 2 | 0 | 0 | 2 | 0 | 0 | 2 | 0 | 0 | 2 | 0 | 0 | E | 9 | 0 | E | 9 | 19 | A | 7 | 8 | A | 7 | 49 | A | 7 | 992 | A | 7 | 180 | A | 7 | 2.6 | A | 7 | 16100 | B | 7 | 77777 | A | 7 | 1.5 | E | 8 | 0.185 | F | 8 | 0.16 | F | 8 | 0 | 1 | D | 9 | 0 | C | 8
[26 empty] | 3739900% | 22:00 | 0 | 0 | 0 | 2 | 0 | 0 | 2 | 0 | 0 | 2 | 0 | 0 | 2 | 0 | 0 | 2 | 0 | 0 | 2 | 0 | 0 | 2 | 0 | 0 | E | 9 | 0 | E | 9 | 18 | A | 7 | 7 | A | 7 | 49 | A | 7 | 991 | A | 7 | 170 | A | 7 | 2.6 | A | 7 | 16100 | B | 7 | 77777 | A | 7 | 1.5 | E | 8 | 0.185 | F | 8 | 0.16 | F | 8 | 0 | 1 | D | 9 | 0 | C | 8
[26 empty] | 3739900% | 23:00 | 0 | 0 | 0 | 2 | 0 | 0 | 2 | 0 | 0 | 2 | 0 | 0 | 2 | 0 | 0 | 2 | 0 | 0 | 2 | 0 | 0 | 2 | 0 | 0 | E | 9 | 0 | E | 9 | 16 | A | 7 | 7 | A | 7 | 55 | A | 7 | 991 | A | 7 | 170 | A | 7 | 2.6 | A | 7 | 16100 | B | 7 | 77777 | A | 7 | 1.6 | E | 8 | 0.185 | F | 8 | 0.16 | F | 8 | 0 | 1 | D | 9 | 0 | C | 8
[26 empty] | 3739900% | 24:00 | 0 | 0 | 0 | 2 | 0 | 0 | 2 | 0 | 0 | 2 | 0 | 0 | 2 | 0 | 0 | 2 | 0 | 0 | 2 | 0 | 0 | 2 | 0 | 1 | E | 9 | 1 | E | 9 | 17 | A | 7 | 7 | A | 7 | 52 | A | 7 | 991 | A | 7 | 230 | A | 7 | 2.6 | A | 7 | 16100 | B | 7 | 77777 | A | 7 | 1.7 | E | 8 | 0.185 | F | 8 | 0.16 | F | 8 | 0 | 1 | D | 9 | 0 | C | 8
[26 empty] | 3740000% | 1:00 | 0 | 0 | 0 | 2 | 0 | 0 | 2 | 0 | 0 | 2 | 0 | 0 | 2 | 0 | 0 | 2 | 0 | 0 | 2 | 0 | 0 | 2 | 0 | 8 | E | 9 | 8 | E | 9 | 16 | A | 7 | 7 | A | 7 | 55 | A | 7 | 991 | A | 7 | 150 | A | 7 | 2.1 | A | 7 | 16100 | B | 7 | 77777 | A | 7 | 1.9 | E | 8 | 0.185 | F | 8 | 0.16 | F | 8 | 0 | 1 | D | 9 | 0 | C | 8
[26 empty] | 3740000% | 2:00 | 0 | 0 | 0 | 2 | 0 | 0 | 2 | 0 | 0 | 2 | 0 | 0 | 2 | 0 | 0 | 2 | 0 | 0 | 2 | 0 | 0 | 2 | 0 | 2 | E | 9 | 2 | E | 9 | 14 | A | 7 | 7 | A | 7 | 63 | A | 7 | 990 | A | 7 | 140 | A | 7 | 3.1 | A | 7 | 16100 | B | 7 | 77777 | A | 7 | 2 | E | 8 | 0.185 | F | 8 | 0.16 | F | 8 | 0 | 1 | D | 9 | 0 | C | 8
[26 empty] | 3740000% | 3:00 | 0 | 0 | 0 | 2 | 0 | 0 | 2 | 0 | 0 | 2 | 0 | 0 | 2 | 0 | 0 | 2 | 0 | 0 | 2 | 0 | 0 | 2 | 0 | 1 | E | 9 | 1 | E | 9 | 13 | A | 7 | 7 | A | 7 | 67 | A | 7 | 991 | A | 7 | 0 | A | 7 | 0 | A | 7 | 16100 | B | 7 | 77777 | A | 7 | 2.1 | E | 8 | 0.185 | F | 8 | 0.16 | F | 8 | 0 | 1 | D | 9 | 0 | C | 8
[26 empty] | 3740000% | 4:00 | 0 | 0 | 0 | 2 | 0 | 0 | 2 | 0 | 0 | 2 | 0 | 0 | 2 | 0 | 0 | 2 | 0 | 0 | 2 | 0 | 0 | 2 | 0 | 0 | E | 9 | 0 | E | 9 | 13 | A | 7 | 7 | A | 7 | 67 | A | 7 | 991 | A | 7 | 140 | A | 7 | 2.6 | A | 7 | 16100 | B | 7 | 77777 | A | 7 | 2.3 | E | 8 | 0.185 | F | 8 | 0.16 | F | 8 | 0 | 1 | D | 9 | 0 | C | 8
[26 empty] | 3740000% | 5:00 | 2 | 189 | 0 | 2 | 8 | 0 | 2 | 15 | 0 | 2 | 8 | 0 | 2 | 8 | 0 | 2 | 15 | 0 | 2 | 8 | 0 | 2 | 19 | 0 | E | 9 | 0 | A | 7 | 12 | A | 7 | 7 | A | 7 | 71 | A | 7 | 991 | A | 7 | 160 | A | 7 | 2.1 | A | 7 | 16100 | B | 7 | 77777 | A | 7 | 2.2 | E | 8 | 0.185 | F | 8 | 0.16 | F | 8 | 0 | 1 | D | 9 | 0 | C | 8
[26 empty] | 3740000% | 6:00 | 149 | 1332 | 29 | 2 | 8 | 0 | 2 | 15 | 29 | 2 | 8 | 33 | 2 | 8 | 0 | 2 | 15 | 33 | 2 | 8 | 102 | 2 | 19 | 4 | E | 9 | 4 | E | 9 | 13 | A | 7 | 8 | A | 7 | 72 | A | 7 | 991 | A | 7 | 180 | A | 7 | 2.1 | A | 7 | 16100 | B | 7 | 77777 | A | 7 | 2.2 | E | 8 | 0.185 | F | 8 | 0.16 | F | 8 | 0 | 1 | D | 9 | 0 | C | 8
[26 empty] | 3740000% | 7:00 | 396 | 1332 | 231 | 2 | 8 | 396 | 2 | 15 | 113 | 2 | 8 | 238 | 2 | 8 | 348 | 2 | 15 | 134 | 2 | 8 | 215 | 2 | 19 | 0 | E | 9 | 0 | E | 9 | 16 | A | 7 | 8 | A | 7 | 59 | A | 7 | 991 | A | 7 | 200 | A | 7 | 2.6 | A | 7 | 16100 | B | 7 | 77777 | A | 7 | 2.1 | E | 8 | 0.185 | F | 8 | 0.16 | F | 8 | 0 | 1 | D | 9 | 0 | C | 8
[26 empty] | 3740000% | 8:00 | 638 | 1332 | 396 | 2 | 8 | 464 | 2 | 15 | 173 | 2 | 8 | 414 | 2 | 8 | 461 | 2 | 15 | 193 | 2 | 8 | 361 | 2 | 19 | 0 | E | 9 | 0 | E | 9 | 18 | A | 7 | 9 | A | 7 | 56 | A | 7 | 991 | A | 7 | 220 | A | 7 | 2.6 | A | 7 | 16100 | B | 7 | 77777 | A | 7 | 2.2 | E | 8 | 0.185 | F | 8 | 0.16 | F | 8 | 0 | 1 | D | 9 | 0 | C | 8
[26 empty] | 3740000% | 9:00 | 858 | 1332 | 545 | 2 | 8 | 500 | 2 | 15 | 222 | 2 | 8 | 580 | 2 | 8 | 516 | 2 | 15 | 247 | 2 | 8 | 561 | 2 | 19 | 0 | E | 9 | 0 | E | 9 | 21 | A | 7 | 9 | A | 7 | 46 | A | 7 | 991 | A | 7 | 250 | A | 7 | 4.6 | A | 7 | 16100 | B | 7 | 77777 | A | 7 | 2.3 | E | 8 | 0.185 | F | 8 | 0.16 | F | 8 | 0 | 1 | D | 9 | 0 | C | 8
[26 empty] | 3740000% | 10:00 | 1040 | 1332 | 718 | 2 | 8 | 569 | 2 | 15 | 273 | 2 | 8 | 770 | 2 | 8 | 593 | 2 | 15 | 306 | 2 | 8 | 932 | 2 | 19 | 0 | E | 9 | 0 | E | 9 | 22 | A | 7 | 10 | A | 7 | 46 | A | 7 | 990 | A | 7 | 240 | B | 8 | 2.6 | A | 7 | 16100 | B | 7 | 77777 | A | 7 | 2.5 | E | 8 | 0.185 | F | 8 | 0.16 | F | 8 | 0 | 1 | D | 9 | 0 | C | 8
[26 empty] | 3740000% | 11:00 | 1172 | 1332 | 871 | 2 | 8 | 729 | 2 | 15 | 227 | 2 | 8 | 925 | 2 | 8 | 743 | 2 | 15 | 270 | 2 | 8 | 1093 | 2 | 19 | 0 | E | 9 | 0 | E | 9 | 24 | A | 7 | 11 | A | 7 | 44 | A | 7 | 990 | A | 7 | 230 | A | 7 | 4.6 | A | 7 | 16100 | B | 7 | 77777 | A | 7 | 2.4 | E | 8 | 0.185 | F | 8 | 0.16 | F | 8 | 0 | 1 | D | 9 | 0 | C | 8
[26 empty] | 3740000% | 12:00 | 1245 | 1332 | 911 | 2 | 8 | 667 | 2 | 15 | 286 | 2 | 8 | 960 | 2 | 8 | 675 | 2 | 15 | 328 | 2 | 8 | 1849 | 2 | 19 | 0 | E | 9 | 0 | E | 9 | 26 | A | 7 | 12 | A | 7 | 42 | A | 7 | 990 | A | 7 | 240 | A | 7 | 5.7 | A | 7 | 16100 | B | 7 | 77777 | A | 7 | 2.3 | E | 8 | 0.185 | F | 8 | 0.16 | F | 8 | 0 | 1 | D | 9 | 0 | C | 8
[26 empty] | 3740000% | 13:00 | 1253 | 1332 | 938 | 2 | 8 | 750 | 2 | 15 | 232 | 2 | 8 | 1006 | 2 | 8 | 767 | 2 | 15 | 282 | 2 | 8 | 1589 | 2 | 19 | 0 | E | 9 | 0 | E | 9 | 27 | A | 7 | 13 | A | 7 | 42 | A | 7 | 989 | A | 7 | 250 | A | 7 | 5.7 | A | 7 | 16100 | B | 7 | 77777 | A | 7 | 2.2 | E | 8 | 0.185 | F | 8 | 0.16 | F | 8 | 0 | 1 | D | 9 | 0 | C | 8
[26 empty] | 3740000% | 14:00 | 1197 | 1332 | 882 | 2 | 8 | 682 | 2 | 15 | 268 | 2 | 8 | 930 | 2 | 8 | 690 | 2 | 15 | 308 | 2 | 8 | 1399 | 2 | 19 | 8 | E | 9 | 8 | E | 9 | 27 | A | 7 | 14 | A | 7 | 45 | A | 7 | 988 | A | 7 | 270 | A | 7 | 7.7 | A | 7 | 16100 | B | 7 | 2100 | A | 7 | 2.4 | E | 8 | 0.185 | F | 8 | 0.16 | F | 8 | 0 | 1 | D | 9 | 0 | C | 8
[26 empty] | 3740000% | 15:00 | 1080 | 1332 | 682 | 2 | 8 | 453 | 2 | 15 | 314 | 2 | 8 | 725 | 2 | 8 | 472 | 2 | 15 | 342 | 2 | 8 | 1182 | 2 | 19 | 8 | E | 9 | 8 | E | 9 | 28 | A | 7 | 14 | A | 7 | 42 | A | 7 | 988 | A | 7 | 280 | A | 7 | 6.7 | A | 7 | 16100 | B | 7 | 2100 | A | 7 | 2.6 | E | 8 | 0.185 | F | 8 | 0.16 | F | 8 | 0 | 1 | D | 9 | 0 | C | 8
[26 empty] | 3740000% | 16:00 | 910 | 1332 | 615 | 2 | 8 | 516 | 2 | 15 | 262 | 2 | 8 | 649 | 2 | 8 | 533 | 2 | 15 | 284 | 2 | 8 | 716 | 2 | 19 | 3 | E | 9 | 3 | E | 9 | 28 | A | 7 | 14 | A | 7 | 42 | A | 7 | 988 | A | 7 | 280 | A | 7 | 8.7 | A | 7 | 16100 | B | 7 | 77777 | A | 7 | 2.8 | E | 8 | 0.185 | F | 8 | 0.16 | F | 8 | 0 | 1 | D | 9 | 0 | C | 8
[26 empty] | 3740000% | 17:00 | 699 | 1332 | 266 | 2 | 8 | 70 | 2 | 15 | 229 | 2 | 8 | 292 | 2 | 8 | 70 | 2 | 15 | 255 | 2 | 8 | 694 | 2 | 19 | 4 | E | 9 | 4 | E | 9 | 28 | A | 7 | 13 | A | 7 | 40 | A | 7 | 988 | A | 7 | 280 | A | 7 | 5.7 | A | 7 | 16100 | B | 7 | 77777 | A | 7 | 2.8 | E | 8 | 0.185 | F | 8 | 0.16 | F | 8 | 0 | 1 | D | 9 | 0 | C | 8
[26 empty] | 3740000% | 18:00 | 461 | 1332 | 111 | 2 | 8 | 6 | 2 | 15 | 109 | 2 | 8 | 127 | 2 | 8 | 4 | 2 | 15 | 125 | 2 | 8 | 424 | 2 | 19 | 7 | E | 9 | 7 | E | 9 | 27 | A | 7 | 14 | A | 7 | 45 | A | 7 | 988 | A | 7 | 280 | A | 7 | 5.7 | A | 7 | 16100 | B | 7 | 77777 | A | 7 | 2.9 | E | 8 | 0.185 | F | 8 | 0.16 | F | 8 | 0 | 1 | D | 9 | 0 | C | 8
[26 empty] | 3740000% | 19:00 | 213 | 1332 | 85 | 2 | 8 | 130 | 2 | 15 | 64 | 2 | 8 | 89 | 2 | 8 | 85 | 2 | 15 | 75 | 2 | 8 | 123 | 2 | 19 | 10 | E | 9 | 10 | A | 7 | 22 | A | 7 | 16 | A | 7 | 69 | A | 7 | 990 | A | 7 | 330 | A | 7 | 8.7 | A | 7 | 16100 | B | 7 | 2400 | A | 7 | 3 | E | 8 | 0.185 | F | 8 | 0.16 | F | 8 | 0 | 1 | D | 9 | 61 | C | 8
[26 empty] | 3740000% | 20:00 | 18 | 544 | 0 | 2 | 8 | 0 | 2 | 15 | 0 | 2 | 8 | 0 | 2 | 8 | 0 | 2 | 15 | 0 | 2 | 8 | 0 | 2 | 19 | 10 | B | 8 | 10 | B | 8 | 20.7 | B | 8 | 16 | B | 8 | 74 | A | 7 | 990 | B | 8 | 300 | B | 8 | 5.9 | B | 8 | 16100 | C | 8 | 2850 | B | 8 | 3.1 | E | 8 | 0.185 | F | 8 | 0.16 | F | 8 | 0 | 1 | D | 9 | 61 | C | 8
[26 empty] | 3740000% | 21:00 | 0 | 0 | 0 | 2 | 0 | 0 | 2 | 0 | 0 | 2 | 0 | 0 | 2 | 0 | 0 | 2 | 0 | 0 | 2 | 0 | 0 | 2 | 0 | 10 | E | 9 | 10 | E | 9 | 20 | A | 7 | 16 | A | 7 | 78 | A | 7 | 991 | A | 7 | 270 | A | 7 | 3.1 | A | 7 | 16100 | B | 7 | 3300 | A | 7 | 3.2 | E | 8 | 0.185 | F | 8 | 0.16 | F | 8 | 0 | 1 | D | 9 | 61 | C | 8
[26 empty] | 3740000% | 22:00 | 0 | 0 | 0 | 2 | 0 | 0 | 2 | 0 | 0 | 2 | 0 | 0 | 2 | 0 | 0 | 2 | 0 | 0 | 2 | 0 | 0 | 2 | 0 | 8 | E | 9 | 8 | E | 9 | 19 | A | 7 | 17 | A | 7 | 88 | A | 7 | 992 | A | 7 | 0 | A | 7 | 0 | A | 7 | 11300 | B | 7 | 1230 | A | 7 | 3.4 | E | 8 | 0.185 | F | 8 | 0.16 | F | 8 | 0 | 1 | D | 9 | 61 | C | 8
[26 empty] | 3740000% | 23:00 | 0 | 0 | 0 | 2 | 0 | 0 | 2 | 0 | 0 | 2 | 0 | 0 | 2 | 0 | 0 | 2 | 0 | 0 | 2 | 0 | 0 | 2 | 0 | 3 | E | 9 | 3 | E | 9 | 18 | A | 7 | 16 | A | 7 | 88 | A | 7 | 992 | A | 7 | 250 | A | 7 | 1.5 | A | 7 | 11300 | B | 7 | 77777 | A | 7 | 3.2 | E | 8 | 0.185 | F | 8 | 0.16 | F | 8 | 0 | 1 | D | 9 | 0 | C | 8
[26 empty] | 3740000% | 24:00 | 0 | 0 | 0 | 2 | 0 | 0 | 2 | 0 | 0 | 2 | 0 | 0 | 2 | 0 | 0 | 2 | 0 | 0 | 2 | 0 | 0 | 2 | 0 | 0 | E | 9 | 0 | E | 9 | 18 | A | 7 | 14 | A | 7 | 77 | A | 7 | 993 | A | 7 | 350 | A | 7 | 1.5 | A | 7 | 14500 | B | 7 | 77777 | A | 7 | 3.1 | E | 8 | 0.185 | F | 8 | 0.16 | F | 8 | 0 | 1 | D | 9 | 0 | C | 8
[26 empty] | 3740100% | 1:00 | 0 | 0 | 0 | 2 | 0 | 0 | 2 | 0 | 0 | 2 | 0 | 0 | 2 | 0 | 0 | 2 | 0 | 0 | 2 | 0 | 0 | 2 | 0 | 2 | E | 9 | 2 | E | 9 | 18 | A | 7 | 14 | A | 7 | 77 | A | 7 | 992 | A | 7 | 350 | A | 7 | 3.6 | A | 7 | 16100 | B | 7 | 77777 | A | 7 | 3 | E | 8 | 0.186 | F | 8 | 0.16 | F | 8 | 0 | 1 | D | 9 | 0 | C | 8
[26 empty] | 3740100% | 2:00 | 0 | 0 | 0 | 2 | 0 | 0 | 2 | 0 | 0 | 2 | 0 | 0 | 2 | 0 | 0 | 2 | 0 | 0 | 2 | 0 | 0 | 2 | 0 | 0 | E | 9 | 0 | E | 9 | 17 | A | 7 | 14 | A | 7 | 82 | A | 7 | 992 | A | 7 | 360 | A | 7 | 2.1 | A | 7 | 14500 | B | 7 | 77777 | A | 7 | 3 | E | 8 | 0.186 | F | 8 | 0.16 | F | 8 | 0 | 1 | D | 9 | 0 | C | 8
[26 empty] | 3740100% | 3:00 | 0 | 0 | 0 | 2 | 0 | 0 | 2 | 0 | 0 | 2 | 0 | 0 | 2 | 0 | 0 | 2 | 0 | 0 | 2 | 0 | 0 | 2 | 0 | 3 | E | 9 | 3 | E | 9 | 16 | A | 7 | 13 | A | 7 | 82 | A | 7 | 992 | A | 7 | 360 | A | 7 | 3.1 | A | 7 | 14500 | B | 7 | 77777 | A | 7 | 2.9 | E | 8 | 0.186 | F | 8 | 0.16 | F | 8 | 0 | 1 | D | 9 | 0 | C | 8
[26 empty] | 3740100% | 4:00 | 0 | 0 | 0 | 2 | 0 | 0 | 2 | 0 | 0 | 2 | 0 | 0 | 2 | 0 | 0 | 2 | 0 | 0 | 2 | 0 | 0 | 2 | 0 | 4 | E | 9 | 4 | E | 9 | 16 | A | 7 | 11 | A | 7 | 72 | A | 7 | 993 | A | 7 | 20 | A | 7 | 3.1 | A | 7 | 16100 | B | 7 | 77777 | A | 7 | 2.8 | E | 8 | 0.186 | F | 8 | 0.16 | F | 8 | 0 | 1 | D | 9 | 0 | C | 8
[26 empty] | 3740100% | 5:00 | 3 | 211 | 0 | 2 | 8 | 0 | 2 | 15 | 0 | 2 | 8 | 0 | 2 | 8 | 0 | 2 | 15 | 0 | 2 | 8 | 0 | 2 | 19 | 3 | E | 9 | 3 | E | 9 | 14 | A | 7 | 11 | A | 7 | 82 | A | 7 | 994 | A | 7 | 340 | A | 7 | 2.1 | A | 7 | 16100 | B | 7 | 77777 | A | 7 | 2.9 | E | 8 | 0.186 | F | 8 | 0.16 | F | 8 | 0 | 1 | D | 9 | 0 | C | 8
[26 empty] | 3740100% | 6:00 | 151 | 1331 | 28 | 2 | 8 | 0 | 2 | 15 | 28 | 2 | 8 | 32 | 2 | 8 | 0 | 2 | 15 | 32 | 2 | 8 | 100 | 2 | 19 | 10 | E | 9 | 10 | E | 9 | 15 | A | 7 | 11 | A | 7 | 77 | A | 7 | 995 | A | 7 | 360 | A | 7 | 3.1 | A | 7 | 14500 | B | 7 | 990 | A | 7 | 3 | E | 8 | 0.186 | F | 8 | 0.16 | F | 8 | 0 | 1 | D | 9 | 0 | C | 8
[26 empty] | 3740100% | 7:00 | 398 | 1331 | 192 | 2 | 8 | 136 | 2 | 15 | 151 | 2 | 8 | 205 | 2 | 8 | 123 | 2 | 15 | 168 | 2 | 8 | 338 | 2 | 19 | 9 | E | 9 | 8 | E | 9 | 16 | A | 7 | 12 | A | 7 | 77 | A | 7 | 995 | A | 7 | 360 | A | 7 | 4.6 | A | 7 | 14500 | B | 7 | 870 | A | 7 | 3 | E | 8 | 0.186 | F | 8 | 0.16 | F | 8 | 0 | 1 | D | 9 | 0 | C | 8
[26 empty] | 3740100% | 8:00 | 640 | 1331 | 82 | 2 | 8 | 0 | 2 | 15 | 82 | 2 | 8 | 99 | 2 | 8 | 0 | 2 | 15 | 99 | 2 | 8 | 384 | 2 | 19 | 9 | E | 9 | 9 | E | 9 | 17 | A | 7 | 12 | A | 7 | 72 | A | 7 | 996 | A | 7 | 40 | A | 7 | 4.1 | A | 7 | 14500 | B | 7 | 1800 | A | 7 | 3.1 | E | 8 | 0.186 | F | 8 | 0.16 | F | 8 | 0 | 1 | D | 9 | 0 | C | 8
[26 empty] | 3740100% | 9:00 | 859 | 1331 | 298 | 2 | 8 | 37 | 2 | 15 | 275 | 2 | 8 | 329 | 2 | 8 | 38 | 2 | 15 | 305 | 2 | 8 | 930 | 2 | 19 | 10 | E | 9 | 10 | E | 9 | 17 | A | 7 | 11 | A | 7 | 68 | A | 7 | 997 | A | 7 | 360 | A | 7 | 3.6 | A | 7 | 16100 | B | 7 | 900 | A | 7 | 3.1 | E | 8 | 0.186 | F | 8 | 0.16 | F | 8 | 0 | 1 | D | 9 | 0 | C | 8
[26 empty] | 3740100% | 10:00 | 1041 | 1331 | 416 | 2 | 8 | 67 | 2 | 15 | 364 | 2 | 8 | 459 | 2 | 8 | 69 | 2 | 15 | 405 | 2 | 8 | 1410 | 2 | 19 | 10 | E | 9 | 10 | E | 9 | 17 | A | 7 | 10 | A | 7 | 63 | A | 7 | 997 | A | 7 | 10 | A | 7 | 2.6 | A | 7 | 16100 | B | 7 | 900 | A | 7 | 3.1 | E | 8 | 0.186 | F | 8 | 0.16 | F | 8 | 0 | 1 | D | 9 | 0 | C | 8
[26 empty] | 3740100% | 11:00 | 1173 | 1331 | 451 | 2 | 8 | 36 | 2 | 15 | 419 | 2 | 8 | 498 | 2 | 8 | 37 | 2 | 15 | 465 | 2 | 8 | 1915 | 2 | 19 | 8 | E | 9 | 8 | E | 9 | 18 | A | 7 | 11 | A | 7 | 64 | A | 7 | 997 | A | 7 | 80 | A | 7 | 3.6 | A | 7 | 16100 | B | 7 | 900 | A | 7 | 3.1 | E | 8 | 0.186 | F | 8 | 0.16 | F | 8 | 0 | 1 | D | 9 | 0 | C | 8
[26 empty] | 3740100% | 12:00 | 1246 | 1331 | 540 | 2 | 8 | 108 | 2 | 15 | 439 | 2 | 8 | 596 | 2 | 8 | 115 | 2 | 15 | 488 | 2 | 8 | 2459 | 2 | 19 | 10 | E | 9 | 10 | E | 9 | 19 | A | 7 | 11 | A | 7 | 60 | A | 7 | 996 | A | 7 | 140 | B | 8 | 2.6 | A | 7 | 16100 | B | 7 | 960 | A | 7 | 3 | E | 8 | 0.186 | F | 8 | 0.16 | F | 8 | 0 | 1 | D | 9 | 0 | C | 8
[26 empty] | 3740100% | 13:00 | 1254 | 1331 | 383 | 2 | 8 | 24 | 2 | 15 | 360 | 2 | 8 | 456 | 2 | 8 | 22 | 2 | 15 | 436 | 2 | 8 | 1631 | 2 | 19 | 10 | E | 9 | 10 | E | 9 | 20 | A | 7 | 12 | A | 7 | 60 | A | 7 | 996 | A | 7 | 190 | A | 7 | 3.6 | A | 7 | 16100 | B | 7 | 960 | A | 7 | 3 | E | 8 | 0.186 | F | 8 | 0.16 | F | 8 | 0 | 1 | D | 9 | 0 | C | 8
[26 empty] | 3740100% | 14:00 | 1198 | 1331 | 365 | 2 | 8 | 24 | 2 | 15 | 343 | 2 | 8 | 433 | 2 | 8 | 21 | 2 | 15 | 414 | 2 | 8 | 1556 | 2 | 19 | 10 | E | 9 | 10 | E | 9 | 20 | A | 7 | 12 | A | 7 | 60 | A | 7 | 996 | A | 7 | 150 | A | 7 | 2.6 | A | 7 | 16100 | B | 7 | 960 | A | 7 | 3 | E | 8 | 0.186 | F | 8 | 0.16 | F | 8 | 0 | 1 | D | 9 | 0 | C | 8
[26 empty] | 3740100% | 15:00 | 1081 | 1331 | 445 | 2 | 8 | 83 | 2 | 15 | 377 | 2 | 8 | 490 | 2 | 8 | 85 | 2 | 15 | 421 | 2 | 8 | 1526 | 2 | 19 | 9 | E | 9 | 9 | E | 9 | 21 | A | 7 | 13 | A | 7 | 60 | A | 7 | 995 | A | 7 | 170 | A | 7 | 3.6 | A | 7 | 6400 | B | 7 | 960 | A | 7 | 3 | E | 8 | 0.186 | F | 8 | 0.16 | F | 8 | 0 | 1 | D | 9 | 5 | C | 8
[26 empty] | 3740100% | 16:00 | 912 | 1331 | 282 | 2 | 8 | 36 | 2 | 15 | 258 | 2 | 8 | 312 | 2 | 8 | 37 | 2 | 15 | 287 | 2 | 8 | 927 | 2 | 19 | 3 | E | 9 | 3 | E | 9 | 21 | A | 7 | 14 | A | 7 | 64 | A | 7 | 994 | A | 7 | 160 | A | 7 | 3.1 | A | 7 | 6400 | B | 7 | 77777 | A | 7 | 3 | E | 8 | 0.186 | F | 8 | 0.16 | F | 8 | 0 | 1 | D | 9 | 5 | C | 8
[26 empty] | 3740100% | 17:00 | 701 | 1331 | 348 | 2 | 8 | 200 | 2 | 15 | 243 | 2 | 8 | 378 | 2 | 8 | 206 | 2 | 15 | 270 | 2 | 8 | 617 | 2 | 19 | 9 | E | 9 | 9 | E | 9 | 22 | A | 7 | 15 | A | 7 | 64 | A | 7 | 994 | A | 7 | 140 | A | 7 | 2.6 | A | 7 | 11300 | B | 7 | 990 | A | 7 | 3.1 | E | 8 | 0.186 | F | 8 | 0.16 | F | 8 | 0 | 1 | D | 9 | 0 | C | 8
[26 empty] | 3740100% | 18:00 | 463 | 1331 | 127 | 2 | 8 | 11 | 2 | 15 | 123 | 2 | 8 | 143 | 2 | 8 | 7 | 2 | 15 | 141 | 2 | 8 | 464 | 2 | 19 | 9 | E | 9 | 9 | E | 9 | 22 | A | 7 | 16 | A | 7 | 69 | A | 7 | 993 | A | 7 | 140 | A | 7 | 4.1 | A | 7 | 6400 | B | 7 | 1320 | A | 7 | 3.2 | E | 8 | 0.186 | F | 8 | 0.16 | F | 8 | 0 | 1 | D | 9 | 5 | C | 8
[26 empty] | 3740100% | 19:00 | 216 | 1331 | 69 | 2 | 8 | 78 | 2 | 15 | 56 | 2 | 8 | 75 | 2 | 8 | 55 | 2 | 15 | 66 | 2 | 8 | 119 | 2 | 19 | 10 | E | 9 | 10 | A | 7 | 22 | A | 7 | 16 | A | 7 | 69 | A | 7 | 993 | A | 7 | 130 | A | 7 | 3.6 | A | 7 | 4800 | B | 7 | 1260 | A | 7 | 3.3 | E | 8 | 0.186 | F | 8 | 0.16 | F | 8 | 0 | 1 | D | 9 | 5 | C | 8
[26 empty] | 3740100% | 20:00 | 20 | 566 | 0 | 2 | 8 | 0 | 2 | 15 | 0 | 2 | 8 | 0 | 2 | 8 | 0 | 2 | 15 | 0 | 2 | 8 | 0 | 2 | 19 | 10 | E | 9 | 10 | E | 9 | 21 | A | 7 | 15 | A | 7 | 69 | A | 7 | 993 | A | 7 | 130 | A | 7 | 4.1 | A | 7 | 4800 | B | 7 | 1200 | A | 7 | 3.2 | E | 8 | 0.186 | F | 8 | 0.16 | F | 8 | 0 | 1 | D | 9 | 5 | C | 8
[26 empty] | 3740100% | 21:00 | 0 | 0 | 0 | 2 | 0 | 0 | 2 | 0 | 0 | 2 | 0 | 0 | 2 | 0 | 0 | 2 | 0 | 0 | 2 | 0 | 0 | 2 | 0 | 10 | E | 9 | 10 | E | 9 | 21 | A | 7 | 16 | A | 7 | 73 | A | 7 | 994 | A | 7 | 140 | A | 7 | 4.1 | A | 7 | 4800 | B | 7 | 1500 | A | 7 | 3.2 | E | 8 | 0.186 | F | 8 | 0.16 | F | 8 | 0 | 1 | D | 9 | 5 | C | 8
[26 empty] | 3740100% | 22:00 | 0 | 0 | 0 | 2 | 0 | 0 | 2 | 0 | 0 | 2 | 0 | 0 | 2 | 0 | 0 | 2 | 0 | 0 | 2 | 0 | 0 | 2 | 0 | 10 | E | 9 | 10 | E | 9 | 21 | A | 7 | 15 | A | 7 | 69 | A | 7 | 994 | A | 7 | 180 | A | 7 | 6.7 | A | 7 | 14500 | B | 7 | 1500 | A | 7 | 3.2 | E | 8 | 0.186 | F | 8 | 0.16 | F | 8 | 0 | 1 | D | 9 | 5 | C | 8
[26 empty] | 3740100% | 23:00 | 0 | 0 | 0 | 2 | 0 | 0 | 2 | 0 | 0 | 2 | 0 | 0 | 2 | 0 | 0 | 2 | 0 | 0 | 2 | 0 | 0 | 2 | 0 | 10 | E | 9 | 6 | E | 9 | 20 | A | 7 | 14 | A | 7 | 68 | A | 7 | 994 | A | 7 | 180 | A | 7 | 4.6 | A | 7 | 16100 | B | 7 | 77777 | A | 7 | 3.1 | E | 8 | 0.186 | F | 8 | 0.16 | F | 8 | 0 | 1 | D | 9 | 0 | C | 8
[26 empty] | 3740100% | 24:00 | 0 | 0 | 0 | 2 | 0 | 0 | 2 | 0 | 0 | 2 | 0 | 0 | 2 | 0 | 0 | 2 | 0 | 0 | 2 | 0 | 0 | 2 | 0 | 10 | E | 9 | 9 | E | 9 | 19 | A | 7 | 13 | A | 7 | 68 | A | 7 | 994 | A | 7 | 160 | A | 7 | 6.7 | A | 7 | 16100 | B | 7 | 1800 | A | 7 | 3.1 | E | 8 | 0.186 | F | 8 | 0.16 | F | 8 | 0 | 1 | D | 9 | 0 | C | 8
[26 empty] | 3740200% | 1:00 | 0 | 0 | 0 | 2 | 0 | 0 | 2 | 0 | 0 | 2 | 0 | 0 | 2 | 0 | 0 | 2 | 0 | 0 | 2 | 0 | 0 | 2 | 0 | 10 | E | 9 | 9 | E | 9 | 18 | A | 7 | 13 | A | 7 | 73 | A | 7 | 994 | A | 7 | 170 | A | 7 | 5.1 | A | 7 | 16100 | B | 7 | 3300 | A | 7 | 3 | E | 8 | 0.187 | F | 8 | 0.16 | F | 8 | 0 | 1 | D | 9 | 0 | C | 8
[26 empty] | 3740200% | 2:00 | 0 | 0 | 0 | 2 | 0 | 0 | 2 | 0 | 0 | 2 | 0 | 0 | 2 | 0 | 0 | 2 | 0 | 0 | 2 | 0 | 0 | 2 | 0 | 10 | E | 9 | 9 | E | 9 | 17 | A | 7 | 14 | A | 7 | 82 | A | 7 | 993 | A | 7 | 170 | A | 7 | 5.7 | A | 7 | 16100 | B | 7 | 3300 | A | 7 | 3 | E | 8 | 0.187 | F | 8 | 0.16 | F | 8 | 0 | 1 | D | 9 | 17 | C | 8
[26 empty] | 3740200% | 3:00 | 0 | 0 | 0 | 2 | 0 | 0 | 2 | 0 | 0 | 2 | 0 | 0 | 2 | 0 | 0 | 2 | 0 | 0 | 2 | 0 | 0 | 2 | 0 | 8 | E | 9 | 6 | E | 9 | 17 | A | 7 | 14 | A | 7 | 82 | A | 7 | 993 | A | 7 | 180 | A | 7 | 3.1 | A | 7 | 14500 | B | 7 | 77777 | A | 7 | 2.9 | E | 8 | 0.187 | F | 8 | 0.16 | F | 8 | 0 | 1 | D | 9 | 0 | C | 8
[26 empty] | 3740200% | 4:00 | 0 | 0 | 0 | 2 | 0 | 0 | 2 | 0 | 0 | 2 | 0 | 0 | 2 | 0 | 0 | 2 | 0 | 0 | 2 | 0 | 0 | 2 | 0 | 2 | E | 9 | 2 | E | 9 | 17 | A | 7 | 14 | A | 7 | 82 | A | 7 | 993 | A | 7 | 170 | A | 7 | 3.1 | A | 7 | 12900 | B | 7 | 77777 | A | 7 | 2.9 | E | 8 | 0.187 | F | 8 | 0.16 | F | 8 | 0 | 1 | D | 9 | 0 | C | 8
[26 empty] | 3740200% | 5:00 | 3 | 233 | 0 | 2 | 8 | 0 | 2 | 15 | 0 | 2 | 8 | 0 | 2 | 8 | 0 | 2 | 15 | 0 | 2 | 8 | 0 | 2 | 19 | 0 | E | 9 | 0 | E | 9 | 17 | A | 7 | 14 | A | 7 | 82 | A | 7 | 993 | A | 7 | 90 | B | 8 | 1.5 | A | 7 | 9700 | B | 7 | 77777 | A | 7 | 2.8 | E | 8 | 0.187 | F | 8 | 0.16 | F | 8 | 0 | 1 | D | 9 | 10 | C | 8
[26 empty] | 3740200% | 6:00 | 153 | 1331 | 28 | 2 | 8 | 0 | 2 | 15 | 28 | 2 | 8 | 32 | 2 | 8 | 0 | 2 | 15 | 32 | 2 | 8 | 100 | 2 | 19 | 0 | E | 9 | 0 | E | 9 | 16 | A | 7 | 14 | A | 7 | 88 | A | 7 | 994 | A | 7 | 0 | A | 7 | 0 | A | 7 | 8000 | B | 7 | 77777 | A | 7 | 2.8 | E | 8 | 0.187 | F | 8 | 0.16 | F | 8 | 0 | 1 | D | 9 | 10 | C | 8
[26 empty] | 3740200% | 7:00 | 399 | 1331 | 192 | 2 | 8 | 194 | 2 | 15 | 133 | 2 | 8 | 206 | 2 | 8 | 176 | 2 | 15 | 154 | 2 | 8 | 297 | 2 | 19 | 3 | E | 9 | 3 | E | 9 | 17 | A | 7 | 15 | A | 7 | 88 | A | 7 | 994 | A | 7 | 0 | A | 7 | 0 | A | 7 | 6400 | B | 7 | 77777 | A | 7 | 2.8 | E | 8 | 0.187 | F | 8 | 0.16 | F | 8 | 0 | 1 | D | 9 | 10 | C | 8
[26 empty] | 3740200% | 8:00 | 641 | 1331 | 341 | 2 | 8 | 291 | 2 | 15 | 201 | 2 | 8 | 364 | 2 | 8 | 299 | 2 | 15 | 220 | 2 | 8 | 450 | 2 | 19 | 3 | E | 9 | 3 | E | 9 | 19 | A | 7 | 16 | A | 7 | 83 | A | 7 | 994 | A | 7 | 170 | A | 7 | 3.1 | A | 7 | 9700 | B | 7 | 77777 | A | 7 | 2.9 | E | 8 | 0.187 | F | 8 | 0.16 | F | 8 | 0 | 1 | D | 9 | 5 | C | 8
[26 empty] | 3740200% | 9:00 | 860 | 1331 | 493 | 2 | 8 | 323 | 2 | 15 | 284 | 2 | 8 | 531 | 2 | 8 | 346 | 2 | 15 | 307 | 2 | 8 | 756 | 2 | 19 | 3 | E | 9 | 3 | E | 9 | 21 | A | 7 | 16 | A | 7 | 73 | A | 7 | 995 | A | 7 | 200 | A | 7 | 2.1 | A | 7 | 9700 | B | 7 | 77777 | A | 7 | 3.1 | E | 8 | 0.187 | F | 8 | 0.16 | F | 8 | 0 | 1 | D | 9 | 5 | C | 8
[26 empty] | 3740200% | 10:00 | 1042 | 1331 | 712 | 2 | 8 | 569 | 2 | 15 | 266 | 2 | 8 | 766 | 2 | 8 | 593 | 2 | 15 | 301 | 2 | 8 | 911 | 2 | 19 | 0 | E | 9 | 0 | E | 9 | 22 | A | 7 | 17 | A | 7 | 73 | A | 7 | 995 | A | 7 | 280 | B | 8 | 1.5 | A | 7 | 11300 | B | 7 | 77777 | A | 7 | 3.3 | E | 8 | 0.187 | F | 8 | 0.16 | F | 8 | 0 | 1 | D | 9 | 0 | C | 8
[26 empty] | 3740200% | 11:00 | 1174 | 1331 | 815 | 2 | 8 | 573 | 2 | 15 | 309 | 2 | 8 | 880 | 2 | 8 | 599 | 2 | 15 | 350 | 2 | 8 | 1528 | 2 | 19 | 0 | E | 9 | 0 | E | 9 | 24 | A | 7 | 17 | A | 7 | 65 | A | 7 | 995 | A | 7 | 0 | A | 7 | 0 | A | 7 | 8000 | B | 7 | 77777 | A | 7 | 3.1 | E | 8 | 0.187 | F | 8 | 0.16 | F | 8 | 0 | 1 | D | 9 | 5 | C | 8
[26 empty] | 3740200% | 12:00 | 1246 | 1331 | 868 | 2 | 8 | 619 | 2 | 15 | 287 | 2 | 8 | 915 | 2 | 8 | 626 | 2 | 15 | 327 | 2 | 8 | 1880 | 2 | 19 | 5 | E | 9 | 5 | E | 9 | 26 | A | 7 | 17 | A | 7 | 58 | A | 7 | 995 | A | 7 | 230 | A | 7 | 3.1 | A | 7 | 6400 | B | 7 | 77777 | A | 7 | 3 | E | 8 | 0.187 | F | 8 | 0.16 | F | 8 | 0 | 1 | D | 9 | 5 | C | 8
[26 empty] | 3740200% | 13:00 | 1255 | 1331 | 903 | 2 | 8 | 570 | 2 | 15 | 364 | 2 | 8 | 969 | 2 | 8 | 596 | 2 | 15 | 405 | 2 | 8 | 2590 | 2 | 19 | 4 | E | 9 | 3 | E | 9 | 27 | A | 7 | 16 | A | 7 | 51 | A | 7 | 995 | A | 7 | 230 | A | 7 | 4.1 | A | 7 | 16100 | B | 7 | 77777 | A | 7 | 2.8 | E | 8 | 0.187 | F | 8 | 0.16 | F | 8 | 0 | 1 | D | 9 | 0 | C | 8
[26 empty] | 3740200% | 14:00 | 1199 | 1331 | 524 | 2 | 8 | 132 | 2 | 15 | 405 | 2 | 8 | 579 | 2 | 8 | 141 | 2 | 15 | 452 | 2 | 8 | 1939 | 2 | 19 | 7 | E | 9 | 6 | E | 9 | 25 | A | 7 | 16 | A | 7 | 57 | A | 7 | 994 | A | 7 | 360 | A | 7 | 5.1 | A | 7 | 16100 | B | 7 | 77777 | A | 7 | 2.8 | E | 8 | 0.187 | F | 8 | 0.16 | F | 8 | 0 | 1 | D | 9 | 0 | C | 8
[26 empty] | 3740200% | 15:00 | 1083 | 1331 | 144 | 2 | 8 | 0 | 2 | 15 | 144 | 2 | 8 | 180 | 2 | 8 | 0 | 2 | 15 | 180 | 2 | 8 | 751 | 2 | 19 | 8 | E | 9 | 6 | E | 9 | 25 | A | 7 | 16 | A | 7 | 57 | A | 7 | 994 | A | 7 | 60 | A | 7 | 2.6 | A | 7 | 16100 | B | 7 | 77777 | A | 7 | 2.9 | E | 8 | 0.187 | F | 8 | 0.16 | F | 8 | 0 | 1 | D | 9 | 0 | C | 8
[26 empty] | 3740200% | 16:00 | 913 | 1331 | 113 | 2 | 8 | 0 | 2 | 15 | 113 | 2 | 8 | 140 | 2 | 8 | 0 | 2 | 15 | 140 | 2 | 8 | 579 | 2 | 19 | 9 | E | 9 | 8 | E | 9 | 24 | A | 7 | 18 | A | 7 | 69 | A | 7 | 994 | A | 7 | 160 | A | 7 | 3.6 | A | 7 | 14500 | B | 7 | 77777 | A | 7 | 2.9 | E | 8 | 0.187 | F | 8 | 0.16 | F | 8 | 0 | 1 | D | 9 | 17 | C | 8
[26 empty] | 3740200% | 17:00 | 703 | 1331 | 76 | 2 | 8 | 0 | 2 | 15 | 76 | 2 | 8 | 94 | 2 | 8 | 0 | 2 | 15 | 94 | 2 | 8 | 371 | 2 | 19 | 9 | E | 9 | 8 | E | 9 | 24 | A | 7 | 17 | A | 7 | 65 | A | 7 | 994 | A | 7 | 200 | A | 7 | 3.6 | A | 7 | 16100 | B | 7 | 1350 | A | 7 | 2.8 | E | 8 | 0.187 | F | 8 | 0.16 | F | 8 | 0 | 1 | D | 9 | 17 | C | 8
[26 empty] | 3740200% | 18:00 | 466 | 1331 | 66 | 2 | 8 | 0 | 2 | 15 | 66 | 2 | 8 | 78 | 2 | 8 | 0 | 2 | 15 | 78 | 2 | 8 | 285 | 2 | 19 | 10 | E | 9 | 10 | E | 9 | 22 | A | 7 | 15 | A | 7 | 64 | A | 7 | 995 | A | 7 | 10 | A | 7 | 1.5 | A | 7 | 16100 | B | 7 | 2100 | A | 7 | 2.8 | E | 8 | 0.187 | F | 8 | 0.16 | F | 8 | 13 | 1 | D | 9 | 17 | C | 8
[26 empty] | 3740200% | 19:00 | 219 | 1331 | 20 | 2 | 8 | 0 | 2 | 15 | 20 | 2 | 8 | 24 | 2 | 8 | 0 | 2 | 15 | 24 | 2 | 8 | 82 | 2 | 19 | 10 | E | 9 | 10 | A | 7 | 19 | A | 7 | 17 | A | 7 | 88 | A | 7 | 996 | A | 7 | 230 | A | 7 | 5.1 | A | 7 | 6400 | B | 7 | 870 | A | 7 | 2.7 | E | 8 | 0.187 | F | 8 | 0.16 | F | 8 | 0 | 1 | D | 9 | 10 | C | 8
[26 empty] | 3740200% | 20:00 | 21 | 588 | 0 | 2 | 8 | 0 | 2 | 15 | 0 | 2 | 8 | 0 | 2 | 8 | 0 | 2 | 15 | 0 | 2 | 8 | 0 | 2 | 19 | 10 | E | 9 | 9 | E | 9 | 18 | A | 7 | 17 | A | 7 | 94 | A | 7 | 995 | A | 7 | 360 | A | 7 | 5.7 | A | 7 | 9700 | B | 7 | 3000 | A | 7 | 2.9 | E | 8 | 0.187 | F | 8 | 0.16 | F | 8 | 36 | 1 | D | 9 | 10 | C | 8
[26 empty] | 3740200% | 21:00 | 0 | 0 | 0 | 2 | 0 | 0 | 2 | 0 | 0 | 2 | 0 | 0 | 2 | 0 | 0 | 2 | 0 | 0 | 2 | 0 | 0 | 2 | 0 | 10 | E | 9 | 5 | E | 9 | 18 | A | 7 | 17 | A | 7 | 94 | A | 7 | 995 | A | 7 | 0 | A | 7 | 0 | A | 7 | 4800 | B | 7 | 77777 | A | 7 | 3.1 | E | 8 | 0.187 | F | 8 | 0.16 | F | 8 | 0 | 1 | D | 9 | 10 | C | 8
[26 empty] | 3740200% | 22:00 | 0 | 0 | 0 | 2 | 0 | 0 | 2 | 0 | 0 | 2 | 0 | 0 | 2 | 0 | 0 | 2 | 0 | 0 | 2 | 0 | 0 | 2 | 0 | 9 | E | 9 | 5 | E | 9 | 17 | A | 7 | 17 | A | 7 | 100 | A | 7 | 996 | A | 7 | 0 | A | 7 | 0 | A | 7 | 4000 | B | 7 | 77777 | A | 7 | 3.3 | E | 8 | 0.187 | F | 8 | 0.16 | F | 8 | 0 | 1 | D | 9 | 10 | C | 8
[26 empty] | 3740200% | 23:00 | 0 | 0 | 0 | 2 | 0 | 0 | 2 | 0 | 0 | 2 | 0 | 0 | 2 | 0 | 0 | 2 | 0 | 0 | 2 | 0 | 0 | 2 | 0 | 8 | E | 9 | 7 | E | 9 | 17 | A | 7 | 17 | A | 7 | 100 | A | 7 | 996 | A | 7 | 140 | A | 7 | 2.1 | A | 7 | 4000 | B | 7 | 77777 | A | 7 | 3.2 | E | 8 | 0.187 | F | 8 | 0.16 | F | 8 | 0 | 1 | D | 9 | 10 | C | 8
[26 empty] | 3740200% | 24:00 | 0 | 0 | 0 | 2 | 0 | 0 | 2 | 0 | 0 | 2 | 0 | 0 | 2 | 0 | 0 | 2 | 0 | 0 | 2 | 0 | 0 | 2 | 0 | 10 | E | 9 | 9 | E | 9 | 17 | A | 7 | 17 | A | 7 | 100 | A | 7 | 997 | A | 7 | 0 | A | 7 | 0 | A | 7 | 400 | B | 7 | 300 | A | 7 | 3.2 | E | 8 | 0.187 | F | 8 | 0.16 | F | 8 | 0 | 1 | D | 9 | 10 | C | 8
[26 empty] | 3740300% | 1:00 | 0 | 0 | 0 | 2 | 0 | 0 | 2 | 0 | 0 | 2 | 0 | 0 | 2 | 0 | 0 | 2 | 0 | 0 | 2 | 0 | 0 | 2 | 0 | 10 | E | 9 | 9 | E | 9 | 17 | A | 7 | 17 | A | 7 | 100 | A | 7 | 996 | A | 7 | 170 | A | 7 | 2.1 | A | 7 | 4800 | B | 7 | 3300 | A | 7 | 3.2 | E | 8 | 0.187 | F | 8 | 0.16 | F | 8 | 0 | 1 | D | 9 | 10 | C | 8
[26 empty] | 3740300% | 2:00 | 0 | 0 | 0 | 2 | 0 | 0 | 2 | 0 | 0 | 2 | 0 | 0 | 2 | 0 | 0 | 2 | 0 | 0 | 2 | 0 | 0 | 2 | 0 | 10 | E | 9 | 9 | E | 9 | 17 | A | 7 | 16 | A | 7 | 94 | A | 7 | 996 | A | 7 | 160 | A | 7 | 1.5 | A | 7 | 8000 | B | 7 | 3600 | A | 7 | 3.2 | E | 8 | 0.187 | F | 8 | 0.16 | F | 8 | 0 | 1 | D | 9 | 10 | C | 8
[26 empty] | 3740300% | 3:00 | 0 | 0 | 0 | 2 | 0 | 0 | 2 | 0 | 0 | 2 | 0 | 0 | 2 | 0 | 0 | 2 | 0 | 0 | 2 | 0 | 0 | 2 | 0 | 10 | B | 8 | 9 | B | 8 | 16.2 | B | 8 | 15.5 | B | 8 | 96 | A | 7 | 996 | B | 8 | 150 | B | 8 | 1.6 | B | 8 | 7466 | C | 8 | 6667 | B | 8 | 3.2 | E | 8 | 0.187 | F | 8 | 0.16 | F | 8 | 0 | 1 | D | 9 | 10 | C | 8
[26 empty] | 3740300% | 4:00 | 0 | 0 | 0 | 2 | 0 | 0 | 2 | 0 | 0 | 2 | 0 | 0 | 2 | 0 | 0 | 2 | 0 | 0 | 2 | 0 | 0 | 2 | 0 | 10 | B | 8 | 9 | B | 8 | 15.3 | B | 8 | 15.2 | B | 8 | 99 | A | 7 | 996 | B | 8 | 150 | B | 8 | 1.7 | B | 8 | 6933 | C | 8 | 9733 | B | 8 | 3.1 | E | 8 | 0.187 | F | 8 | 0.16 | F | 8 | 0 | 1 | D | 9 | 10 | C | 8
[26 empty] | 3740300% | 5:00 | 3 | 233 | 0 | 2 | 8 | 0 | 2 | 15 | 0 | 2 | 8 | 0 | 2 | 8 | 0 | 2 | 15 | 0 | 2 | 8 | 0 | 2 | 19 | 9 | B | 8 | 9 | B | 8 | 14.5 | B | 8 | 14.5 | B | 8 | 100 | A | 7 | 996 | B | 8 | 140 | B | 8 | 1.8 | B | 8 | 6400 | C | 8 | 12800 | B | 8 | 3.3 | E | 8 | 0.187 | F | 8 | 0.16 | F | 8 | 0 | 1 | D | 9 | 10 | C | 8
[26 empty] | 3740300% | 6:00 | 155 | 1331 | 14 | 2 | 8 | 0 | 2 | 15 | 14 | 2 | 8 | 17 | 2 | 8 | 0 | 2 | 15 | 17 | 2 | 8 | 56 | 2 | 19 | 9 | B | 8 | 9 | B | 8 | 14.6 | B | 8 | 14.6 | B | 8 | 100 | A | 7 | 997 | B | 8 | 130 | B | 8 | 1.9 | B | 8 | 5866 | C | 8 | 15867 | B | 8 | 3.4 | E | 8 | 0.187 | F | 8 | 0.16 | F | 8 | 0 | 1 | D | 9 | 10 | C | 8
[26 empty] | 3740300% | 7:00 | 401 | 1331 | 69 | 2 | 8 | 0 | 2 | 15 | 69 | 2 | 8 | 80 | 2 | 8 | 0 | 2 | 15 | 80 | 2 | 8 | 281 | 2 | 19 | 9 | B | 8 | 9 | B | 8 | 15.7 | B | 8 | 15.7 | B | 8 | 100 | A | 7 | 997 | B | 8 | 130 | B | 8 | 2 | B | 8 | 5333 | C | 8 | 18933 | B | 8 | 3.5 | E | 8 | 0.187 | F | 8 | 0.16 | F | 8 | 0 | 1 | D | 9 | 10 | C | 8
[26 empty] | 3740300% | 8:00 | 642 | 1331 | 204 | 2 | 8 | 19 | 2 | 15 | 195 | 2 | 8 | 232 | 2 | 8 | 16 | 2 | 15 | 224 | 2 | 8 | 764 | 2 | 19 | 9 | E | 9 | 8 | E | 9 | 17 | A | 7 | 16 | A | 7 | 94 | A | 7 | 997 | A | 7 | 120 | A | 7 | 2.1 | A | 7 | 4800 | B | 7 | 77777 | A | 7 | 3.4 | E | 8 | 0.187 | F | 8 | 0.16 | F | 8 | 0 | 1 | D | 9 | 10 | C | 8
[26 empty] | 3740300% | 9:00 | 861 | 1331 | 305 | 2 | 8 | 37 | 2 | 15 | 281 | 2 | 8 | 336 | 2 | 8 | 38 | 2 | 15 | 311 | 2 | 8 | 949 | 2 | 19 | 9 | E | 9 | 9 | E | 9 | 19 | A | 7 | 17 | A | 7 | 88 | A | 7 | 997 | A | 7 | 120 | B | 8 | 1.5 | A | 7 | 6400 | B | 7 | 2100 | A | 7 | 3.3 | E | 8 | 0.187 | F | 8 | 0.16 | F | 8 | 0 | 1 | D | 9 | 10 | C | 8
[26 empty] | 3740300% | 10:00 | 1043 | 1331 | 611 | 2 | 8 | 290 | 2 | 15 | 383 | 2 | 8 | 659 | 2 | 8 | 314 | 2 | 15 | 413 | 2 | 8 | 1324 | 2 | 19 | 8 | E | 9 | 8 | E | 9 | 21 | A | 7 | 17 | A | 7 | 78 | A | 7 | 997 | A | 7 | 110 | A | 7 | 2.1 | A | 7 | 8000 | B | 7 | 2100 | A | 7 | 3.1 | E | 8 | 0.187 | F | 8 | 0.16 | F | 8 | 0 | 1 | D | 9 | 5 | C | 8
[26 empty] | 3740300% | 11:00 | 1174 | 1331 | 809 | 2 | 8 | 561 | 2 | 15 | 313 | 2 | 8 | 872 | 2 | 8 | 587 | 2 | 15 | 353 | 2 | 8 | 1555 | 2 | 19 | 5 | E | 9 | 5 | E | 9 | 23 | A | 7 | 16 | A | 7 | 65 | A | 7 | 997 | A | 7 | 140 | A | 7 | 2.6 | A | 7 | 16100 | B | 7 | 77777 | A | 7 | 3.2 | E | 8 | 0.187 | F | 8 | 0.16 | F | 8 | 0 | 1 | D | 9 | 0 | C | 8
[26 empty] | 3740300% | 12:00 | 1247 | 1331 | 898 | 2 | 8 | 625 | 2 | 15 | 311 | 2 | 8 | 941 | 2 | 8 | 629 | 2 | 15 | 351 | 2 | 8 | 2039 | 2 | 19 | 0 | E | 9 | 0 | E | 9 | 23 | A | 7 | 16 | A | 7 | 65 | A | 7 | 997 | A | 7 | 140 | B | 8 | 2.6 | A | 7 | 16100 | B | 7 | 77777 | A | 7 | 3.2 | E | 8 | 0.187 | F | 8 | 0.16 | F | 8 | 0 | 1 | D | 9 | 0 | C | 8
[26 empty] | 3740300% | 13:00 | 1256 | 1331 | 861 | 2 | 8 | 558 | 2 | 15 | 333 | 2 | 8 | 932 | 2 | 8 | 584 | 2 | 15 | 380 | 2 | 8 | 2379 | 2 | 19 | 0 | E | 9 | 0 | E | 9 | 24 | A | 7 | 17 | A | 7 | 65 | A | 7 | 996 | A | 7 | 130 | A | 7 | 3.6 | A | 7 | 14500 | B | 7 | 77777 | A | 7 | 3.2 | E | 8 | 0.187 | F | 8 | 0.16 | F | 8 | 0 | 1 | D | 9 | 0 | C | 8
[26 empty] | 3740300% | 14:00 | 1200 | 1331 | 818 | 2 | 8 | 586 | 2 | 15 | 288 | 2 | 8 | 858 | 2 | 8 | 591 | 2 | 15 | 324 | 2 | 8 | 1523 | 2 | 19 | 4 | E | 9 | 4 | E | 9 | 24 | A | 7 | 17 | A | 7 | 65 | A | 7 | 996 | A | 7 | 150 | B | 8 | 3.1 | A | 7 | 11300 | B | 7 | 77777 | A | 7 | 3.3 | E | 8 | 0.187 | F | 8 | 0.16 | F | 8 | 0 | 1 | D | 9 | 0 | C | 8
[26 empty] | 3740300% | 15:00 | 1084 | 1331 | 728 | 2 | 8 | 531 | 2 | 15 | 295 | 2 | 8 | 780 | 2 | 8 | 554 | 2 | 15 | 328 | 2 | 8 | 1120 | 2 | 19 | 9 | E | 9 | 7 | E | 9 | 25 | A | 7 | 17 | A | 7 | 61 | A | 7 | 995 | A | 7 | 160 | A | 7 | 2.6 | A | 7 | 12900 | B | 7 | 77777 | A | 7 | 3.4 | E | 8 | 0.187 | F | 8 | 0.16 | F | 8 | 0 | 1 | D | 9 | 0 | C | 8
[26 empty] | 3740300% | 16:00 | 915 | 1331 | 452 | 2 | 8 | 178 | 2 | 15 | 329 | 2 | 8 | 493 | 2 | 8 | 188 | 2 | 15 | 363 | 2 | 8 | 980 | 2 | 19 | 10 | E | 9 | 9 | E | 9 | 25 | A | 7 | 17 | A | 7 | 61 | A | 7 | 995 | A | 7 | 170 | A | 7 | 2.6 | A | 7 | 12900 | B | 7 | 990 | A | 7 | 3.5 | E | 8 | 0.187 | F | 8 | 0.16 | F | 8 | 0 | 1 | D | 9 | 0 | C | 8
[26 empty] | 3740300% | 17:00 | 705 | 1331 | 272 | 2 | 8 | 76 | 2 | 15 | 232 | 2 | 8 | 299 | 2 | 8 | 76 | 2 | 15 | 259 | 2 | 8 | 706 | 2 | 19 | 10 | E | 9 | 9 | E | 9 | 25 | A | 7 | 18 | A | 7 | 65 | A | 7 | 995 | A | 7 | 170 | A | 7 | 4.6 | A | 7 | 11300 | B | 7 | 1410 | A | 7 | 3.3 | E | 8 | 0.187 | F | 8 | 0.16 | F | 8 | 0 | 1 | D | 9 | 0 | C | 8
[26 empty] | 3740300% | 18:00 | 468 | 1331 | 259 | 2 | 8 | 327 | 2 | 15 | 144 | 2 | 8 | 274 | 2 | 8 | 311 | 2 | 15 | 164 | 2 | 8 | 298 | 2 | 19 | 8 | B | 8 | 8 | B | 8 | 23.7 | B | 8 | 17.5 | B | 8 | 68 | A | 7 | 995 | B | 8 | 170 | B | 8 | 4.2 | B | 8 | 12500 | C | 8 | 6558 | B | 8 | 3.2 | E | 8 | 0.187 | F | 8 | 0.16 | F | 8 | 0 | 1 | D | 9 | 0 | C | 8
[26 empty] | 3740300% | 19:00 | 222 | 1331 | 57 | 2 | 8 | 26 | 2 | 15 | 53 | 2 | 8 | 63 | 2 | 8 | 20 | 2 | 15 | 60 | 2 | 8 | 133 | 2 | 19 | 6 | B | 8 | 6 | B | 8 | 22.2 | B | 8 | 17 | B | 8 | 72 | A | 7 | 995 | B | 8 | 180 | B | 8 | 3.9 | B | 8 | 13700 | C | 8 | 11705 | B | 8 | 3.1 | E | 8 | 0.187 | F | 8 | 0.16 | F | 8 | 0 | 1 | D | 9 | 0 | C | 8
[26 empty] | 3740300% | 20:00 | 22 | 610 | 0 | 2 | 8 | 0 | 2 | 15 | 0 | 2 | 8 | 0 | 2 | 8 | 0 | 2 | 15 | 0 | 2 | 8 | 0 | 2 | 19 | 4 | B | 8 | 4 | B | 8 | 20.3 | B | 8 | 16.5 | B | 8 | 79 | A | 7 | 996 | B | 8 | 180 | B | 8 | 3.5 | B | 8 | 14900 | C | 8 | 16853 | B | 8 | 3.2 | E | 8 | 0.187 | F | 8 | 0.16 | F | 8 | 0 | 1 | D | 9 | 0 | C | 8
[26 empty] | 3740300% | 21:00 | 0 | 0 | 0 | 2 | 0 | 0 | 2 | 0 | 0 | 2 | 0 | 0 | 2 | 0 | 0 | 2 | 0 | 0 | 2 | 0 | 0 | 2 | 0 | 2 | E | 9 | 2 | E | 9 | 19 | A | 7 | 16 | A | 7 | 83 | A | 7 | 996 | A | 7 | 180 | A | 7 | 3.1 | A | 7 | 16100 | B | 7 | 77777 | A | 7 | 3.4 | E | 8 | 0.187 | F | 8 | 0.16 | F | 8 | 0 | 1 | D | 9 | 0 | C | 8
[26 empty] | 3740300% | 22:00 | 0 | 0 | 0 | 2 | 0 | 0 | 2 | 0 | 0 | 2 | 0 | 0 | 2 | 0 | 0 | 2 | 0 | 0 | 2 | 0 | 0 | 2 | 0 | 8 | E | 9 | 8 | E | 9 | 19 | A | 7 | 16 | A | 7 | 83 | A | 7 | 996 | A | 7 | 0 | A | 7 | 0 | A | 7 | 16100 | B | 7 | 77777 | A | 7 | 3.6 | E | 8 | 0.187 | F | 8 | 0.16 | F | 8 | 0 | 1 | D | 9 | 0 | C | 8
[26 empty] | 3740300% | 23:00 | 0 | 0 | 0 | 2 | 0 | 0 | 2 | 0 | 0 | 2 | 0 | 0 | 2 | 0 | 0 | 2 | 0 | 0 | 2 | 0 | 0 | 2 | 0 | 10 | E | 9 | 10 | E | 9 | 19 | A | 7 | 15 | A | 7 | 78 | A | 7 | 996 | A | 7 | 0 | A | 7 | 0 | A | 7 | 16100 | B | 7 | 77777 | A | 7 | 3.6 | E | 8 | 0.187 | F | 8 | 0.16 | F | 8 | 0 | 1 | D | 9 | 0 | C | 8
[26 empty] | 3740300% | 24:00 | 0 | 0 | 0 | 2 | 0 | 0 | 2 | 0 | 0 | 2 | 0 | 0 | 2 | 0 | 0 | 2 | 0 | 0 | 2 | 0 | 0 | 2 | 0 | 9 | E | 9 | 9 | E | 9 | 18 | A | 7 | 15 | A | 7 | 83 | A | 7 | 996 | A | 7 | 130 | A | 7 | 2.1 | A | 7 | 16100 | B | 7 | 2400 | A | 7 | 3.6 | E | 8 | 0.187 | F | 8 | 0.16 | F | 8 | 0 | 1 | D | 9 | 0 | C | 8
[26 empty] | 3740400% | 1:00 | 0 | 0 | 0 | 2 | 0 | 0 | 2 | 0 | 0 | 2 | 0 | 0 | 2 | 0 | 0 | 2 | 0 | 0 | 2 | 0 | 0 | 2 | 0 | 4 | E | 9 | 4 | E | 9 | 17 | A | 7 | 15 | A | 7 | 88 | A | 7 | 995 | A | 7 | 100 | A | 7 | 3.1 | A | 7 | 12900 | B | 7 | 77777 | A | 7 | 3.5 | E | 8 | 0.188 | F | 8 | 0.16 | F | 8 | 0 | 1 | D | 9 | 0 | C | 8
[26 empty] | 3740400% | 2:00 | 0 | 0 | 0 | 2 | 0 | 0 | 2 | 0 | 0 | 2 | 0 | 0 | 2 | 0 | 0 | 2 | 0 | 0 | 2 | 0 | 0 | 2 | 0 | 6 | E | 9 | 6 | E | 9 | 17 | A | 7 | 15 | A | 7 | 88 | A | 7 | 995 | A | 7 | 100 | A | 7 | 2.1 | A | 7 | 12900 | B | 7 | 77777 | A | 7 | 3.5 | E | 8 | 0.188 | F | 8 | 0.16 | F | 8 | 0 | 1 | D | 9 | 0 | C | 8
[26 empty] | 3740400% | 3:00 | 0 | 0 | 0 | 2 | 0 | 0 | 2 | 0 | 0 | 2 | 0 | 0 | 2 | 0 | 0 | 2 | 0 | 0 | 2 | 0 | 0 | 2 | 0 | 9 | E | 9 | 8 | E | 9 | 17 | A | 7 | 15 | A | 7 | 88 | A | 7 | 995 | A | 7 | 120 | A | 7 | 2.6 | A | 7 | 12900 | B | 7 | 77777 | A | 7 | 3.5 | E | 8 | 0.188 | F | 8 | 0.16 | F | 8 | 0 | 1 | D | 9 | 0 | C | 8
[26 empty] | 3740400% | 4:00 | 0 | 0 | 0 | 2 | 0 | 0 | 2 | 0 | 0 | 2 | 0 | 0 | 2 | 0 | 0 | 2 | 0 | 0 | 2 | 0 | 0 | 2 | 0 | 8 | E | 9 | 7 | E | 9 | 16 | A | 7 | 14 | A | 7 | 88 | A | 7 | 995 | A | 7 | 310 | A | 7 | 1.5 | A | 7 | 9700 | B | 7 | 77777 | A | 7 | 3.5 | E | 8 | 0.188 | F | 8 | 0.16 | F | 8 | 0 | 1 | D | 9 | 10 | C | 8
[26 empty] | 3740400% | 5:00 | 4 | 255 | 0 | 2 | 8 | 0 | 2 | 15 | 0 | 2 | 8 | 0 | 2 | 8 | 0 | 2 | 15 | 0 | 2 | 8 | 0 | 2 | 19 | 8 | E | 9 | 6 | E | 9 | 16 | A | 7 | 14 | A | 7 | 88 | A | 7 | 995 | A | 7 | 60 | A | 7 | 1.5 | A | 7 | 9700 | B | 7 | 77777 | A | 7 | 3.5 | E | 8 | 0.188 | F | 8 | 0.16 | F | 8 | 0 | 1 | D | 9 | 10 | C | 8
[26 empty] | 3740400% | 6:00 | 157 | 1330 | 54 | 2 | 8 | 0 | 2 | 15 | 54 | 2 | 8 | 59 | 2 | 8 | 0 | 2 | 15 | 59 | 2 | 8 | 158 | 2 | 19 | 6 | E | 9 | 6 | E | 9 | 17 | A | 7 | 15 | A | 7 | 88 | A | 7 | 996 | A | 7 | 320 | A | 7 | 1.5 | A | 7 | 6400 | B | 7 | 77777 | A | 7 | 3.5 | E | 8 | 0.188 | F | 8 | 0.16 | F | 8 | 0 | 1 | D | 9 | 10 | C | 8
[26 empty] | 3740400% | 7:00 | 403 | 1330 | 222 | 2 | 8 | 304 | 2 | 15 | 130 | 2 | 8 | 233 | 2 | 8 | 275 | 2 | 15 | 150 | 2 | 8 | 267 | 2 | 19 | 6 | E | 9 | 5 | E | 9 | 19 | A | 7 | 16 | A | 7 | 83 | A | 7 | 996 | A | 7 | 90 | A | 7 | 1.5 | A | 7 | 9700 | B | 7 | 77777 | A | 7 | 3.4 | E | 8 | 0.188 | F | 8 | 0.16 | F | 8 | 0 | 1 | D | 9 | 5 | C | 8
[26 empty] | 3740400% | 8:00 | 644 | 1330 | 320 | 2 | 8 | 186 | 2 | 15 | 230 | 2 | 8 | 347 | 2 | 8 | 189 | 2 | 15 | 255 | 2 | 8 | 567 | 2 | 19 | 10 | E | 9 | 9 | E | 9 | 19 | A | 7 | 17 | A | 7 | 88 | A | 7 | 996 | A | 7 | 0 | A | 7 | 0 | A | 7 | 8000 | B | 7 | 77777 | A | 7 | 3.4 | E | 8 | 0.188 | F | 8 | 0.16 | F | 8 | 0 | 1 | D | 9 | 5 | C | 8
[26 empty] | 3740400% | 9:00 | 862 | 1330 | 486 | 2 | 8 | 305 | 2 | 15 | 288 | 2 | 8 | 523 | 2 | 8 | 326 | 2 | 15 | 311 | 2 | 8 | 770 | 2 | 19 | 5 | E | 9 | 4 | E | 9 | 21 | A | 7 | 17 | A | 7 | 78 | A | 7 | 996 | A | 7 | 0 | A | 7 | 0 | A | 7 | 9700 | B | 7 | 77777 | A | 7 | 3.4 | E | 8 | 0.188 | F | 8 | 0.16 | F | 8 | 0 | 1 | D | 9 | 5 | C | 8
[26 empty] | 3740400% | 10:00 | 1044 | 1330 | 617 | 2 | 8 | 321 | 2 | 15 | 365 | 2 | 8 | 668 | 2 | 8 | 347 | 2 | 15 | 395 | 2 | 8 | 1255 | 2 | 19 | 10 | E | 9 | 10 | E | 9 | 22 | A | 7 | 17 | A | 7 | 73 | A | 7 | 996 | A | 7 | 190 | A | 7 | 2.6 | A | 7 | 12900 | B | 7 | 77777 | A | 7 | 3.4 | E | 8 | 0.188 | F | 8 | 0.16 | F | 8 | 0 | 1 | D | 9 | 0 | C | 8
[26 empty] | 3740400% | 11:00 | 1175 | 1330 | 494 | 2 | 8 | 96 | 2 | 15 | 408 | 2 | 8 | 544 | 2 | 8 | 99 | 2 | 15 | 457 | 2 | 8 | 1884 | 2 | 19 | 8 | E | 9 | 8 | E | 9 | 23 | A | 7 | 18 | A | 7 | 73 | A | 7 | 996 | A | 7 | 130 | A | 7 | 3.1 | A | 7 | 12900 | B | 7 | 77777 | A | 7 | 3.4 | E | 8 | 0.188 | F | 8 | 0.16 | F | 8 | 0 | 1 | D | 9 | 0 | C | 8
[26 empty] | 3740400% | 12:00 | 1248 | 1330 | 813 | 2 | 8 | 493 | 2 | 15 | 350 | 2 | 8 | 876 | 2 | 8 | 516 | 2 | 15 | 391 | 2 | 8 | 2400 | 2 | 19 | 0 | E | 9 | 0 | A | 7 | 24 | A | 7 | 17 | A | 7 | 65 | A | 7 | 996 | A | 7 | 160 | A | 7 | 2.6 | A | 7 | 16100 | B | 7 | 77777 | A | 7 | 3.4 | E | 8 | 0.188 | F | 8 | 0.16 | F | 8 | 0 | 1 | D | 9 | 0 | C | 8
[26 empty] | 3740400% | 13:00 | 1257 | 1330 | 747 | 2 | 8 | 342 | 2 | 15 | 424 | 2 | 8 | 822 | 2 | 8 | 372 | 2 | 15 | 470 | 2 | 8 | 2704 | 2 | 19 | 10 | E | 9 | 8 | E | 9 | 25 | A | 7 | 17 | A | 7 | 61 | A | 7 | 996 | A | 7 | 160 | B | 8 | 2.6 | A | 7 | 16100 | B | 7 | 77777 | A | 7 | 3.5 | E | 8 | 0.188 | F | 8 | 0.16 | F | 8 | 0 | 1 | D | 9 | 0 | C | 8
[26 empty] | 3740400% | 14:00 | 1201 | 1330 | 606 | 2 | 8 | 203 | 2 | 15 | 422 | 2 | 8 | 667 | 2 | 8 | 217 | 2 | 15 | 471 | 2 | 8 | 2037 | 2 | 19 | 10 | E | 9 | 5 | E | 9 | 25 | A | 7 | 17 | A | 7 | 61 | A | 7 | 996 | A | 7 | 160 | A | 7 | 4.6 | A | 7 | 12900 | B | 7 | 77777 | A | 7 | 3.5 | E | 8 | 0.188 | F | 8 | 0.16 | F | 8 | 0 | 1 | D | 9 | 0 | C | 8
[26 empty] | 3740400% | 15:00 | 1085 | 1330 | 370 | 2 | 8 | 30 | 2 | 15 | 346 | 2 | 8 | 409 | 2 | 8 | 31 | 2 | 15 | 384 | 2 | 8 | 1430 | 2 | 19 | 8 | E | 9 | 4 | E | 9 | 25 | A | 7 | 18 | A | 7 | 65 | A | 7 | 995 | A | 7 | 170 | A | 7 | 4.6 | A | 7 | 11300 | B | 7 | 77777 | A | 7 | 3.5 | E | 8 | 0.188 | F | 8 | 0.16 | F | 8 | 0 | 1 | D | 9 | 0 | C | 8
[26 empty] | 3740400% | 16:00 | 917 | 1330 | 367 | 2 | 8 | 65 | 2 | 15 | 322 | 2 | 8 | 404 | 2 | 8 | 67 | 2 | 15 | 358 | 2 | 8 | 1117 | 2 | 19 | 6 | E | 9 | 5 | E | 9 | 25 | A | 7 | 17 | A | 7 | 61 | A | 7 | 995 | A | 7 | 190 | A | 7 | 5.1 | A | 7 | 16100 | B | 7 | 77777 | A | 7 | 3.5 | E | 8 | 0.188 | F | 8 | 0.16 | F | 8 | 0 | 1 | D | 9 | 0 | C | 8
[26 empty] | 3740400% | 17:00 | 707 | 1330 | 240 | 2 | 8 | 59 | 2 | 15 | 208 | 2 | 8 | 263 | 2 | 8 | 59 | 2 | 15 | 232 | 2 | 8 | 649 | 2 | 19 | 6 | E | 9 | 5 | E | 9 | 24 | A | 7 | 18 | A | 7 | 69 | A | 7 | 995 | A | 7 | 190 | A | 7 | 3.1 | A | 7 | 16100 | B | 7 | 77777 | A | 7 | 3.4 | E | 8 | 0.188 | F | 8 | 0.16 | F | 8 | 0 | 1 | D | 9 | 0 | C | 8
[26 empty] | 3740400% | 18:00 | 471 | 1330 | 264 | 2 | 8 | 338 | 2 | 15 | 144 | 2 | 8 | 279 | 2 | 8 | 322 | 2 | 15 | 165 | 2 | 8 | 298 | 2 | 19 | 10 | E | 9 | 8 | E | 9 | 24 | A | 7 | 18 | A | 7 | 69 | A | 7 | 994 | A | 7 | 190 | B | 8 | 1.5 | A | 7 | 14500 | B | 7 | 77777 | A | 7 | 3.2 | E | 8 | 0.188 | F | 8 | 0.16 | F | 8 | 0 | 1 | D | 9 | 0 | C | 8
[26 empty] | 3740400% | 19:00 | 224 | 1330 | 70 | 2 | 8 | 68 | 2 | 15 | 59 | 2 | 8 | 77 | 2 | 8 | 49 | 2 | 15 | 69 | 2 | 8 | 126 | 2 | 19 | 10 | E | 9 | 5 | A | 7 | 24 | A | 7 | 19 | A | 7 | 74 | A | 7 | 994 | A | 7 | 190 | A | 7 | 2.1 | A | 7 | 12900 | B | 7 | 77777 | A | 7 | 3.1 | E | 8 | 0.188 | F | 8 | 0.16 | F | 8 | 0 | 1 | D | 9 | 17 | C | 8
[26 empty] | 3740400% | 20:00 | 23 | 632 | 0 | 2 | 8 | 0 | 2 | 15 | 0 | 2 | 8 | 0 | 2 | 8 | 0 | 2 | 15 | 0 | 2 | 8 | 0 | 2 | 19 | 10 | E | 9 | 10 | E | 9 | 19 | A | 7 | 16 | A | 7 | 83 | A | 7 | 994 | A | 7 | 160 | A | 7 | 3.1 | A | 7 | 14500 | B | 7 | 1500 | A | 7 | 3.2 | E | 8 | 0.188 | F | 8 | 0.16 | F | 8 | 74 | 1 | D | 9 | 10 | C | 8
[26 empty] | 3740400% | 21:00 | 0 | 0 | 0 | 2 | 0 | 0 | 2 | 0 | 0 | 2 | 0 | 0 | 2 | 0 | 0 | 2 | 0 | 0 | 2 | 0 | 0 | 2 | 0 | 10 | E | 9 | 10 | E | 9 | 19 | A | 7 | 18 | A | 7 | 94 | A | 7 | 995 | A | 7 | 100 | A | 7 | 2.6 | A | 7 | 12900 | B | 7 | 3300 | A | 7 | 3.3 | E | 8 | 0.188 | F | 8 | 0.16 | F | 8 | 3 | 1 | D | 9 | 10 | C | 8
[26 empty] | 3740400% | 22:00 | 0 | 0 | 0 | 2 | 0 | 0 | 2 | 0 | 0 | 2 | 0 | 0 | 2 | 0 | 0 | 2 | 0 | 0 | 2 | 0 | 0 | 2 | 0 | 10 | E | 9 | 6 | E | 9 | 19 | A | 7 | 18 | A | 7 | 94 | A | 7 | 995 | A | 7 | 80 | A | 7 | 2.1 | A | 7 | 11300 | B | 7 | 77777 | A | 7 | 3.4 | E | 8 | 0.188 | F | 8 | 0.16 | F | 8 | 0 | 1 | D | 9 | 0 | C | 8
[26 empty] | 3740400% | 23:00 | 0 | 0 | 0 | 2 | 0 | 0 | 2 | 0 | 0 | 2 | 0 | 0 | 2 | 0 | 0 | 2 | 0 | 0 | 2 | 0 | 0 | 2 | 0 | 10 | E | 9 | 6 | E | 9 | 18 | A | 7 | 17 | A | 7 | 94 | A | 7 | 995 | A | 7 | 0 | A | 7 | 0 | A | 7 | 6400 | B | 7 | 77777 | A | 7 | 3.6 | E | 8 | 0.188 | F | 8 | 0.16 | F | 8 | 0 | 1 | D | 9 | 0 | C | 8
[26 empty] | 3740400% | 24:00 | 0 | 0 | 0 | 2 | 0 | 0 | 2 | 0 | 0 | 2 | 0 | 0 | 2 | 0 | 0 | 2 | 0 | 0 | 2 | 0 | 0 | 2 | 0 | 10 | E | 9 | 10 | E | 9 | 18 | A | 7 | 17 | A | 7 | 94 | A | 7 | 995 | A | 7 | 0 | A | 7 | 0 | A | 7 | 8000 | B | 7 | 3000 | A | 7 | 3.7 | E | 8 | 0.188 | F | 8 | 0.16 | F | 8 | 0 | 1 | D | 9 | 10 | C | 8
[26 empty] | 3740500% | 1:00 | 0 | 0 | 0 | 2 | 0 | 0 | 2 | 0 | 0 | 2 | 0 | 0 | 2 | 0 | 0 | 2 | 0 | 0 | 2 | 0 | 0 | 2 | 0 | 10 | E | 9 | 10 | E | 9 | 19 | A | 7 | 17 | A | 7 | 88 | A | 7 | 995 | A | 7 | 100 | A | 7 | 2.1 | A | 7 | 8000 | B | 7 | 77777 | A | 7 | 3.8 | E | 8 | 0.188 | F | 8 | 0.16 | F | 8 | 0 | 1 | D | 9 | 10 | C | 8
[26 empty] | 3740500% | 2:00 | 0 | 0 | 0 | 2 | 0 | 0 | 2 | 0 | 0 | 2 | 0 | 0 | 2 | 0 | 0 | 2 | 0 | 0 | 2 | 0 | 0 | 2 | 0 | 9 | E | 9 | 9 | E | 9 | 18 | A | 7 | 17 | A | 7 | 94 | A | 7 | 994 | A | 7 | 80 | A | 7 | 2.6 | A | 7 | 8000 | B | 7 | 77777 | A | 7 | 3.7 | E | 8 | 0.188 | F | 8 | 0.16 | F | 8 | 0 | 1 | D | 9 | 10 | C | 8
[26 empty] | 3740500% | 3:00 | 0 | 0 | 0 | 2 | 0 | 0 | 2 | 0 | 0 | 2 | 0 | 0 | 2 | 0 | 0 | 2 | 0 | 0 | 2 | 0 | 0 | 2 | 0 | 4 | E | 9 | 4 | E | 9 | 18 | A | 7 | 17 | A | 7 | 94 | A | 7 | 994 | A | 7 | 90 | A | 7 | 3.1 | A | 7 | 8000 | B | 7 | 77777 | A | 7 | 3.6 | E | 8 | 0.188 | F | 8 | 0.16 | F | 8 | 0 | 1 | D | 9 | 10 | C | 8
[26 empty] | 3740500% | 4:00 | 0 | 0 | 0 | 2 | 0 | 0 | 2 | 0 | 0 | 2 | 0 | 0 | 2 | 0 | 0 | 2 | 0 | 0 | 2 | 0 | 0 | 2 | 0 | 7 | E | 9 | 7 | E | 9 | 18 | A | 7 | 17 | A | 7 | 94 | A | 7 | 995 | A | 7 | 0 | A | 7 | 0 | A | 7 | 8000 | B | 7 | 77777 | A | 7 | 3.5 | E | 8 | 0.188 | F | 8 | 0.16 | F | 8 | 0 | 1 | D | 9 | 10 | C | 8
[26 empty] | 3740500% | 5:00 | 4 | 255 | 0 | 2 | 8 | 0 | 2 | 15 | 0 | 2 | 8 | 0 | 2 | 8 | 0 | 2 | 15 | 0 | 2 | 8 | 0 | 2 | 19 | 9 | E | 9 | 8 | E | 9 | 17 | A | 7 | 17 | A | 7 | 100 | A | 7 | 995 | A | 7 | 0 | A | 7 | 0 | A | 7 | 4800 | B | 7 | 77777 | A | 7 | 3.5 | E | 8 | 0.188 | F | 8 | 0.16 | F | 8 | 0 | 1 | D | 9 | 10 | C | 8
[26 empty] | 3740500% | 6:00 | 159 | 1330 | 40 | 2 | 8 | 0 | 2 | 15 | 40 | 2 | 8 | 45 | 2 | 8 | 0 | 2 | 15 | 45 | 2 | 8 | 132 | 2 | 19 | 7 | E | 9 | 7 | E | 9 | 18 | A | 7 | 17 | A | 7 | 94 | A | 7 | 995 | A | 7 | 0 | A | 7 | 0 | A | 7 | 4800 | B | 7 | 77777 | A | 7 | 3.4 | E | 8 | 0.188 | F | 8 | 0.16 | F | 8 | 0 | 1 | D | 9 | 10 | C | 8
[26 empty] | 3740500% | 7:00 | 404 | 1330 | 69 | 2 | 8 | 0 | 2 | 15 | 69 | 2 | 8 | 80 | 2 | 8 | 0 | 2 | 15 | 80 | 2 | 8 | 282 | 2 | 19 | 10 | E | 9 | 10 | E | 9 | 18 | A | 7 | 17 | A | 7 | 94 | A | 7 | 995 | A | 7 | 0 | A | 7 | 0 | A | 7 | 4000 | B | 7 | 270 | A | 7 | 3.4 | E | 8 | 0.188 | F | 8 | 0.16 | F | 8 | 0 | 1 | D | 9 | 10 | C | 8
[26 empty] | 3740500% | 8:00 | 645 | 1330 | 157 | 2 | 8 | 0 | 2 | 15 | 157 | 2 | 8 | 181 | 2 | 8 | 0 | 2 | 15 | 181 | 2 | 8 | 657 | 2 | 19 | 10 | E | 9 | 10 | E | 9 | 19 | A | 7 | 18 | A | 7 | 94 | A | 7 | 996 | A | 7 | 190 | A | 7 | 2.1 | A | 7 | 3200 | B | 7 | 210 | A | 7 | 3.4 | E | 8 | 0.188 | F | 8 | 0.16 | F | 8 | 0 | 1 | D | 9 | 10 | C | 8
[26 empty] | 3740500% | 9:00 | 863 | 1330 | 272 | 2 | 8 | 24 | 2 | 15 | 256 | 2 | 8 | 314 | 2 | 8 | 21 | 2 | 15 | 300 | 2 | 8 | 1098 | 2 | 19 | 10 | B | 8 | 10 | B | 8 | 20 | B | 8 | 17.4 | B | 8 | 85 | A | 7 | 996 | B | 8 | 190 | B | 8 | 2.9 | B | 8 | 4800 | C | 8 | 285 | B | 8 | 3.4 | E | 8 | 0.188 | F | 8 | 0.16 | F | 8 | 0 | 1 | D | 9 | 5 | C | 8
[26 empty] | 3740500% | 10:00 | 1044 | 1330 | 214 | 2 | 8 | 6 | 2 | 15 | 209 | 2 | 8 | 258 | 2 | 8 | 5 | 2 | 15 | 254 | 2 | 8 | 1025 | 2 | 19 | 10 | E | 9 | 10 | E | 9 | 21 | A | 7 | 17 | A | 7 | 78 | A | 7 | 996 | A | 7 | 180 | A | 7 | 3.6 | A | 7 | 6400 | B | 7 | 360 | A | 7 | 3.4 | E | 8 | 0.188 | F | 8 | 0.16 | F | 8 | 0 | 1 | D | 9 | 5 | C | 8
[26 empty] | 3740500% | 11:00 | 1176 | 1330 | 315 | 2 | 8 | 24 | 2 | 15 | 293 | 2 | 8 | 348 | 2 | 8 | 24 | 2 | 15 | 327 | 2 | 8 | 1414 | 2 | 19 | 10 | E | 9 | 10 | E | 9 | 22 | A | 7 | 18 | A | 7 | 78 | A | 7 | 996 | A | 7 | 200 | A | 7 | 4.1 | A | 7 | 3200 | B | 7 | 420 | A | 7 | 3.4 | E | 8 | 0.188 | F | 8 | 0.16 | F | 8 | 0 | 1 | D | 9 | 5 | C | 8
[26 empty] | 3740500% | 12:00 | 1248 | 1330 | 650 | 2 | 8 | 222 | 2 | 15 | 440 | 2 | 8 | 716 | 2 | 8 | 237 | 2 | 15 | 493 | 2 | 8 | 2511 | 2 | 19 | 8 | E | 9 | 8 | E | 9 | 23 | A | 7 | 18 | A | 7 | 73 | A | 7 | 996 | A | 7 | 170 | A | 7 | 5.1 | A | 7 | 4800 | B | 7 | 540 | A | 7 | 3.5 | E | 8 | 0.188 | F | 8 | 0.16 | F | 8 | 0 | 1 | D | 9 | 5 | C | 8
[26 empty] | 3740500% | 13:00 | 1257 | 1330 | 616 | 2 | 8 | 174 | 2 | 15 | 451 | 2 | 8 | 679 | 2 | 8 | 186 | 2 | 15 | 503 | 2 | 8 | 2677 | 2 | 19 | 8 | E | 9 | 8 | E | 9 | 24 | A | 7 | 18 | A | 7 | 69 | A | 7 | 995 | A | 7 | 160 | A | 7 | 4.6 | A | 7 | 4800 | B | 7 | 690 | A | 7 | 3.5 | E | 8 | 0.188 | F | 8 | 0.16 | F | 8 | 0 | 1 | D | 9 | 5 | C | 8
[26 empty] | 3740500% | 14:00 | 1202 | 1330 | 859 | 2 | 8 | 574 | 2 | 15 | 339 | 2 | 8 | 922 | 2 | 8 | 600 | 2 | 15 | 378 | 2 | 8 | 1882 | 2 | 19 | 8 | E | 9 | 8 | E | 9 | 24 | A | 7 | 17 | A | 7 | 65 | A | 7 | 994 | A | 7 | 170 | A | 7 | 4.6 | A | 7 | 8000 | B | 7 | 960 | A | 7 | 3.6 | E | 8 | 0.188 | F | 8 | 0.16 | F | 8 | 0 | 1 | D | 9 | 5 | C | 8
[26 empty] | 3740500% | 15:00 | 1086 | 1330 | 769 | 2 | 8 | 656 | 2 | 15 | 232 | 2 | 8 | 810 | 2 | 8 | 665 | 2 | 15 | 266 | 2 | 8 | 865 | 2 | 19 | 8 | E | 9 | 8 | E | 9 | 26 | A | 7 | 17 | A | 7 | 58 | A | 7 | 994 | A | 7 | 180 | A | 7 | 5.7 | A | 7 | 12900 | B | 7 | 1050 | A | 7 | 3.6 | E | 8 | 0.188 | F | 8 | 0.16 | F | 8 | 0 | 1 | D | 9 | 0 | C | 8
[26 empty] | 3740500% | 16:00 | 918 | 1330 | 615 | 2 | 8 | 581 | 2 | 15 | 213 | 2 | 8 | 664 | 2 | 8 | 603 | 2 | 15 | 247 | 2 | 8 | 580 | 2 | 19 | 4 | E | 9 | 4 | E | 9 | 27 | A | 7 | 17 | A | 7 | 54 | A | 7 | 993 | A | 7 | 160 | A | 7 | 6.2 | A | 7 | 12900 | B | 7 | 77777 | A | 7 | 3.7 | E | 8 | 0.188 | F | 8 | 0.16 | F | 8 | 0 | 1 | D | 9 | 0 | C | 8
[26 empty] | 3740500% | 17:00 | 709 | 1330 | 420 | 2 | 8 | 417 | 2 | 15 | 197 | 2 | 8 | 440 | 2 | 8 | 421 | 2 | 15 | 215 | 2 | 8 | 433 | 2 | 19 | 6 | E | 9 | 6 | E | 9 | 26 | A | 7 | 17 | A | 7 | 58 | A | 7 | 992 | A | 7 | 150 | A | 7 | 6.2 | A | 7 | 12900 | B | 7 | 77777 | A | 7 | 3.5 | E | 8 | 0.188 | F | 8 | 0.16 | F | 8 | 0 | 1 | D | 9 | 0 | C | 8
[26 empty] | 3740500% | 18:00 | 473 | 1330 | 264 | 2 | 8 | 384 | 2 | 15 | 128 | 2 | 8 | 275 | 2 | 8 | 357 | 2 | 15 | 148 | 2 | 8 | 247 | 2 | 19 | 1 | E | 9 | 1 | E | 9 | 26 | A | 7 | 17 | A | 7 | 58 | A | 7 | 992 | A | 7 | 170 | A | 7 | 3.1 | A | 7 | 14500 | B | 7 | 77777 | A | 7 | 3.4 | E | 8 | 0.188 | F | 8 | 0.16 | F | 8 | 0 | 1 | D | 9 | 0 | C | 8
[26 empty] | 3740500% | 19:00 | 227 | 1330 | 95 | 2 | 8 | 216 | 2 | 15 | 58 | 2 | 8 | 98 | 2 | 8 | 150 | 2 | 15 | 73 | 2 | 8 | 106 | 2 | 19 | 0 | E | 9 | 0 | A | 7 | 24 | A | 7 | 16 | A | 7 | 61 | A | 7 | 992 | A | 7 | 170 | A | 7 | 4.1 | A | 7 | 16100 | B | 7 | 77777 | A | 7 | 3.2 | E | 8 | 0.188 | F | 8 | 0.16 | F | 8 | 0 | 1 | D | 9 | 0 | C | 8
[26 empty] | 3740500% | 20:00 | 25 | 632 | 0 | 2 | 8 | 0 | 2 | 15 | 0 | 2 | 8 | 0 | 2 | 8 | 0 | 2 | 15 | 0 | 2 | 8 | 0 | 2 | 19 | 8 | E | 9 | 8 | E | 9 | 23 | A | 7 | 16 | A | 7 | 65 | A | 7 | 992 | A | 7 | 160 | A | 7 | 2.6 | A | 7 | 16100 | B | 7 | 77777 | A | 7 | 3.1 | E | 8 | 0.188 | F | 8 | 0.16 | F | 8 | 0 | 1 | D | 9 | 0 | C | 8
[26 empty] | 3740500% | 21:00 | 0 | 0 | 0 | 2 | 0 | 0 | 2 | 0 | 0 | 2 | 0 | 0 | 2 | 0 | 0 | 2 | 0 | 0 | 2 | 0 | 0 | 2 | 0 | 10 | E | 9 | 9 | E | 9 | 22 | A | 7 | 16 | A | 7 | 69 | A | 7 | 992 | A | 7 | 160 | A | 7 | 2.6 | A | 7 | 16100 | B | 7 | 77777 | A | 7 | 3 | E | 8 | 0.188 | F | 8 | 0.16 | F | 8 | 0 | 1 | D | 9 | 0 | C | 8
[26 empty] | 3740500% | 22:00 | 0 | 0 | 0 | 2 | 0 | 0 | 2 | 0 | 0 | 2 | 0 | 0 | 2 | 0 | 0 | 2 | 0 | 0 | 2 | 0 | 0 | 2 | 0 | 7 | E | 9 | 5 | E | 9 | 21 | A | 7 | 16 | A | 7 | 73 | A | 7 | 992 | A | 7 | 160 | A | 7 | 2.6 | A | 7 | 14500 | B | 7 | 77777 | A | 7 | 2.9 | E | 8 | 0.188 | F | 8 | 0.16 | F | 8 | 0 | 1 | D | 9 | 0 | C | 8
[26 empty] | 3740500% | 23:00 | 0 | 0 | 0 | 2 | 0 | 0 | 2 | 0 | 0 | 2 | 0 | 0 | 2 | 0 | 0 | 2 | 0 | 0 | 2 | 0 | 0 | 2 | 0 | 4 | E | 9 | 3 | E | 9 | 21 | A | 7 | 16 | A | 7 | 73 | A | 7 | 992 | A | 7 | 180 | A | 7 | 4.1 | A | 7 | 16100 | B | 7 | 77777 | A | 7 | 2.9 | E | 8 | 0.188 | F | 8 | 0.16 | F | 8 | 0 | 1 | D | 9 | 0 | C | 8
[26 empty] | 3740500% | 24:00 | 0 | 0 | 0 | 2 | 0 | 0 | 2 | 0 | 0 | 2 | 0 | 0 | 2 | 0 | 0 | 2 | 0 | 0 | 2 | 0 | 0 | 2 | 0 | 0 | E | 9 | 0 | E | 9 | 21 | A | 7 | 16 | A | 7 | 73 | A | 7 | 992 | A | 7 | 170 | A | 7 | 3.6 | A | 7 | 16100 | B | 7 | 77777 | A | 7 | 2.8 | E | 8 | 0.188 | F | 8 | 0.16 | F | 8 | 0 | 1 | D | 9 | 0 | C | 8
[26 empty] | 3740600% | 1:00 | 0 | 0 | 0 | 2 | 0 | 0 | 2 | 0 | 0 | 2 | 0 | 0 | 2 | 0 | 0 | 2 | 0 | 0 | 2 | 0 | 0 | 2 | 0 | 6 | E | 9 | 6 | E | 9 | 19 | A | 7 | 17 | A | 7 | 88 | A | 7 | 992 | A | 7 | 160 | A | 7 | 3.6 | A | 7 | 14500 | B | 7 | 77777 | A | 7 | 2.8 | E | 8 | 0.189 | F | 8 | 0.16 | F | 8 | 0 | 1 | D | 9 | 0 | C | 8
[26 empty] | 3740600% | 2:00 | 0 | 0 | 0 | 2 | 0 | 0 | 2 | 0 | 0 | 2 | 0 | 0 | 2 | 0 | 0 | 2 | 0 | 0 | 2 | 0 | 0 | 2 | 0 | 6 | E | 9 | 6 | E | 9 | 19 | A | 7 | 17 | A | 7 | 88 | A | 7 | 991 | A | 7 | 160 | A | 7 | 4.1 | A | 7 | 14500 | B | 7 | 77777 | A | 7 | 2.8 | E | 8 | 0.189 | F | 8 | 0.16 | F | 8 | 0 | 1 | D | 9 | 0 | C | 8
[26 empty] | 3740600% | 3:00 | 0 | 0 | 0 | 2 | 0 | 0 | 2 | 0 | 0 | 2 | 0 | 0 | 2 | 0 | 0 | 2 | 0 | 0 | 2 | 0 | 0 | 2 | 0 | 1 | E | 9 | 1 | E | 9 | 18 | A | 7 | 16 | A | 7 | 88 | A | 7 | 991 | A | 7 | 140 | A | 7 | 3.1 | A | 7 | 12900 | B | 7 | 77777 | A | 7 | 2.7 | E | 8 | 0.189 | F | 8 | 0.16 | F | 8 | 0 | 1 | D | 9 | 0 | C | 8
[26 empty] | 3740600% | 4:00 | 0 | 0 | 0 | 2 | 0 | 0 | 2 | 0 | 0 | 2 | 0 | 0 | 2 | 0 | 0 | 2 | 0 | 0 | 2 | 0 | 0 | 2 | 0 | 0 | E | 9 | 0 | E | 9 | 18 | A | 7 | 16 | A | 7 | 88 | A | 7 | 991 | A | 7 | 130 | A | 7 | 3.1 | A | 7 | 11300 | B | 7 | 77777 | A | 7 | 2.7 | E | 8 | 0.189 | F | 8 | 0.16 | F | 8 | 0 | 1 | D | 9 | 0 | C | 8
[26 empty] | 3740600% | 5:00 | 4 | 277 | 0 | 2 | 8 | 0 | 2 | 15 | 0 | 2 | 8 | 0 | 2 | 8 | 0 | 2 | 15 | 0 | 2 | 8 | 0 | 2 | 19 | 0 | E | 9 | 0 | E | 9 | 17 | A | 7 | 16 | A | 7 | 94 | A | 7 | 991 | A | 7 | 150 | A | 7 | 1.5 | A | 7 | 9700 | B | 7 | 77777 | A | 7 | 2.5 | E | 8 | 0.189 | F | 8 | 0.16 | F | 8 | 0 | 1 | D | 9 | 10 | C | 8
[26 empty] | 3740600% | 6:00 | 160 | 1329 | 65 | 2 | 8 | 41 | 2 | 15 | 60 | 2 | 8 | 71 | 2 | 8 | 29 | 2 | 15 | 67 | 2 | 8 | 131 | 2 | 19 | 0 | E | 9 | 0 | E | 9 | 17 | A | 7 | 16 | A | 7 | 94 | A | 7 | 991 | A | 7 | 0 | A | 7 | 0 | A | 7 | 8000 | B | 7 | 77777 | A | 7 | 2.3 | E | 8 | 0.189 | F | 8 | 0.16 | F | 8 | 0 | 1 | D | 9 | 10 | C | 8
[26 empty] | 3740600% | 7:00 | 405 | 1329 | 221 | 2 | 8 | 291 | 2 | 15 | 132 | 2 | 8 | 232 | 2 | 8 | 263 | 2 | 15 | 151 | 2 | 8 | 271 | 2 | 19 | 0 | E | 9 | 0 | E | 9 | 19 | A | 7 | 17 | A | 7 | 88 | A | 7 | 992 | A | 7 | 180 | A | 7 | 4.1 | A | 7 | 11300 | B | 7 | 77777 | A | 7 | 2.2 | E | 8 | 0.189 | F | 8 | 0.16 | F | 8 | 0 | 1 | D | 9 | 0 | C | 8
[26 empty] | 3740600% | 8:00 | 646 | 1329 | 395 | 2 | 8 | 464 | 2 | 15 | 169 | 2 | 8 | 415 | 2 | 8 | 462 | 2 | 15 | 190 | 2 | 8 | 353 | 2 | 19 | 3 | E | 9 | 3 | E | 9 | 21 | A | 7 | 17 | A | 7 | 78 | A | 7 | 992 | A | 7 | 190 | A | 7 | 3.1 | A | 7 | 14500 | B | 7 | 77777 | A | 7 | 2.2 | E | 8 | 0.189 | F | 8 | 0.16 | F | 8 | 0 | 1 | D | 9 | 0 | C | 8
[26 empty] | 3740600% | 9:00 | 864 | 1329 | 570 | 2 | 8 | 548 | 2 | 15 | 213 | 2 | 8 | 610 | 2 | 8 | 566 | 2 | 15 | 241 | 2 | 8 | 541 | 2 | 19 | 0 | E | 9 | 0 | E | 9 | 22 | A | 7 | 17 | A | 7 | 73 | A | 7 | 992 | A | 7 | 180 | A | 7 | 1.5 | A | 7 | 12900 | B | 7 | 77777 | A | 7 | 2.3 | E | 8 | 0.189 | F | 8 | 0.16 | F | 8 | 0 | 1 | D | 9 | 0 | C | 8
[26 empty] | 3740600% | 10:00 | 1045 | 1329 | 750 | 2 | 8 | 648 | 2 | 15 | 240 | 2 | 8 | 785 | 2 | 8 | 653 | 2 | 15 | 270 | 2 | 8 | 805 | 2 | 19 | 3 | E | 9 | 3 | E | 9 | 23 | A | 7 | 17 | A | 7 | 69 | A | 7 | 992 | A | 7 | 0 | A | 7 | 0 | A | 7 | 14500 | B | 7 | 77777 | A | 7 | 2.4 | E | 8 | 0.189 | F | 8 | 0.16 | F | 8 | 0 | 1 | D | 9 | 0 | C | 8
[26 empty] | 3740600% | 11:00 | 1176 | 1329 | 889 | 2 | 8 | 765 | 2 | 15 | 210 | 2 | 8 | 951 | 2 | 8 | 783 | 2 | 15 | 256 | 2 | 8 | 1041 | 2 | 19 | 0 | E | 9 | 0 | E | 9 | 24 | A | 7 | 18 | A | 7 | 69 | A | 7 | 991 | A | 7 | 140 | A | 7 | 2.6 | A | 7 | 14500 | B | 7 | 77777 | A | 7 | 2.5 | E | 8 | 0.189 | F | 8 | 0.16 | F | 8 | 0 | 1 | D | 9 | 0 | C | 8
[26 empty] | 3740600% | 12:00 | 1249 | 1329 | 953 | 2 | 8 | 799 | 2 | 15 | 200 | 2 | 8 | 995 | 2 | 8 | 802 | 2 | 15 | 240 | 2 | 8 | 1253 | 2 | 19 | 3 | E | 9 | 3 | E | 9 | 26 | A | 7 | 17 | A | 7 | 58 | A | 7 | 991 | A | 7 | 150 | B | 8 | 2.1 | A | 7 | 16100 | B | 7 | 77777 | A | 7 | 2.6 | E | 8 | 0.189 | F | 8 | 0.16 | F | 8 | 0 | 1 | D | 9 | 0 | C | 8
[26 empty] | 3740600% | 13:00 | 1258 | 1329 | 951 | 2 | 8 | 774 | 2 | 15 | 217 | 2 | 8 | 1024 | 2 | 8 | 795 | 2 | 15 | 271 | 2 | 8 | 1556 | 2 | 19 | 4 | E | 9 | 4 | E | 9 | 26 | A | 7 | 18 | A | 7 | 61 | A | 7 | 990 | A | 7 | 150 | B | 8 | 3.1 | A | 7 | 14500 | B | 7 | 77777 | A | 7 | 2.7 | E | 8 | 0.189 | F | 8 | 0.16 | F | 8 | 0 | 1 | D | 9 | 0 | C | 8
[26 empty] | 3740600% | 14:00 | 1203 | 1329 | 906 | 2 | 8 | 778 | 2 | 15 | 201 | 2 | 8 | 941 | 2 | 8 | 779 | 2 | 15 | 235 | 2 | 8 | 996 | 2 | 19 | 0 | E | 9 | 0 | E | 9 | 27 | A | 7 | 16 | A | 7 | 51 | A | 7 | 990 | A | 7 | 160 | B | 8 | 2.6 | A | 7 | 16100 | B | 7 | 77777 | A | 7 | 2.8 | E | 8 | 0.189 | F | 8 | 0.16 | F | 8 | 0 | 1 | D | 9 | 0 | C | 8
[26 empty] | 3740600% | 15:00 | 1088 | 1329 | 786 | 2 | 8 | 698 | 2 | 15 | 214 | 2 | 8 | 833 | 2 | 8 | 710 | 2 | 15 | 250 | 2 | 8 | 808 | 2 | 19 | 0 | E | 9 | 0 | E | 9 | 27 | A | 7 | 16 | A | 7 | 51 | A | 7 | 989 | A | 7 | 160 | A | 7 | 5.7 | A | 7 | 16100 | B | 7 | 77777 | A | 7 | 2.9 | E | 8 | 0.189 | F | 8 | 0.16 | F | 8 | 0 | 1 | D | 9 | 0 | C | 8
[26 empty] | 3740600% | 16:00 | 920 | 1329 | 644 | 2 | 8 | 682 | 2 | 15 | 171 | 2 | 8 | 680 | 2 | 8 | 691 | 2 | 15 | 201 | 2 | 8 | 469 | 2 | 19 | 0 | E | 9 | 0 | E | 9 | 27 | A | 7 | 16 | A | 7 | 51 | A | 7 | 988 | A | 7 | 170 | A | 7 | 6.2 | A | 7 | 16100 | B | 7 | 77777 | A | 7 | 3 | E | 8 | 0.189 | F | 8 | 0.16 | F | 8 | 0 | 1 | D | 9 | 0 | C | 8
[26 empty] | 3740600% | 17:00 | 711 | 1329 | 469 | 2 | 8 | 593 | 2 | 15 | 151 | 2 | 8 | 486 | 2 | 8 | 584 | 2 | 15 | 173 | 2 | 8 | 322 | 2 | 19 | 0 | E | 9 | 0 | E | 9 | 27 | A | 7 | 16 | A | 7 | 51 | A | 7 | 988 | A | 7 | 190 | A | 7 | 4.6 | A | 7 | 16100 | B | 7 | 77777 | A | 7 | 2.9 | E | 8 | 0.189 | F | 8 | 0.16 | F | 8 | 0 | 1 | D | 9 | 0 | C | 8
[26 empty] | 3740600% | 18:00 | 475 | 1329 | 260 | 2 | 8 | 367 | 2 | 15 | 128 | 2 | 8 | 270 | 2 | 8 | 342 | 2 | 15 | 147 | 2 | 8 | 247 | 2 | 19 | 0 | E | 9 | 0 | E | 9 | 27 | A | 7 | 15 | A | 7 | 48 | A | 7 | 988 | A | 7 | 180 | A | 7 | 4.6 | A | 7 | 16100 | B | 7 | 77777 | A | 7 | 2.9 | E | 8 | 0.189 | F | 8 | 0.16 | F | 8 | 0 | 1 | D | 9 | 0 | C | 8
[26 empty] | 3740600% | 19:00 | 230 | 1329 | 108 | 2 | 8 | 306 | 2 | 15 | 55 | 2 | 8 | 112 | 2 | 8 | 213 | 2 | 15 | 76 | 2 | 8 | 99 | 2 | 19 | 0 | E | 9 | 0 | A | 7 | 26 | A | 7 | 16 | A | 7 | 54 | A | 7 | 988 | A | 7 | 170 | A | 7 | 3.6 | A | 7 | 16100 | B | 7 | 77777 | A | 7 | 2.9 | E | 8 | 0.189 | F | 8 | 0.16 | F | 8 | 0 | 1 | D | 9 | 0 | C | 8
[26 empty] | 3740600% | 20:00 | 26 | 654 | 0 | 2 | 8 | 0 | 2 | 15 | 0 | 2 | 8 | 0 | 2 | 8 | 0 | 2 | 15 | 0 | 2 | 8 | 0 | 2 | 19 | 2 | E | 9 | 2 | E | 9 | 24 | A | 7 | 17 | A | 7 | 65 | A | 7 | 988 | A | 7 | 150 | A | 7 | 2.6 | A | 7 | 16100 | B | 7 | 77777 | A | 7 | 2.9 | E | 8 | 0.189 | F | 8 | 0.16 | F | 8 | 0 | 1 | D | 9 | 0 | C | 8
[26 empty] | 3740600% | 21:00 | 0 | 0 | 0 | 2 | 0 | 0 | 2 | 0 | 0 | 2 | 0 | 0 | 2 | 0 | 0 | 2 | 0 | 0 | 2 | 0 | 0 | 2 | 0 | 0 | E | 9 | 0 | E | 9 | 23 | A | 7 | 17 | A | 7 | 69 | A | 7 | 988 | A | 7 | 150 | A | 7 | 2.1 | A | 7 | 16100 | B | 7 | 77777 | A | 7 | 3 | E | 8 | 0.189 | F | 8 | 0.16 | F | 8 | 0 | 1 | D | 9 | 0 | C | 8
[26 empty] | 3740600% | 22:00 | 0 | 0 | 0 | 2 | 0 | 0 | 2 | 0 | 0 | 2 | 0 | 0 | 2 | 0 | 0 | 2 | 0 | 0 | 2 | 0 | 0 | 2 | 0 | 0 | E | 9 | 0 | E | 9 | 23 | A | 7 | 17 | A | 7 | 69 | A | 7 | 988 | A | 7 | 140 | A | 7 | 2.6 | A | 7 | 16100 | B | 7 | 77777 | A | 7 | 3 | E | 8 | 0.189 | F | 8 | 0.16 | F | 8 | 0 | 1 | D | 9 | 0 | C | 8
[26 empty] | 3740600% | 23:00 | 0 | 0 | 0 | 2 | 0 | 0 | 2 | 0 | 0 | 2 | 0 | 0 | 2 | 0 | 0 | 2 | 0 | 0 | 2 | 0 | 0 | 2 | 0 | 0 | E | 9 | 0 | E | 9 | 22 | A | 7 | 17 | A | 7 | 73 | A | 7 | 988 | A | 7 | 160 | A | 7 | 2.1 | A | 7 | 14500 | B | 7 | 77777 | A | 7 | 3.1 | E | 8 | 0.189 | F | 8 | 0.16 | F | 8 | 0 | 1 | D | 9 | 0 | C | 8
[26 empty] | 3740600% | 24:00 | 0 | 0 | 0 | 2 | 0 | 0 | 2 | 0 | 0 | 2 | 0 | 0 | 2 | 0 | 0 | 2 | 0 | 0 | 2 | 0 | 0 | 2 | 0 | 0 | E | 9 | 0 | E | 9 | 22 | A | 7 | 17 | A | 7 | 73 | A | 7 | 987 | A | 7 | 170 | A | 7 | 2.6 | A | 7 | 14500 | B | 7 | 77777 | A | 7 | 3.2 | E | 8 | 0.189 | F | 8 | 0.16 | F | 8 | 0 | 1 | D | 9 | 0 | C | 8
[26 empty] | 3740700% | 1:00 | 0 | 0 | 0 | 2 | 0 | 0 | 2 | 0 | 0 | 2 | 0 | 0 | 2 | 0 | 0 | 2 | 0 | 0 | 2 | 0 | 0 | 2 | 0 | 0 | E | 9 | 0 | E | 9 | 21 | A | 7 | 17 | A | 7 | 78 | A | 7 | 987 | A | 7 | 160 | A | 7 | 3.6 | A | 7 | 16100 | B | 7 | 77777 | A | 7 | 3.2 | E | 8 | 0.189 | F | 8 | 0.16 | F | 8 | 0 | 1 | D | 9 | 0 | C | 8
[26 empty] | 3740700% | 2:00 | 0 | 0 | 0 | 2 | 0 | 0 | 2 | 0 | 0 | 2 | 0 | 0 | 2 | 0 | 0 | 2 | 0 | 0 | 2 | 0 | 0 | 2 | 0 | 0 | E | 9 | 0 | E | 9 | 21 | A | 7 | 18 | A | 7 | 83 | A | 7 | 986 | A | 7 | 180 | A | 7 | 4.1 | A | 7 | 16100 | B | 7 | 77777 | A | 7 | 3.3 | E | 8 | 0.189 | F | 8 | 0.16 | F | 8 | 0 | 1 | D | 9 | 0 | C | 8
[26 empty] | 3740700% | 3:00 | 0 | 0 | 0 | 2 | 0 | 0 | 2 | 0 | 0 | 2 | 0 | 0 | 2 | 0 | 0 | 2 | 0 | 0 | 2 | 0 | 0 | 2 | 0 | 0 | E | 9 | 0 | E | 9 | 20 | A | 7 | 17 | A | 7 | 83 | A | 7 | 985 | A | 7 | 160 | A | 7 | 2.6 | A | 7 | 16100 | B | 7 | 77777 | A | 7 | 3.4 | E | 8 | 0.189 | F | 8 | 0.16 | F | 8 | 0 | 1 | D | 9 | 0 | C | 8
[26 empty] | 3740700% | 4:00 | 0 | 0 | 0 | 2 | 0 | 0 | 2 | 0 | 0 | 2 | 0 | 0 | 2 | 0 | 0 | 2 | 0 | 0 | 2 | 0 | 0 | 2 | 0 | 0 | E | 9 | 0 | E | 9 | 20 | A | 7 | 18 | A | 7 | 88 | A | 7 | 985 | A | 7 | 180 | A | 7 | 2.6 | A | 7 | 16100 | B | 7 | 77777 | A | 7 | 3.4 | E | 8 | 0.189 | F | 8 | 0.16 | F | 8 | 0 | 1 | D | 9 | 0 | C | 8
[26 empty] | 3740700% | 5:00 | 5 | 277 | 0 | 2 | 8 | 0 | 2 | 15 | 0 | 2 | 8 | 0 | 2 | 8 | 0 | 2 | 15 | 0 | 2 | 8 | 0 | 2 | 19 | 0 | E | 9 | 0 | E | 9 | 19 | A | 7 | 17 | A | 7 | 88 | A | 7 | 985 | A | 7 | 170 | A | 7 | 3.1 | A | 7 | 16100 | B | 7 | 77777 | A | 7 | 3.4 | E | 8 | 0.189 | F | 8 | 0.16 | F | 8 | 0 | 1 | D | 9 | 0 | C | 8
[26 empty] | 3740700% | 6:00 | 162 | 1329 | 52 | 2 | 8 | 0 | 2 | 15 | 52 | 2 | 8 | 57 | 2 | 8 | 0 | 2 | 15 | 57 | 2 | 8 | 157 | 2 | 19 | 0 | E | 9 | 0 | E | 9 | 21 | A | 7 | 17 | A | 7 | 78 | A | 7 | 985 | A | 7 | 190 | A | 7 | 3.1 | A | 7 | 16100 | B | 7 | 77777 | A | 7 | 3.4 | E | 8 | 0.189 | F | 8 | 0.16 | F | 8 | 0 | 1 | D | 9 | 0 | C | 8
[26 empty] | 3740700% | 7:00 | 406 | 1329 | 236 | 2 | 8 | 394 | 2 | 15 | 115 | 2 | 8 | 243 | 2 | 8 | 349 | 2 | 15 | 136 | 2 | 8 | 219 | 2 | 19 | 0 | E | 9 | 0 | E | 9 | 21 | A | 7 | 18 | A | 7 | 83 | A | 7 | 985 | A | 7 | 220 | A | 7 | 3.1 | A | 7 | 16100 | B | 7 | 77777 | A | 7 | 3.3 | E | 8 | 0.189 | F | 8 | 0.16 | F | 8 | 0 | 1 | D | 9 | 0 | C | 8
[26 empty] | 3740700% | 8:00 | 647 | 1329 | 395 | 2 | 8 | 445 | 2 | 15 | 178 | 2 | 8 | 413 | 2 | 8 | 443 | 2 | 15 | 197 | 2 | 8 | 375 | 2 | 19 | 0 | E | 9 | 0 | E | 9 | 23 | A | 7 | 18 | A | 7 | 73 | A | 7 | 986 | A | 7 | 180 | A | 7 | 3.1 | A | 7 | 16100 | B | 7 | 77777 | A | 7 | 3.4 | E | 8 | 0.189 | F | 8 | 0.16 | F | 8 | 0 | 1 | D | 9 | 0 | C | 8
[26 empty] | 3740700% | 9:00 | 865 | 1329 | 577 | 2 | 8 | 585 | 2 | 15 | 195 | 2 | 8 | 599 | 2 | 8 | 585 | 2 | 15 | 217 | 2 | 8 | 482 | 2 | 19 | 0 | E | 9 | 0 | E | 9 | 24 | A | 7 | 18 | A | 7 | 69 | A | 7 | 985 | A | 7 | 220 | A | 7 | 3.6 | A | 7 | 16100 | B | 7 | 77777 | A | 7 | 3.4 | E | 8 | 0.189 | F | 8 | 0.16 | F | 8 | 0 | 1 | D | 9 | 0 | C | 8
[26 empty] | 3740700% | 10:00 | 1045 | 1329 | 737 | 2 | 8 | 641 | 2 | 15 | 231 | 2 | 8 | 772 | 2 | 8 | 647 | 2 | 15 | 262 | 2 | 8 | 780 | 2 | 19 | 0 | E | 9 | 0 | E | 9 | 26 | A | 7 | 18 | A | 7 | 61 | A | 7 | 984 | A | 7 | 220 | A | 7 | 4.6 | A | 7 | 16100 | B | 7 | 77777 | A | 7 | 3.4 | E | 8 | 0.189 | F | 8 | 0.16 | F | 8 | 0 | 1 | D | 9 | 0 | C | 8
[26 empty] | 3740700% | 11:00 | 1177 | 1329 | 883 | 2 | 8 | 747 | 2 | 15 | 219 | 2 | 8 | 941 | 2 | 8 | 763 | 2 | 15 | 264 | 2 | 8 | 1086 | 2 | 19 | 0 | E | 9 | 0 | E | 9 | 28 | A | 7 | 18 | A | 7 | 55 | A | 7 | 984 | A | 7 | 240 | A | 7 | 5.1 | A | 7 | 16100 | B | 7 | 77777 | A | 7 | 3.5 | E | 8 | 0.189 | F | 8 | 0.16 | F | 8 | 0 | 1 | D | 9 | 0 | C | 8
[26 empty] | 3740700% | 12:00 | 1250 | 1329 | 935 | 2 | 8 | 727 | 2 | 15 | 250 | 2 | 8 | 996 | 2 | 8 | 741 | 2 | 15 | 298 | 2 | 8 | 1699 | 2 | 19 | 3 | E | 9 | 3 | E | 9 | 29 | A | 7 | 18 | A | 7 | 52 | A | 7 | 983 | A | 7 | 260 | A | 7 | 6.2 | A | 7 | 16100 | B | 7 | 77777 | A | 7 | 3.5 | E | 8 | 0.189 | F | 8 | 0.16 | F | 8 | 0 | 1 | D | 9 | 0 | C | 8
[26 empty] | 3740700% | 13:00 | 1259 | 1329 | 903 | 2 | 8 | 588 | 2 | 15 | 345 | 2 | 8 | 975 | 2 | 8 | 615 | 2 | 15 | 391 | 2 | 8 | 2535 | 2 | 19 | 8 | E | 9 | 8 | E | 9 | 29 | A | 7 | 18 | A | 7 | 52 | A | 7 | 982 | A | 7 | 250 | A | 7 | 4.1 | A | 7 | 16100 | B | 7 | 1800 | A | 7 | 3.5 | E | 8 | 0.189 | F | 8 | 0.16 | F | 8 | 0 | 1 | D | 9 | 61 | C | 8
[26 empty] | 3740700% | 14:00 | 1204 | 1329 | 918 | 2 | 8 | 736 | 2 | 15 | 250 | 2 | 8 | 974 | 2 | 8 | 748 | 2 | 15 | 294 | 2 | 8 | 1366 | 2 | 19 | 3 | E | 9 | 3 | E | 9 | 31 | A | 7 | 16 | A | 7 | 40 | A | 7 | 982 | A | 7 | 250 | A | 7 | 5.1 | A | 7 | 16100 | B | 7 | 77777 | A | 7 | 3.5 | E | 8 | 0.189 | F | 8 | 0.16 | F | 8 | 0 | 1 | D | 9 | 0 | C | 8
[26 empty] | 3740700% | 15:00 | 1089 | 1329 | 642 | 2 | 8 | 328 | 2 | 15 | 372 | 2 | 8 | 698 | 2 | 8 | 356 | 2 | 15 | 406 | 2 | 8 | 1393 | 2 | 19 | 5 | E | 9 | 5 | E | 9 | 31 | A | 7 | 16 | A | 7 | 40 | A | 7 | 981 | A | 7 | 260 | A | 7 | 7.2 | A | 7 | 16100 | B | 7 | 77777 | A | 7 | 3.4 | E | 8 | 0.189 | F | 8 | 0.16 | F | 8 | 0 | 1 | D | 9 | 0 | C | 8
[26 empty] | 3740700% | 16:00 | 921 | 1329 | 599 | 2 | 8 | 504 | 2 | 15 | 249 | 2 | 8 | 637 | 2 | 8 | 522 | 2 | 15 | 274 | 2 | 8 | 690 | 2 | 19 | 5 | E | 9 | 4 | E | 9 | 31 | A | 7 | 16 | A | 7 | 40 | A | 7 | 980 | A | 7 | 260 | A | 7 | 6.7 | A | 7 | 16100 | B | 7 | 77777 | A | 7 | 3.4 | E | 8 | 0.189 | F | 8 | 0.16 | F | 8 | 0 | 1 | D | 9 | 0 | C | 8
[26 empty] | 3740700% | 17:00 | 713 | 1329 | 371 | 2 | 8 | 253 | 2 | 15 | 235 | 2 | 8 | 396 | 2 | 8 | 265 | 2 | 15 | 253 | 2 | 8 | 555 | 2 | 19 | 7 | E | 9 | 3 | E | 9 | 31 | A | 7 | 16 | A | 7 | 40 | A | 7 | 980 | A | 7 | 260 | A | 7 | 6.2 | A | 7 | 16100 | B | 7 | 77777 | A | 7 | 3.4 | E | 8 | 0.189 | F | 8 | 0.16 | F | 8 | 0 | 1 | D | 9 | 0 | C | 8
[26 empty] | 3740700% | 18:00 | 477 | 1329 | 168 | 2 | 8 | 57 | 2 | 15 | 148 | 2 | 8 | 185 | 2 | 8 | 54 | 2 | 15 | 165 | 2 | 8 | 401 | 2 | 19 | 7 | E | 9 | 3 | E | 9 | 29 | A | 7 | 17 | A | 7 | 48 | A | 7 | 980 | A | 7 | 250 | A | 7 | 3.1 | A | 7 | 16100 | B | 7 | 77777 | A | 7 | 3.4 | E | 8 | 0.189 | F | 8 | 0.16 | F | 8 | 0 | 1 | D | 9 | 0 | C | 8
[26 empty] | 3740700% | 19:00 | 232 | 1329 | 42 | 2 | 8 | 0 | 2 | 15 | 42 | 2 | 8 | 48 | 2 | 8 | 0 | 2 | 15 | 48 | 2 | 8 | 157 | 2 | 19 | 0 | E | 9 | 0 | A | 7 | 28 | A | 7 | 17 | A | 7 | 51 | A | 7 | 980 | A | 7 | 250 | A | 7 | 4.6 | A | 7 | 16100 | B | 7 | 77777 | A | 7 | 3.4 | E | 8 | 0.189 | F | 8 | 0.16 | F | 8 | 0 | 1 | D | 9 | 0 | C | 8
[26 empty] | 3740700% | 20:00 | 27 | 675 | 0 | 2 | 8 | 0 | 2 | 15 | 0 | 2 | 8 | 0 | 2 | 8 | 0 | 2 | 15 | 0 | 2 | 8 | 0 | 2 | 19 | 10 | E | 9 | 10 | E | 9 | 21 | A | 7 | 19 | A | 7 | 88 | A | 7 | 982 | A | 7 | 340 | A | 7 | 6.7 | A | 7 | 9700 | B | 7 | 1800 | A | 7 | 3.6 | E | 8 | 0.189 | F | 8 | 0.16 | F | 8 | 0 | 1 | D | 9 | 17 | C | 8
[26 empty] | 3740700% | 21:00 | 0 | 0 | 0 | 2 | 0 | 0 | 2 | 0 | 0 | 2 | 0 | 0 | 2 | 0 | 0 | 2 | 0 | 0 | 2 | 0 | 0 | 2 | 0 | 10 | E | 9 | 10 | E | 9 | 19 | A | 7 | 19 | A | 7 | 100 | A | 7 | 983 | A | 7 | 330 | A | 7 | 2.1 | A | 7 | 2800 | B | 7 | 690 | A | 7 | 3.8 | E | 8 | 0.189 | F | 8 | 0.16 | F | 8 | 56 | 1 | D | 9 | 17 | C | 8
[26 empty] | 3740700% | 22:00 | 0 | 0 | 0 | 2 | 0 | 0 | 2 | 0 | 0 | 2 | 0 | 0 | 2 | 0 | 0 | 2 | 0 | 0 | 2 | 0 | 0 | 2 | 0 | 10 | E | 9 | 10 | E | 9 | 18.9 | A | 7 | 18.6 | A | 7 | 88 | A | 7 | 983 | A | 7 | 0 | A | 7 | 2.1 | A | 7 | 12900 | B | 7 | 2700 | A | 7 | 4.1 | E | 8 | 0.189 | F | 8 | 0.16 | F | 8 | 0 | 1 | D | 9 | 10 | C | 8
[26 empty] | 3740700% | 23:00 | 0 | 0 | 0 | 2 | 0 | 0 | 2 | 0 | 0 | 2 | 0 | 0 | 2 | 0 | 0 | 2 | 0 | 0 | 2 | 0 | 0 | 2 | 0 | 6 | E | 9 | 5 | E | 9 | 18.7 | A | 7 | 18.2 | A | 7 | 88 | A | 7 | 982 | A | 7 | 230 | A | 7 | 2 | A | 7 | 12900 | B | 7 | 77777 | A | 7 | 3.9 | E | 8 | 0.189 | F | 8 | 0.16 | F | 8 | 2 | 1 | D | 9 | 10 | C | 8
[26 empty] | 3740700% | 24:00 | 0 | 0 | 0 | 2 | 0 | 0 | 2 | 0 | 0 | 2 | 0 | 0 | 2 | 0 | 0 | 2 | 0 | 0 | 2 | 0 | 0 | 2 | 0 | 1 | E | 9 | 1 | E | 9 | 18.6 | A | 7 | 17.8 | A | 7 | 88 | A | 7 | 982 | A | 7 | 230 | B | 8 | 2 | A | 7 | 12900 | B | 7 | 77777 | A | 7 | 3.8 | E | 8 | 0.189 | F | 8 | 0.16 | F | 8 | 2 | 1 | D | 9 | 0 | C | 8
[26 empty] | 3558200% | 1:00 | 0 | 0 | 0 | 1 | 0 | 0 | 1 | 0 | 0 | 1 | 0 | 0 | 1 | 0 | 0 | 1 | 0 | 0 | 1 | 0 | 0 | 1 | 0 | 9 | E | 9 | 9 | E | 9 | 18.4 | E | 9 | 17.4 | E | 9 | 76 | A | 7 | 987 | E | 9 | 110 | E | 9 | 2 | E | 9 | 11416 | C | 8 | 2630 | E | 9 | 3.1 | E | 8 | 0.19 | F | 8 | 0.16 | F | 8 | 0 | 1 | D | 9 | 0 | C | 8
[26 empty] | 3558200% | 2:00 | 0 | 0 | 0 | 1 | 0 | 0 | 1 | 0 | 0 | 1 | 0 | 0 | 1 | 0 | 0 | 1 | 0 | 0 | 1 | 0 | 0 | 1 | 0 | 10 | E | 9 | 10 | E | 9 | 18.3 | E | 9 | 17 | E | 9 | 75 | A | 7 | 987 | E | 9 | 50 | E | 9 | 2 | E | 9 | 9933 | C | 8 | 2170 | E | 9 | 3.2 | E | 8 | 0.19 | F | 8 | 0.16 | F | 8 | 0 | 1 | D | 9 | 0 | C | 8
[26 empty] | 3558200% | 3:00 | 0 | 0 | 0 | 1 | 0 | 0 | 1 | 0 | 0 | 1 | 0 | 0 | 1 | 0 | 0 | 1 | 0 | 0 | 1 | 0 | 0 | 1 | 0 | 10 | E | 9 | 10 | E | 9 | 18.1 | E | 9 | 16.6 | E | 9 | 79 | A | 7 | 987 | E | 9 | 60 | E | 9 | 1.9 | E | 9 | 8450 | C | 8 | 1710 | E | 9 | 3.2 | E | 8 | 0.19 | F | 8 | 0.16 | F | 8 | 0 | 1 | D | 9 | 10 | C | 8
[26 empty] | 3558200% | 4:00 | 0 | 0 | 0 | 1 | 0 | 0 | 1 | 0 | 0 | 1 | 0 | 0 | 1 | 0 | 0 | 1 | 0 | 0 | 1 | 0 | 0 | 1 | 0 | 0 | E | 9 | 0 | E | 9 | 18 | E | 9 | 16.2 | E | 9 | 89 | A | 7 | 987 | E | 9 | 70 | E | 9 | 1.9 | E | 9 | 6966 | C | 8 | 77777 | E | 9 | 3.3 | E | 8 | 0.19 | F | 8 | 0.16 | F | 8 | 0 | 1 | D | 9 | 10 | C | 8
[26 empty] | 3558200% | 5:00 | 5 | 299 | 0 | 1 | 28 | 0 | 1 | 31 | 0 | 1 | 28 | 0 | 1 | 28 | 0 | 1 | 31 | 0 | 1 | 28 | 0 | 1 | 50 | 10 | E | 9 | 10 | E | 9 | 18 | E | 9 | 15.1 | E | 9 | 83 | A | 7 | 987 | E | 9 | 130 | E | 9 | 3.8 | E | 9 | 5483 | C | 8 | 790 | E | 9 | 3.3 | E | 8 | 0.19 | F | 8 | 0.16 | F | 8 | 0 | 1 | D | 9 | 10 | C | 8
[26 empty] | 3558200% | 6:00 | 163 | 1328 | 23 | 1 | 24 | 0 | 1 | 27 | 23 | 1 | 24 | 27 | 1 | 24 | 0 | 1 | 27 | 27 | 1 | 24 | 87 | 1 | 43 | 10 | E | 9 | 10 | A | 7 | 18 | A | 7 | 16 | A | 7 | 88 | A | 7 | 987 | E | 9 | 90 | A | 7 | 2.6 | A | 7 | 4000 | B | 7 | 360 | A | 7 | 3.4 | E | 8 | 0.19 | F | 8 | 0.16 | F | 8 | 0 | 1 | D | 9 | 10 | C | 8
[26 empty] | 3558200% | 7:00 | 408 | 1328 | 65 | 1 | 24 | 0 | 1 | 27 | 65 | 1 | 24 | 76 | 1 | 24 | 0 | 1 | 27 | 76 | 1 | 24 | 269 | 1 | 43 | 10 | E | 9 | 10 | A | 7 | 19 | A | 7 | 16 | A | 7 | 83 | A | 7 | 987 | E | 9 | 90 | A | 7 | 2.6 | A | 7 | 4000 | B | 7 | 450 | A | 7 | 3.4 | E | 8 | 0.19 | F | 8 | 0.16 | F | 8 | 0 | 1 | D | 9 | 10 | C | 8
[26 empty] | 3558200% | 8:00 | 648 | 1328 | 123 | 1 | 24 | 0 | 1 | 27 | 123 | 1 | 24 | 145 | 1 | 24 | 0 | 1 | 27 | 145 | 1 | 24 | 545 | 1 | 43 | 10 | E | 9 | 10 | A | 7 | 19 | A | 7 | 16 | A | 7 | 83 | A | 7 | 987 | E | 9 | 90 | A | 7 | 3.6 | A | 7 | 4800 | B | 7 | 450 | A | 7 | 3.4 | E | 8 | 0.19 | F | 8 | 0.16 | F | 8 | 0 | 1 | D | 9 | 10 | C | 8
[26 empty] | 3558200% | 9:00 | 865 | 1328 | 179 | 1 | 24 | 0 | 1 | 27 | 179 | 1 | 24 | 213 | 1 | 24 | 0 | 1 | 27 | 213 | 1 | 24 | 840 | 1 | 43 | 10 | E | 9 | 10 | A | 7 | 19 | A | 7 | 16 | A | 7 | 83 | A | 7 | 987 | E | 9 | 90 | A | 7 | 4.1 | A | 7 | 8000 | B | 7 | 450 | A | 7 | 3.5 | E | 8 | 0.19 | F | 8 | 0.16 | F | 8 | 0 | 1 | D | 9 | 10 | C | 8
[26 empty] | 3558200% | 10:00 | 1046 | 1328 | 189 | 1 | 24 | 0 | 1 | 27 | 189 | 1 | 24 | 230 | 1 | 24 | 0 | 1 | 27 | 230 | 1 | 24 | 943 | 1 | 43 | 10 | E | 9 | 10 | A | 7 | 20 | A | 7 | 16 | A | 7 | 78 | A | 7 | 987 | E | 9 | 100 | A | 7 | 4.1 | A | 7 | 4800 | B | 7 | 360 | A | 7 | 3.5 | E | 8 | 0.19 | F | 8 | 0.16 | F | 8 | 0 | 1 | D | 9 | 10 | C | 8
[26 empty] | 3558200% | 11:00 | 1177 | 1328 | 217 | 1 | 24 | 0 | 1 | 27 | 217 | 1 | 24 | 266 | 1 | 24 | 0 | 1 | 27 | 266 | 1 | 24 | 1083 | 1 | 43 | 10 | E | 9 | 10 | A | 7 | 21 | A | 7 | 16 | A | 7 | 73 | A | 7 | 987 | E | 9 | 90 | A | 7 | 6.2 | A | 7 | 6400 | B | 7 | 360 | A | 7 | 3.5 | E | 8 | 0.19 | F | 8 | 0.16 | F | 8 | 0 | 1 | D | 9 | 10 | C | 8
[26 empty] | 3558200% | 12:00 | 1250 | 1328 | 277 | 1 | 24 | 0 | 1 | 27 | 277 | 1 | 24 | 337 | 1 | 24 | 0 | 1 | 27 | 337 | 1 | 24 | 1337 | 1 | 43 | 10 | E | 9 | 10 | A | 7 | 23 | A | 7 | 17 | A | 7 | 69 | A | 7 | 987 | E | 9 | 100 | A | 7 | 4.1 | A | 7 | 4800 | B | 7 | 600 | A | 7 | 3.5 | E | 8 | 0.19 | F | 8 | 0.16 | F | 8 | 0 | 1 | D | 9 | 10 | C | 8
[26 empty] | 3558200% | 13:00 | 1260 | 1328 | 279 | 1 | 24 | 0 | 1 | 27 | 279 | 1 | 24 | 339 | 1 | 24 | 0 | 1 | 27 | 339 | 1 | 24 | 1346 | 1 | 43 | 10 | E | 9 | 10 | A | 7 | 20 | A | 7 | 18 | A | 7 | 88 | A | 7 | 987 | E | 9 | 70 | E | 9 | 2.1 | A | 7 | 2400 | B | 7 | 450 | A | 7 | 3.5 | E | 8 | 0.19 | F | 8 | 0.16 | F | 8 | 0 | 1 | D | 9 | 10 | C | 8
[26 empty] | 3558200% | 14:00 | 1205 | 1328 | 266 | 1 | 24 | 0 | 1 | 27 | 266 | 1 | 24 | 322 | 1 | 24 | 0 | 1 | 27 | 322 | 1 | 24 | 1284 | 1 | 43 | 10 | E | 9 | 10 | A | 7 | 20 | A | 7 | 18 | A | 7 | 88 | A | 7 | 987 | E | 9 | 60 | E | 9 | 2.1 | A | 7 | 2400 | B | 7 | 450 | A | 7 | 3.5 | E | 8 | 0.19 | F | 8 | 0.16 | F | 8 | 0 | 1 | D | 9 | 10 | C | 8
[26 empty] | 3558200% | 15:00 | 1090 | 1328 | 237 | 1 | 24 | 0 | 1 | 27 | 237 | 1 | 24 | 285 | 1 | 24 | 0 | 1 | 27 | 285 | 1 | 24 | 1148 | 1 | 43 | 10 | E | 9 | 10 | A | 7 | 20 | A | 7 | 18 | A | 7 | 88 | A | 7 | 987 | E | 9 | 40 | E | 9 | 2.1 | A | 7 | 2400 | B | 7 | 600 | A | 7 | 3.5 | E | 8 | 0.19 | F | 8 | 0.16 | F | 8 | 0 | 1 | D | 9 | 10 | C | 8
[26 empty] | 3558200% | 16:00 | 923 | 1328 | 194 | 1 | 24 | 0 | 1 | 27 | 194 | 1 | 24 | 231 | 1 | 24 | 0 | 1 | 27 | 231 | 1 | 24 | 922 | 1 | 43 | 10 | E | 9 | 10 | A | 7 | 21 | A | 7 | 19 | A | 7 | 88 | A | 7 | 987 | E | 9 | 20 | E | 9 | 2.1 | A | 7 | 2000 | C | 8 | 750 | A | 7 | 3.5 | E | 8 | 0.19 | F | 8 | 0.16 | F | 8 | 0 | 1 | D | 9 | 10 | C | 8
[26 empty] | 3558200% | 17:00 | 715 | 1328 | 140 | 1 | 24 | 0 | 1 | 27 | 140 | 1 | 24 | 165 | 1 | 24 | 0 | 1 | 27 | 165 | 1 | 24 | 632 | 1 | 43 | 10 | E | 9 | 10 | A | 7 | 21 | A | 7 | 19 | A | 7 | 88 | A | 7 | 987 | E | 9 | 10 | E | 9 | 2.1 | A | 7 | 1600 | B | 7 | 600 | A | 7 | 3.5 | E | 8 | 0.19 | F | 8 | 0.16 | F | 8 | 0 | 1 | D | 9 | 10 | C | 8
[26 empty] | 3558200% | 18:00 | 480 | 1328 | 81 | 1 | 24 | 0 | 1 | 27 | 81 | 1 | 24 | 95 | 1 | 24 | 0 | 1 | 27 | 95 | 1 | 24 | 343 | 1 | 43 | 10 | E | 9 | 10 | A | 7 | 21 | A | 7 | 19 | A | 7 | 88 | A | 7 | 987 | E | 9 | 30 | E | 9 | 1 | A | 7 | 1200 | B | 7 | 630 | A | 7 | 3.5 | E | 8 | 0.19 | F | 8 | 0.16 | F | 8 | 0 | 1 | D | 9 | 10 | C | 8
[26 empty] | 3558200% | 19:00 | 235 | 1328 | 36 | 1 | 24 | 0 | 1 | 27 | 36 | 1 | 24 | 42 | 1 | 24 | 0 | 1 | 27 | 42 | 1 | 24 | 139 | 1 | 43 | 10 | E | 9 | 10 | A | 7 | 21 | A | 7 | 19 | A | 7 | 88 | A | 7 | 987 | E | 9 | 0 | A | 7 | 0 | A | 7 | 4000 | B | 7 | 900 | A | 7 | 3.5 | E | 8 | 0.19 | F | 8 | 0.16 | F | 8 | 0 | 1 | D | 9 | 10 | C | 8
[26 empty] | 3558200% | 20:00 | 29 | 697 | 4 | 1 | 24 | 0 | 1 | 27 | 4 | 1 | 24 | 5 | 1 | 24 | 0 | 1 | 27 | 5 | 1 | 24 | 16 | 1 | 43 | 10 | E | 9 | 10 | A | 7 | 20 | A | 7 | 19 | A | 7 | 94 | A | 7 | 987 | E | 9 | 0 | A | 7 | 0 | A | 7 | 3200 | B | 7 | 900 | A | 7 | 3.5 | E | 8 | 0.19 | F | 8 | 0.16 | F | 8 | 0 | 1 | D | 9 | 10 | C | 8
[26 empty] | 3558200% | 21:00 | 0 | 0 | 0 | 1 | 0 | 0 | 1 | 0 | 0 | 1 | 0 | 0 | 1 | 0 | 0 | 1 | 0 | 0 | 1 | 0 | 0 | 1 | 0 | 10 | E | 9 | 10 | A | 7 | 19 | A | 7 | 18 | A | 7 | 94 | A | 7 | 987 | E | 9 | 0 | A | 7 | 0 | A | 7 | 4000 | B | 7 | 1500 | A | 7 | 3.5 | E | 8 | 0.19 | F | 8 | 0.16 | F | 8 | 0 | 1 | D | 9 | 10 | C | 8
[26 empty] | 3558200% | 22:00 | 0 | 0 | 0 | 1 | 0 | 0 | 1 | 0 | 0 | 1 | 0 | 0 | 1 | 0 | 0 | 1 | 0 | 0 | 1 | 0 | 0 | 1 | 0 | 10 | E | 9 | 10 | E | 9 | 17.4 | E | 9 | 17.4 | E | 9 | 100 | A | 7 | 987 | E | 9 | 20 | E | 9 | 0.3 | E | 9 | 4912 | C | 8 | 0 | E | 9 | 3.5 | E | 8 | 0.19 | F | 8 | 0.16 | F | 8 | 0 | 1 | D | 9 | 10 | C | 8
[26 empty] | 3558200% | 23:00 | 0 | 0 | 0 | 1 | 0 | 0 | 1 | 0 | 0 | 1 | 0 | 0 | 1 | 0 | 0 | 1 | 0 | 0 | 1 | 0 | 0 | 1 | 0 | 1 | E | 9 | 1 | E | 9 | 17.8 | E | 9 | 16.8 | E | 9 | 94 | A | 7 | 987 | E | 9 | 10 | E | 9 | 0.5 | E | 9 | 5825 | C | 8 | 15705 | E | 9 | 3.5 | E | 8 | 0.19 | F | 8 | 0.16 | F | 8 | 0 | 1 | D | 9 | 10 | C | 8
[26 empty] | 3558200% | 24:00 | 0 | 0 | 0 | 1 | 0 | 0 | 1 | 0 | 0 | 1 | 0 | 0 | 1 | 0 | 0 | 1 | 0 | 0 | 1 | 0 | 0 | 1 | 0 | 1 | E | 9 | 1 | E | 9 | 17.1 | E | 9 | 17.1 | E | 9 | 100 | A | 7 | 987 | E | 9 | 360 | E | 9 | 0.2 | E | 9 | 6737 | C | 8 | 13158 | E | 9 | 3.6 | E | 8 | 0.19 | F | 8 | 0.16 | F | 8 | 0 | 1 | D | 9 | 10 | C | 8
[26 empty] | 3558300% | 1:00 | 0 | 0 | 0 | 1 | 0 | 0 | 1 | 0 | 0 | 1 | 0 | 0 | 1 | 0 | 0 | 1 | 0 | 0 | 1 | 0 | 0 | 1 | 0 | 1 | E | 9 | 1 | E | 9 | 17.5 | E | 9 | 16.6 | E | 9 | 94 | A | 7 | 987 | E | 9 | 40 | E | 9 | 1.1 | E | 9 | 7650 | C | 8 | 10610 | E | 9 | 3.6 | E | 8 | 0.19 | F | 8 | 0.16 | F | 8 | 0 | 1 | D | 9 | 10 | C | 8
[26 empty] | 3558300% | 2:00 | 0 | 0 | 0 | 1 | 0 | 0 | 1 | 0 | 0 | 1 | 0 | 0 | 1 | 0 | 0 | 1 | 0 | 0 | 1 | 0 | 0 | 1 | 0 | 1 | E | 9 | 1 | E | 9 | 17.9 | E | 9 | 15.4 | E | 9 | 85 | A | 7 | 987 | E | 9 | 50 | E | 9 | 1.8 | E | 9 | 8562 | C | 8 | 8063 | E | 9 | 3.6 | E | 8 | 0.19 | F | 8 | 0.16 | F | 8 | 0 | 1 | D | 9 | 10 | C | 8
[26 empty] | 3558300% | 3:00 | 0 | 0 | 0 | 1 | 0 | 0 | 1 | 0 | 0 | 1 | 0 | 0 | 1 | 0 | 0 | 1 | 0 | 0 | 1 | 0 | 0 | 1 | 0 | 2 | E | 9 | 2 | E | 9 | 18.3 | E | 9 | 13.3 | E | 9 | 73 | A | 7 | 987 | E | 9 | 60 | E | 9 | 2.1 | E | 9 | 9475 | C | 8 | 5515 | E | 9 | 3.6 | E | 8 | 0.19 | F | 8 | 0.16 | F | 8 | 0 | 1 | D | 9 | 63 | C | 8
[26 empty] | 3558300% | 4:00 | 0 | 0 | 0 | 1 | 0 | 0 | 1 | 0 | 0 | 1 | 0 | 0 | 1 | 0 | 0 | 1 | 0 | 0 | 1 | 0 | 0 | 1 | 0 | 5 | E | 9 | 5 | E | 9 | 16.6 | E | 9 | 14.2 | E | 9 | 86 | A | 7 | 987 | E | 9 | 80 | E | 9 | 2.8 | E | 9 | 10387 | C | 8 | 2968 | E | 9 | 3.6 | E | 8 | 0.19 | F | 8 | 0.16 | F | 8 | 0 | 1 | D | 9 | 63 | C | 8
[26 empty] | 3558300% | 5:00 | 5 | 299 | 0 | 1 | 24 | 0 | 1 | 27 | 0 | 1 | 24 | 0 | 1 | 24 | 0 | 1 | 27 | 0 | 1 | 24 | 0 | 1 | 43 | 10 | E | 9 | 10 | A | 7 | 17 | A | 7 | 13.1 | E | 9 | 78 | A | 7 | 987 | E | 9 | 80 | A | 7 | 2.6 | A | 7 | 11300 | B | 7 | 420 | A | 7 | 3.6 | E | 8 | 0.19 | F | 8 | 0.16 | F | 8 | 0 | 1 | D | 9 | 63 | C | 8
[26 empty] | 3558300% | 6:00 | 165 | 1328 | 28 | 1 | 24 | 0 | 1 | 27 | 28 | 1 | 24 | 32 | 1 | 24 | 0 | 1 | 27 | 32 | 1 | 24 | 103 | 1 | 43 | 10 | E | 9 | 10 | A | 7 | 17 | A | 7 | 14 | A | 7 | 82 | A | 7 | 987 | E | 9 | 90 | A | 7 | 5.1 | A | 7 | 16100 | B | 7 | 810 | A | 7 | 3.6 | E | 8 | 0.19 | F | 8 | 0.16 | F | 8 | 0 | 1 | D | 9 | 63 | C | 8
[26 empty] | 3558300% | 7:00 | 409 | 1328 | 54 | 1 | 24 | 0 | 1 | 27 | 54 | 1 | 24 | 64 | 1 | 24 | 0 | 1 | 27 | 64 | 1 | 24 | 230 | 1 | 43 | 10 | E | 9 | 10 | A | 7 | 16 | A | 7 | 14 | A | 7 | 88 | A | 7 | 987 | E | 9 | 70 | A | 7 | 4.1 | A | 7 | 2400 | B | 7 | 300 | A | 7 | 3.6 | E | 8 | 0.19 | F | 8 | 0.16 | F | 8 | 0 | 1 | D | 9 | 63 | C | 8
[26 empty] | 3558300% | 8:00 | 648 | 1328 | 122 | 1 | 24 | 0 | 1 | 27 | 122 | 1 | 24 | 144 | 1 | 24 | 0 | 1 | 27 | 144 | 1 | 24 | 542 | 1 | 43 | 10 | E | 9 | 10 | A | 7 | 14 | A | 7 | 14 | A | 7 | 100 | A | 7 | 987 | E | 9 | 80 | A | 7 | 4.6 | A | 7 | 3200 | B | 7 | 450 | A | 7 | 3.6 | E | 8 | 0.19 | F | 8 | 0.16 | F | 8 | 0 | 1 | D | 9 | 10 | C | 8
[26 empty] | 3558300% | 9:00 | 866 | 1328 | 178 | 1 | 24 | 0 | 1 | 27 | 178 | 1 | 24 | 212 | 1 | 24 | 0 | 1 | 27 | 212 | 1 | 24 | 837 | 1 | 43 | 10 | E | 9 | 10 | A | 7 | 16 | A | 7 | 14 | A | 7 | 88 | A | 7 | 987 | E | 9 | 80 | A | 7 | 4.1 | A | 7 | 8000 | B | 7 | 3000 | A | 7 | 3.5 | E | 8 | 0.19 | F | 8 | 0.16 | F | 8 | 0 | 1 | D | 9 | 10 | C | 8
[26 empty] | 3558300% | 10:00 | 1046 | 1328 | 188 | 1 | 24 | 0 | 1 | 27 | 188 | 1 | 24 | 229 | 1 | 24 | 0 | 1 | 27 | 229 | 1 | 24 | 939 | 1 | 43 | 10 | E | 9 | 10 | A | 7 | 16 | A | 7 | 14 | A | 7 | 88 | A | 7 | 987 | E | 9 | 90 | A | 7 | 2.6 | A | 7 | 8000 | B | 7 | 390 | A | 7 | 3.5 | E | 8 | 0.19 | F | 8 | 0.16 | F | 8 | 0 | 1 | D | 9 | 10 | C | 8
[26 empty] | 3558300% | 11:00 | 1178 | 1328 | 258 | 1 | 24 | 0 | 1 | 27 | 258 | 1 | 24 | 312 | 1 | 24 | 0 | 1 | 27 | 312 | 1 | 24 | 1248 | 1 | 43 | 10 | E | 9 | 10 | A | 7 | 16 | A | 7 | 14 | A | 7 | 88 | A | 7 | 987 | E | 9 | 80 | A | 7 | 3.1 | A | 7 | 4800 | B | 7 | 450 | A | 7 | 3.4 | E | 8 | 0.19 | F | 8 | 0.16 | F | 8 | 0 | 1 | D | 9 | 10 | C | 8
[26 empty] | 3558300% | 12:00 | 1251 | 1328 | 277 | 1 | 24 | 0 | 1 | 27 | 277 | 1 | 24 | 337 | 1 | 24 | 0 | 1 | 27 | 337 | 1 | 24 | 1337 | 1 | 43 | 10 | E | 9 | 10 | A | 7 | 16 | A | 7 | 14 | A | 7 | 88 | A | 7 | 987 | E | 9 | 80 | A | 7 | 5.1 | A | 7 | 4800 | B | 7 | 570 | A | 7 | 3.4 | E | 8 | 0.19 | F | 8 | 0.16 | F | 8 | 0 | 1 | D | 9 | 10 | C | 8
[26 empty] | 3558300% | 13:00 | 1260 | 1328 | 279 | 1 | 24 | 0 | 1 | 27 | 279 | 1 | 24 | 339 | 1 | 24 | 0 | 1 | 27 | 339 | 1 | 24 | 1346 | 1 | 43 | 10 | E | 9 | 10 | A | 7 | 16 | A | 7 | 14 | A | 7 | 88 | A | 7 | 987 | E | 9 | 80 | A | 7 | 4.1 | A | 7 | 8000 | B | 7 | 570 | A | 7 | 3.4 | E | 8 | 0.19 | F | 8 | 0.16 | F | 8 | 0 | 1 | D | 9 | 61 | C | 8
[26 empty] | 3558300% | 14:00 | 1206 | 1328 | 265 | 1 | 24 | 0 | 1 | 27 | 265 | 1 | 24 | 321 | 1 | 24 | 0 | 1 | 27 | 321 | 1 | 24 | 1281 | 1 | 43 | 10 | E | 9 | 10 | A | 7 | 17 | A | 7 | 14 | A | 7 | 82 | A | 7 | 987 | E | 9 | 80 | A | 7 | 5.1 | A | 7 | 11300 | B | 7 | 480 | A | 7 | 3.3 | E | 8 | 0.19 | F | 8 | 0.16 | F | 8 | 0 | 1 | D | 9 | 61 | C | 8
[26 empty] | 3558300% | 15:00 | 1091 | 1328 | 236 | 1 | 24 | 0 | 1 | 27 | 236 | 1 | 24 | 284 | 1 | 24 | 0 | 1 | 27 | 284 | 1 | 24 | 1144 | 1 | 43 | 10 | E | 9 | 10 | A | 7 | 16 | A | 7 | 13 | A | 7 | 82 | A | 7 | 987 | E | 9 | 90 | A | 7 | 5.1 | A | 7 | 12900 | B | 7 | 510 | A | 7 | 3.3 | E | 8 | 0.19 | F | 8 | 0.16 | F | 8 | 0 | 1 | D | 9 | 61 | C | 8
[26 empty] | 3558300% | 16:00 | 924 | 1328 | 193 | 1 | 24 | 0 | 1 | 27 | 193 | 1 | 24 | 230 | 1 | 24 | 0 | 1 | 27 | 230 | 1 | 24 | 919 | 1 | 43 | 10 | E | 9 | 10 | A | 7 | 16 | A | 7 | 13 | A | 7 | 82 | A | 7 | 987 | E | 9 | 90 | A | 7 | 6.2 | A | 7 | 12900 | B | 7 | 480 | A | 7 | 3.3 | E | 8 | 0.19 | F | 8 | 0.16 | F | 8 | 0 | 1 | D | 9 | 10 | C | 8
[26 empty] | 3558300% | 17:00 | 717 | 1328 | 140 | 1 | 24 | 0 | 1 | 27 | 140 | 1 | 24 | 165 | 1 | 24 | 0 | 1 | 27 | 165 | 1 | 24 | 633 | 1 | 43 | 10 | E | 9 | 10 | A | 7 | 16 | A | 7 | 13 | A | 7 | 82 | A | 7 | 987 | E | 9 | 70 | A | 7 | 7.2 | A | 7 | 12900 | B | 7 | 510 | A | 7 | 3.2 | E | 8 | 0.19 | F | 8 | 0.16 | F | 8 | 0 | 1 | D | 9 | 10 | C | 8
[26 empty] | 3558300% | 18:00 | 482 | 1328 | 81 | 1 | 24 | 0 | 1 | 27 | 81 | 1 | 24 | 95 | 1 | 24 | 0 | 1 | 27 | 95 | 1 | 24 | 343 | 1 | 43 | 10 | E | 9 | 10 | A | 7 | 15 | A | 7 | 12 | A | 7 | 82 | A | 7 | 987 | E | 9 | 90 | A | 7 | 7.2 | A | 7 | 12900 | B | 7 | 510 | A | 7 | 3.2 | E | 8 | 0.19 | F | 8 | 0.16 | F | 8 | 0 | 1 | D | 9 | 10 | C | 8
[26 empty] | 3558300% | 19:00 | 237 | 1328 | 37 | 1 | 24 | 0 | 1 | 27 | 37 | 1 | 24 | 43 | 1 | 24 | 0 | 1 | 27 | 43 | 1 | 24 | 142 | 1 | 43 | 10 | E | 9 | 10 | A | 7 | 14 | A | 7 | 13 | A | 7 | 94 | A | 7 | 987 | E | 9 | 70 | A | 7 | 4.1 | A | 7 | 3200 | B | 7 | 450 | A | 7 | 3.1 | E | 8 | 0.19 | F | 8 | 0.16 | F | 8 | 0 | 1 | D | 9 | 10 | C | 8
[26 empty] | 3558300% | 20:00 | 30 | 697 | 4 | 1 | 24 | 0 | 1 | 27 | 4 | 1 | 24 | 5 | 1 | 24 | 0 | 1 | 27 | 5 | 1 | 24 | 16 | 1 | 43 | 10 | E | 9 | 10 | A | 7 | 14 | A | 7 | 12 | A | 7 | 88 | A | 7 | 987 | E | 9 | 90 | A | 7 | 5.1 | A | 7 | 8000 | B | 7 | 1500 | A | 7 | 3.1 | E | 8 | 0.19 | F | 8 | 0.16 | F | 8 | 0 | 1 | D | 9 | 10 | C | 8
[26 empty] | 3558300% | 21:00 | 0 | 0 | 0 | 1 | 0 | 0 | 1 | 0 | 0 | 1 | 0 | 0 | 1 | 0 | 0 | 1 | 0 | 0 | 1 | 0 | 0 | 1 | 0 | 10 | E | 9 | 10 | A | 7 | 14 | A | 7 | 12 | A | 7 | 88 | A | 7 | 987 | E | 9 | 90 | A | 7 | 5.1 | A | 7 | 12900 | B | 7 | 540 | A | 7 | 3.1 | E | 8 | 0.19 | F | 8 | 0.16 | F | 8 | 0 | 1 | D | 9 | 10 | C | 8
[26 empty] | 3558300% | 22:00 | 0 | 0 | 0 | 1 | 0 | 0 | 1 | 0 | 0 | 1 | 0 | 0 | 1 | 0 | 0 | 1 | 0 | 0 | 1 | 0 | 0 | 1 | 0 | 9 | E | 9 | 9 | E | 9 | 12.4 | E | 9 | 12.4 | E | 9 | 100 | A | 7 | 987 | E | 9 | 70 | E | 9 | 5 | E | 9 | 13300 | C | 8 | 623 | E | 9 | 3 | E | 8 | 0.19 | F | 8 | 0.16 | F | 8 | 0 | 1 | D | 9 | 10 | C | 8
[26 empty] | 3558300% | 23:00 | 0 | 0 | 0 | 1 | 0 | 0 | 1 | 0 | 0 | 1 | 0 | 0 | 1 | 0 | 0 | 1 | 0 | 0 | 1 | 0 | 0 | 1 | 0 | 10 | E | 9 | 7 | E | 9 | 12.8 | E | 9 | 12.8 | E | 9 | 100 | A | 7 | 987 | E | 9 | 110 | E | 9 | 3.8 | E | 9 | 13700 | C | 8 | 705 | E | 9 | 3 | E | 8 | 0.19 | F | 8 | 0.16 | F | 8 | 0 | 1 | D | 9 | 10 | C | 8
[26 empty] | 3558300% | 24:00 | 0 | 0 | 0 | 1 | 0 | 0 | 1 | 0 | 0 | 1 | 0 | 0 | 1 | 0 | 0 | 1 | 0 | 0 | 1 | 0 | 0 | 1 | 0 | 10 | E | 9 | 9 | E | 9 | 13.1 | E | 9 | 13.1 | E | 9 | 100 | A | 7 | 987 | E | 9 | 90 | E | 9 | 3.6 | E | 9 | 14100 | C | 8 | 788 | E | 9 | 3 | E | 8 | 0.19 | F | 8 | 0.16 | F | 8 | 0 | 1 | D | 9 | 10 | C | 8
[26 empty] | 3558400% | 1:00 | 0 | 0 | 0 | 1 | 0 | 0 | 1 | 0 | 0 | 1 | 0 | 0 | 1 | 0 | 0 | 1 | 0 | 0 | 1 | 0 | 0 | 1 | 0 | 10 | E | 9 | 8 | E | 9 | 11.5 | E | 9 | 11.5 | E | 9 | 100 | A | 7 | 987 | E | 9 | 60 | E | 9 | 5.1 | E | 9 | 14500 | C | 8 | 870 | E | 9 | 2.9 | E | 8 | 0.191 | F | 8 | 0.16 | F | 8 | 0 | 1 | D | 9 | 10 | C | 8
[26 empty] | 3558400% | 2:00 | 0 | 0 | 0 | 1 | 0 | 0 | 1 | 0 | 0 | 1 | 0 | 0 | 1 | 0 | 0 | 1 | 0 | 0 | 1 | 0 | 0 | 1 | 0 | 10 | E | 9 | 10 | E | 9 | 9.9 | E | 9 | 9.9 | E | 9 | 100 | A | 7 | 987 | E | 9 | 50 | E | 9 | 4 | E | 9 | 14900 | C | 8 | 953 | E | 9 | 2.9 | E | 8 | 0.191 | F | 8 | 0.16 | F | 8 | 0 | 1 | D | 9 | 10 | C | 8
[26 empty] | 3558400% | 3:00 | 0 | 0 | 0 | 1 | 0 | 0 | 1 | 0 | 0 | 1 | 0 | 0 | 1 | 0 | 0 | 1 | 0 | 0 | 1 | 0 | 0 | 1 | 0 | 10 | E | 9 | 9 | E | 9 | 10.3 | E | 9 | 10.3 | E | 9 | 100 | A | 7 | 987 | E | 9 | 70 | E | 9 | 5.4 | E | 9 | 15300 | C | 8 | 1035 | E | 9 | 2.8 | E | 8 | 0.191 | F | 8 | 0.16 | F | 8 | 0 | 1 | D | 9 | 10 | C | 8
[26 empty] | 3558400% | 4:00 | 0 | 0 | 0 | 1 | 0 | 0 | 1 | 0 | 0 | 1 | 0 | 0 | 1 | 0 | 0 | 1 | 0 | 0 | 1 | 0 | 0 | 1 | 0 | 10 | E | 9 | 10 | E | 9 | 10.6 | E | 9 | 10.6 | E | 9 | 100 | A | 7 | 987 | E | 9 | 80 | E | 9 | 4.2 | E | 9 | 15700 | C | 8 | 1118 | E | 9 | 2.8 | E | 8 | 0.191 | F | 8 | 0.16 | F | 8 | 0 | 1 | D | 9 | 10 | C | 8
[26 empty] | 3558400% | 5:00 | 6 | 321 | 0 | 1 | 24 | 0 | 1 | 27 | 0 | 1 | 24 | 0 | 1 | 24 | 0 | 1 | 27 | 0 | 1 | 24 | 0 | 1 | 43 | 10 | E | 9 | 10 | A | 7 | 11 | A | 7 | 7.2 | E | 9 | 77 | A | 7 | 987 | E | 9 | 90 | A | 7 | 5.1 | A | 7 | 16100 | B | 7 | 1200 | A | 7 | 2.8 | E | 8 | 0.191 | F | 8 | 0.16 | F | 8 | 0 | 1 | D | 9 | 10 | C | 8
[26 empty] | 3558400% | 6:00 | 166 | 1328 | 25 | 1 | 24 | 0 | 1 | 27 | 25 | 1 | 24 | 29 | 1 | 24 | 0 | 1 | 27 | 29 | 1 | 24 | 94 | 1 | 43 | 10 | E | 9 | 10 | A | 7 | 11 | A | 7 | 7 | A | 7 | 76 | A | 7 | 987 | E | 9 | 90 | A | 7 | 6.2 | A | 7 | 12900 | B | 7 | 570 | A | 7 | 2.7 | E | 8 | 0.191 | F | 8 | 0.16 | F | 8 | 0 | 1 | D | 9 | 10 | C | 8
[26 empty] | 3558400% | 7:00 | 410 | 1328 | 69 | 1 | 24 | 0 | 1 | 27 | 69 | 1 | 24 | 81 | 1 | 24 | 0 | 1 | 27 | 81 | 1 | 24 | 283 | 1 | 43 | 10 | E | 9 | 10 | A | 7 | 10 | A | 7 | 8 | A | 7 | 87 | A | 7 | 987 | E | 9 | 80 | A | 7 | 6.2 | A | 7 | 9700 | B | 7 | 510 | A | 7 | 2.7 | E | 8 | 0.191 | F | 8 | 0.16 | F | 8 | 0 | 1 | D | 9 | 10 | C | 8
[26 empty] | 3558400% | 8:00 | 649 | 1328 | 128 | 1 | 24 | 0 | 1 | 27 | 128 | 1 | 24 | 150 | 1 | 24 | 0 | 1 | 27 | 150 | 1 | 24 | 563 | 1 | 43 | 10 | E | 9 | 10 | A | 7 | 9 | A | 7 | 7 | A | 7 | 87 | A | 7 | 987 | E | 9 | 80 | A | 7 | 5.1 | A | 7 | 8000 | B | 7 | 450 | A | 7 | 2.7 | E | 8 | 0.191 | F | 8 | 0.16 | F | 8 | 0 | 1 | D | 9 | 10 | C | 8
[26 empty] | 3558400% | 9:00 | 866 | 1328 | 153 | 1 | 24 | 0 | 1 | 27 | 153 | 1 | 24 | 184 | 1 | 24 | 0 | 1 | 27 | 184 | 1 | 24 | 739 | 1 | 43 | 10 | E | 9 | 10 | A | 7 | 8 | A | 7 | 7 | A | 7 | 93 | A | 7 | 987 | E | 9 | 80 | A | 7 | 4.1 | A | 7 | 4800 | B | 7 | 330 | A | 7 | 2.6 | E | 8 | 0.191 | F | 8 | 0.16 | F | 8 | 0 | 1 | D | 9 | 10 | C | 8
[26 empty] | 3558400% | 10:00 | 1047 | 1328 | 229 | 1 | 24 | 0 | 1 | 27 | 229 | 1 | 24 | 275 | 1 | 24 | 0 | 1 | 27 | 275 | 1 | 24 | 1105 | 1 | 43 | 10 | E | 9 | 10 | A | 7 | 10 | A | 7 | 7 | A | 7 | 82 | A | 7 | 987 | E | 9 | 50 | A | 7 | 2.6 | A | 7 | 12900 | B | 7 | 900 | A | 7 | 2.6 | E | 8 | 0.191 | F | 8 | 0.16 | F | 8 | 0 | 1 | D | 9 | 61 | C | 8
[26 empty] | 3558400% | 11:00 | 1178 | 1328 | 261 | 1 | 24 | 0 | 1 | 27 | 261 | 1 | 24 | 316 | 1 | 24 | 0 | 1 | 27 | 316 | 1 | 24 | 1260 | 1 | 43 | 10 | E | 9 | 10 | A | 7 | 10 | A | 7 | 7 | A | 7 | 82 | A | 7 | 987 | E | 9 | 70 | A | 7 | 2.6 | A | 7 | 11300 | B | 7 | 900 | A | 7 | 2.6 | E | 8 | 0.191 | F | 8 | 0.16 | F | 8 | 0 | 1 | D | 9 | 61 | C | 8
[26 empty] | 3558400% | 12:00 | 1251 | 1328 | 279 | 1 | 24 | 0 | 1 | 27 | 279 | 1 | 24 | 339 | 1 | 24 | 0 | 1 | 27 | 339 | 1 | 24 | 1345 | 1 | 43 | 10 | E | 9 | 10 | A | 7 | 10 | A | 7 | 7 | A | 7 | 82 | A | 7 | 987 | E | 9 | 50 | A | 7 | 2.6 | A | 7 | 11300 | B | 7 | 930 | A | 7 | 2.5 | E | 8 | 0.191 | F | 8 | 0.16 | F | 8 | 0 | 1 | D | 9 | 61 | C | 8
[26 empty] | 3558400% | 13:00 | 1261 | 1328 | 282 | 1 | 24 | 0 | 1 | 27 | 282 | 1 | 24 | 343 | 1 | 24 | 0 | 1 | 27 | 343 | 1 | 24 | 1358 | 1 | 43 | 10 | E | 9 | 10 | A | 7 | 12 | A | 7 | 8 | A | 7 | 76 | A | 7 | 987 | E | 9 | 50 | A | 7 | 2.6 | A | 7 | 12900 | B | 7 | 960 | A | 7 | 2.5 | E | 8 | 0.191 | F | 8 | 0.16 | F | 8 | 0 | 1 | D | 9 | 61 | C | 8
[26 empty] | 3558400% | 14:00 | 1207 | 1328 | 268 | 1 | 24 | 0 | 1 | 27 | 268 | 1 | 24 | 325 | 1 | 24 | 0 | 1 | 27 | 325 | 1 | 24 | 1293 | 1 | 43 | 10 | E | 9 | 10 | A | 7 | 12 | A | 7 | 8 | A | 7 | 76 | A | 7 | 987 | E | 9 | 50 | A | 7 | 2.6 | A | 7 | 11300 | B | 7 | 630 | A | 7 | 2.5 | E | 8 | 0.191 | F | 8 | 0.16 | F | 8 | 0 | 1 | D | 9 | 61 | C | 8
[26 empty] | 3558400% | 15:00 | 1092 | 1328 | 240 | 1 | 24 | 0 | 1 | 27 | 240 | 1 | 24 | 289 | 1 | 24 | 0 | 1 | 27 | 289 | 1 | 24 | 1160 | 1 | 43 | 10 | E | 9 | 10 | A | 7 | 12 | A | 7 | 8 | A | 7 | 76 | A | 7 | 987 | E | 9 | 80 | A | 7 | 5.1 | A | 7 | 11300 | B | 7 | 690 | A | 7 | 2.4 | E | 8 | 0.191 | F | 8 | 0.16 | F | 8 | 0 | 1 | D | 9 | 10 | C | 8
[26 empty] | 3558400% | 16:00 | 926 | 1328 | 198 | 1 | 24 | 0 | 1 | 27 | 198 | 1 | 24 | 236 | 1 | 24 | 0 | 1 | 27 | 236 | 1 | 24 | 939 | 1 | 43 | 10 | E | 9 | 10 | A | 7 | 12 | A | 7 | 8 | A | 7 | 76 | A | 7 | 987 | E | 9 | 80 | A | 7 | 5.1 | A | 7 | 11300 | B | 7 | 690 | A | 7 | 2.4 | E | 8 | 0.191 | F | 8 | 0.16 | F | 8 | 0 | 1 | D | 9 | 10 | C | 8
[26 empty] | 3558400% | 17:00 | 718 | 1328 | 146 | 1 | 24 | 0 | 1 | 27 | 146 | 1 | 24 | 172 | 1 | 24 | 0 | 1 | 27 | 172 | 1 | 24 | 656 | 1 | 43 | 10 | E | 9 | 10 | A | 7 | 12 | A | 7 | 8 | A | 7 | 76 | A | 7 | 987 | E | 9 | 60 | A | 7 | 4.1 | A | 7 | 11300 | B | 7 | 510 | A | 7 | 2.4 | E | 8 | 0.191 | F | 8 | 0.16 | F | 8 | 0 | 1 | D | 9 | 10 | C | 8
[26 empty] | 3558400% | 18:00 | 484 | 1328 | 73 | 1 | 24 | 0 | 1 | 27 | 73 | 1 | 24 | 86 | 1 | 24 | 0 | 1 | 27 | 86 | 1 | 24 | 315 | 1 | 43 | 10 | E | 9 | 10 | A | 7 | 11 | A | 7 | 10 | A | 7 | 94 | A | 7 | 987 | E | 9 | 60 | A | 7 | 4.1 | A | 7 | 9700 | B | 7 | 360 | A | 7 | 2.4 | E | 8 | 0.191 | F | 8 | 0.16 | F | 8 | 0 | 1 | D | 9 | 10 | C | 8
[26 empty] | 3558400% | 19:00 | 240 | 1328 | 28 | 1 | 24 | 0 | 1 | 27 | 28 | 1 | 24 | 33 | 1 | 24 | 0 | 1 | 27 | 33 | 1 | 24 | 113 | 1 | 43 | 10 | E | 9 | 10 | A | 7 | 11 | A | 7 | 9 | A | 7 | 87 | A | 7 | 987 | E | 9 | 70 | A | 7 | 6.2 | A | 7 | 9700 | B | 7 | 360 | A | 7 | 2.3 | E | 8 | 0.191 | F | 8 | 0.16 | F | 8 | 0 | 1 | D | 9 | 10 | C | 8
[26 empty] | 3558400% | 20:00 | 31 | 719 | 4 | 1 | 24 | 0 | 1 | 27 | 4 | 1 | 24 | 5 | 1 | 24 | 0 | 1 | 27 | 5 | 1 | 24 | 16 | 1 | 43 | 10 | E | 9 | 10 | A | 7 | 11 | A | 7 | 7 | A | 7 | 76 | A | 7 | 987 | E | 9 | 60 | A | 7 | 3.6 | A | 7 | 16100 | B | 7 | 1200 | A | 7 | 2.3 | E | 8 | 0.191 | F | 8 | 0.16 | F | 8 | 0 | 1 | D | 9 | 10 | C | 8
[26 empty] | 3558400% | 21:00 | 0 | 0 | 0 | 1 | 0 | 0 | 1 | 0 | 0 | 1 | 0 | 0 | 1 | 0 | 0 | 1 | 0 | 0 | 1 | 0 | 0 | 1 | 0 | 10 | E | 9 | 10 | A | 7 | 11 | A | 7 | 7 | A | 7 | 76 | A | 7 | 987 | E | 9 | 60 | B | 8 | 3.1 | A | 7 | 16100 | B | 7 | 1200 | A | 7 | 2.3 | E | 8 | 0.191 | F | 8 | 0.16 | F | 8 | 0 | 1 | D | 9 | 10 | C | 8
[26 empty] | 3558400% | 22:00 | 0 | 0 | 0 | 1 | 0 | 0 | 1 | 0 | 0 | 1 | 0 | 0 | 1 | 0 | 0 | 1 | 0 | 0 | 1 | 0 | 0 | 1 | 0 | 9 | E | 9 | 9 | E | 9 | 11.1 | E | 9 | 8.2 | E | 9 | 82 | A | 7 | 987 | E | 9 | 60 | B | 8 | 3.4 | E | 9 | 16100 | C | 8 | 1313 | E | 9 | 2.2 | E | 8 | 0.191 | F | 8 | 0.16 | F | 8 | 0 | 1 | D | 9 | 10 | C | 8
[26 empty] | 3558400% | 23:00 | 0 | 0 | 0 | 1 | 0 | 0 | 1 | 0 | 0 | 1 | 0 | 0 | 1 | 0 | 0 | 1 | 0 | 0 | 1 | 0 | 0 | 1 | 0 | 8 | E | 9 | 8 | E | 9 | 11.3 | E | 9 | 7.4 | E | 9 | 77 | A | 7 | 987 | E | 9 | 50 | B | 8 | 4.7 | E | 9 | 16100 | C | 8 | 1425 | E | 9 | 2.2 | E | 8 | 0.191 | F | 8 | 0.16 | F | 8 | 0 | 1 | D | 9 | 10 | C | 8
[26 empty] | 3558400% | 24:00 | 0 | 0 | 0 | 1 | 0 | 0 | 1 | 0 | 0 | 1 | 0 | 0 | 1 | 0 | 0 | 1 | 0 | 0 | 1 | 0 | 0 | 1 | 0 | 7 | E | 9 | 7 | E | 9 | 10.4 | E | 9 | 5.7 | E | 9 | 73 | A | 7 | 987 | E | 9 | 50 | B | 8 | 4 | E | 9 | 16100 | C | 8 | 1538 | E | 9 | 2.2 | E | 8 | 0.191 | F | 8 | 0.16 | F | 8 | 0 | 1 | D | 9 | 10 | C | 8
[26 empty] | 3558500% | 1:00 | 0 | 0 | 0 | 1 | 0 | 0 | 1 | 0 | 0 | 1 | 0 | 0 | 1 | 0 | 0 | 1 | 0 | 0 | 1 | 0 | 0 | 1 | 0 | 6 | E | 9 | 6 | E | 9 | 10.5 | E | 9 | 3.9 | E | 9 | 64 | A | 7 | 987 | E | 9 | 50 | B | 8 | 2.4 | E | 9 | 16100 | C | 8 | 1650 | E | 9 | 2.2 | E | 8 | 0.191 | F | 8 | 0.16 | F | 8 | 0 | 1 | D | 9 | 10 | C | 8
[26 empty] | 3558500% | 2:00 | 0 | 0 | 0 | 1 | 0 | 0 | 1 | 0 | 0 | 1 | 0 | 0 | 1 | 0 | 0 | 1 | 0 | 0 | 1 | 0 | 0 | 1 | 0 | 5 | E | 9 | 5 | E | 9 | 10.6 | E | 9 | 4.1 | E | 9 | 64 | A | 7 | 987 | E | 9 | 50 | B | 8 | 2.7 | E | 9 | 16100 | C | 8 | 1763 | E | 9 | 2.1 | E | 8 | 0.191 | F | 8 | 0.16 | F | 8 | 0 | 1 | D | 9 | 10 | C | 8
[26 empty] | 3558500% | 3:00 | 0 | 0 | 0 | 1 | 0 | 0 | 1 | 0 | 0 | 1 | 0 | 0 | 1 | 0 | 0 | 1 | 0 | 0 | 1 | 0 | 0 | 1 | 0 | 10 | E | 9 | 10 | E | 9 | 9.8 | E | 9 | 3.3 | E | 9 | 64 | A | 7 | 987 | E | 9 | 40 | B | 8 | 2 | E | 9 | 16100 | C | 8 | 0 | E | 9 | 2.1 | E | 8 | 0.191 | F | 8 | 0.16 | F | 8 | 0 | 1 | D | 9 | 10 | C | 8
[26 empty] | 3558500% | 4:00 | 0 | 0 | 0 | 1 | 0 | 0 | 1 | 0 | 0 | 1 | 0 | 0 | 1 | 0 | 0 | 1 | 0 | 0 | 1 | 0 | 0 | 1 | 0 | 10 | E | 9 | 10 | E | 9 | 9.9 | E | 9 | 9.9 | E | 9 | 100 | A | 7 | 987 | E | 9 | 40 | B | 8 | 2.3 | E | 9 | 16100 | C | 8 | 0 | E | 9 | 2.1 | E | 8 | 0.191 | F | 8 | 0.16 | F | 8 | 0 | 1 | D | 9 | 10 | C | 8
[26 empty] | 3558500% | 5:00 | 6 | 321 | 0 | 1 | 24 | 0 | 1 | 27 | 0 | 1 | 24 | 0 | 1 | 24 | 0 | 1 | 27 | 0 | 1 | 24 | 0 | 1 | 43 | 10 | E | 9 | 10 | A | 7 | 10 | A | 7 | 5.8 | E | 9 | 75 | A | 7 | 987 | E | 9 | 40 | A | 7 | 2.1 | A | 7 | 16100 | B | 7 | 2100 | A | 7 | 2 | E | 8 | 0.191 | F | 8 | 0.16 | F | 8 | 0 | 1 | D | 9 | 10 | C | 8
[26 empty] | 3558500% | 6:00 | 167 | 1327 | 37 | 1 | 24 | 15 | 1 | 27 | 35 | 1 | 24 | 40 | 1 | 24 | 10 | 1 | 27 | 39 | 1 | 24 | 88 | 1 | 43 | 9 | E | 9 | 9 | A | 7 | 11 | A | 7 | 8 | A | 7 | 82 | A | 7 | 987 | E | 9 | 10 | A | 7 | 3.1 | A | 7 | 16100 | B | 7 | 2400 | A | 7 | 2 | E | 8 | 0.191 | F | 8 | 0.16 | F | 8 | 0 | 1 | D | 9 | 10 | C | 8
[26 empty] | 3558500% | 7:00 | 410 | 1327 | 124 | 1 | 25 | 54 | 1 | 28 | 107 | 1 | 25 | 136 | 1 | 25 | 49 | 1 | 28 | 121 | 1 | 25 | 291 | 1 | 45 | 9 | B | 8 | 9 | B | 8 | 12.4 | B | 8 | 8.1 | B | 8 | 75 | A | 7 | 987 | E | 9 | 10 | B | 8 | 3.1 | B | 8 | 16100 | C | 8 | 2550 | B | 8 | 2 | E | 8 | 0.191 | F | 8 | 0.16 | F | 8 | 0 | 1 | D | 9 | 10 | C | 8
[26 empty] | 3558500% | 8:00 | 649 | 1327 | 316 | 1 | 24 | 114 | 1 | 27 | 261 | 1 | 24 | 347 | 1 | 24 | 114 | 1 | 27 | 291 | 1 | 24 | 731 | 1 | 43 | 9 | E | 9 | 9 | A | 7 | 14 | A | 7 | 8 | A | 7 | 67 | A | 7 | 987 | E | 9 | 10 | A | 7 | 3.1 | A | 7 | 16100 | B | 7 | 2700 | A | 7 | 2 | E | 8 | 0.191 | F | 8 | 0.16 | F | 8 | 0 | 1 | D | 9 | 10 | C | 8
[26 empty] | 3558500% | 9:00 | 867 | 1327 | 296 | 1 | 24 | 44 | 1 | 27 | 267 | 1 | 24 | 326 | 1 | 24 | 45 | 1 | 27 | 297 | 1 | 24 | 917 | 1 | 43 | 9 | E | 9 | 9 | A | 7 | 15 | A | 7 | 8 | A | 7 | 63 | A | 7 | 987 | E | 9 | 101 | A | 7 | 3.1 | A | 7 | 16100 | B | 7 | 3300 | A | 7 | 2 | E | 8 | 0.191 | F | 8 | 0.16 | F | 8 | 0 | 1 | D | 9 | 10 | C | 8
[26 empty] | 3558500% | 10:00 | 1047 | 1327 | 449 | 1 | 24 | 370 | 1 | 27 | 157 | 1 | 24 | 485 | 1 | 24 | 381 | 1 | 27 | 184 | 1 | 24 | 554 | 1 | 43 | 5 | E | 9 | 5 | A | 7 | 17 | A | 7 | 8 | A | 7 | 55 | A | 7 | 987 | E | 9 | 10 | A | 7 | 5.1 | A | 7 | 24100 | B | 7 | 77777 | A | 7 | 1.9 | E | 8 | 0.191 | F | 8 | 0.16 | F | 8 | 0 | 1 | D | 9 | 10 | C | 8
[26 empty] | 3558500% | 11:00 | 1178 | 1327 | 858 | 1 | 24 | 589 | 1 | 27 | 335 | 1 | 24 | 920 | 1 | 24 | 615 | 1 | 27 | 373 | 1 | 24 | 1710 | 1 | 43 | 3 | E | 9 | 3 | A | 7 | 18 | A | 7 | 8 | A | 7 | 52 | A | 7 | 987 | E | 9 | 40 | A | 7 | 5.1 | A | 7 | 40200 | B | 7 | 77777 | A | 7 | 1.9 | E | 8 | 0.191 | F | 8 | 0.16 | F | 8 | 0 | 1 | D | 9 | 10 | C | 8
[26 empty] | 3558500% | 12:00 | 1251 | 1327 | 816 | 1 | 24 | 536 | 1 | 27 | 310 | 1 | 24 | 890 | 1 | 24 | 562 | 1 | 27 | 360 | 1 | 24 | 2192 | 1 | 43 | 2 | E | 9 | 2 | A | 7 | 19 | A | 7 | 8 | A | 7 | 49 | A | 7 | 987 | E | 9 | 50 | A | 7 | 4.1 | A | 7 | 40200 | B | 7 | 77777 | A | 7 | 1.9 | E | 8 | 0.191 | F | 8 | 0.16 | F | 8 | 0 | 1 | D | 9 | 10 | C | 8
[26 empty] | 3558500% | 13:00 | 1261 | 1327 | 930 | 1 | 24 | 648 | 1 | 27 | 314 | 1 | 24 | 977 | 1 | 24 | 652 | 1 | 27 | 356 | 1 | 24 | 2276 | 1 | 43 | 3 | E | 9 | 3 | A | 7 | 21 | A | 7 | 8 | A | 7 | 43 | A | 7 | 987 | E | 9 | 80 | A | 7 | 7.7 | A | 7 | 40200 | B | 7 | 77777 | A | 7 | 1.9 | E | 8 | 0.191 | F | 8 | 0.16 | F | 8 | 0 | 1 | D | 9 | 10 | C | 8
[26 empty] | 3558500% | 14:00 | 1207 | 1327 | 829 | 1 | 24 | 522 | 1 | 27 | 353 | 1 | 24 | 887 | 1 | 24 | 545 | 1 | 27 | 390 | 1 | 24 | 2025 | 1 | 43 | 5 | E | 9 | 5 | A | 7 | 22 | A | 7 | 7 | A | 7 | 38 | A | 7 | 987 | E | 9 | 80 | A | 7 | 5.1 | A | 7 | 40200 | B | 7 | 77777 | A | 7 | 1.9 | E | 8 | 0.191 | F | 8 | 0.16 | F | 8 | 0 | 1 | D | 9 | 10 | C | 8
[26 empty] | 3558500% | 15:00 | 1093 | 1327 | 641 | 1 | 24 | 477 | 1 | 27 | 248 | 1 | 24 | 701 | 1 | 24 | 499 | 1 | 27 | 289 | 1 | 24 | 962 | 1 | 43 | 5 | E | 9 | 5 | A | 7 | 22 | A | 7 | 7 | A | 7 | 38 | A | 7 | 987 | E | 9 | 100 | A | 7 | 5.1 | A | 7 | 40200 | B | 7 | 77777 | A | 7 | 1.9 | E | 8 | 0.191 | F | 8 | 0.16 | F | 8 | 0 | 1 | D | 9 | 10 | C | 8
[26 empty] | 3558500% | 16:00 | 927 | 1327 | 454 | 1 | 24 | 294 | 1 | 27 | 248 | 1 | 24 | 498 | 1 | 24 | 317 | 1 | 27 | 276 | 1 | 24 | 689 | 1 | 43 | 5 | E | 9 | 5 | A | 7 | 23 | A | 7 | 8 | A | 7 | 38 | A | 7 | 987 | E | 9 | 100 | A | 7 | 4.6 | A | 7 | 40200 | B | 7 | 77777 | A | 7 | 1.9 | E | 8 | 0.191 | F | 8 | 0.16 | F | 8 | 0 | 1 | D | 9 | 10 | C | 8
[26 empty] | 3558500% | 17:00 | 720 | 1327 | 428 | 1 | 24 | 389 | 1 | 27 | 217 | 1 | 24 | 461 | 1 | 24 | 408 | 1 | 27 | 239 | 1 | 24 | 506 | 1 | 43 | 5 | E | 9 | 5 | A | 7 | 22 | A | 7 | 8 | A | 7 | 41 | A | 7 | 987 | E | 9 | 100 | A | 7 | 4.6 | A | 7 | 40200 | B | 7 | 77777 | A | 7 | 1.9 | E | 8 | 0.191 | F | 8 | 0.16 | F | 8 | 0 | 1 | D | 9 | 10 | C | 8
[26 empty] | 3558500% | 18:00 | 486 | 1327 | 291 | 1 | 24 | 525 | 1 | 27 | 99 | 1 | 24 | 300 | 1 | 24 | 485 | 1 | 27 | 122 | 1 | 24 | 187 | 1 | 43 | 2 | E | 9 | 2 | A | 7 | 23 | A | 7 | 8 | A | 7 | 38 | A | 7 | 987 | E | 9 | 120 | A | 7 | 3.6 | A | 7 | 40200 | B | 7 | 77777 | A | 7 | 1.9 | E | 8 | 0.191 | F | 8 | 0.16 | F | 8 | 0 | 1 | D | 9 | 10 | C | 8
[26 empty] | 3558500% | 19:00 | 242 | 1327 | 109 | 1 | 24 | 327 | 1 | 27 | 49 | 1 | 24 | 115 | 1 | 24 | 235 | 1 | 27 | 72 | 1 | 24 | 87 | 1 | 43 | 0 | E | 9 | 0 | A | 7 | 19 | A | 7 | 8 | A | 7 | 49 | A | 7 | 987 | E | 9 | 110 | B | 8 | 3.1 | A | 7 | 40200 | B | 7 | 77777 | A | 7 | 1.9 | E | 8 | 0.191 | F | 8 | 0.16 | F | 8 | 0 | 1 | D | 9 | 10 | C | 8
[26 empty] | 3558500% | 20:00 | 33 | 741 | 7 | 1 | 25 | 24 | 1 | 28 | 6 | 1 | 25 | 8 | 1 | 25 | 7 | 1 | 28 | 8 | 1 | 25 | 9 | 1 | 45 | 0 | B | 8 | 0 | B | 8 | 17.2 | B | 8 | 7 | B | 8 | 51 | A | 7 | 987 | E | 9 | 100 | B | 8 | 2.6 | B | 8 | 28150 | C | 8 | 77777 | B | 8 | 1.9 | E | 8 | 0.191 | F | 8 | 0.16 | F | 8 | 0 | 1 | D | 9 | 10 | C | 8
[26 empty] | 3558500% | 21:00 | 0 | 0 | 0 | 1 | 0 | 0 | 1 | 0 | 0 | 1 | 0 | 0 | 1 | 0 | 0 | 1 | 0 | 0 | 1 | 0 | 0 | 1 | 0 | 0 | E | 9 | 0 | A | 7 | 16 | A | 7 | 6 | A | 7 | 51 | A | 7 | 987 | E | 9 | 90 | B | 8 | 2.1 | A | 7 | 16100 | B | 7 | 77777 | A | 7 | 1.8 | E | 8 | 0.191 | F | 8 | 0.16 | F | 8 | 0 | 1 | D | 9 | 10 | C | 8
[26 empty] | 3558500% | 22:00 | 0 | 0 | 0 | 1 | 0 | 0 | 1 | 0 | 0 | 1 | 0 | 0 | 1 | 0 | 0 | 1 | 0 | 0 | 1 | 0 | 0 | 1 | 0 | 1 | E | 9 | 1 | E | 9 | 15.3 | E | 9 | 6.1 | E | 9 | 54 | A | 7 | 987 | E | 9 | 80 | B | 8 | 2 | E | 9 | 16100 | C | 8 | 19288 | E | 9 | 1.8 | E | 8 | 0.191 | F | 8 | 0.16 | F | 8 | 0 | 1 | D | 9 | 10 | C | 8
[26 empty] | 3558500% | 23:00 | 0 | 0 | 0 | 1 | 0 | 0 | 1 | 0 | 0 | 1 | 0 | 0 | 1 | 0 | 0 | 1 | 0 | 0 | 1 | 0 | 0 | 1 | 0 | 2 | E | 9 | 2 | E | 9 | 14.6 | E | 9 | 6.1 | E | 9 | 57 | A | 7 | 987 | E | 9 | 70 | B | 8 | 1 | E | 9 | 16100 | C | 8 | 16875 | E | 9 | 1.8 | E | 8 | 0.191 | F | 8 | 0.16 | F | 8 | 0 | 1 | D | 9 | 10 | C | 8
[26 empty] | 3558500% | 24:00 | 0 | 0 | 0 | 1 | 0 | 0 | 1 | 0 | 0 | 1 | 0 | 0 | 1 | 0 | 0 | 1 | 0 | 0 | 1 | 0 | 0 | 1 | 0 | 3 | E | 9 | 3 | E | 9 | 13.9 | E | 9 | 6.2 | E | 9 | 60 | A | 7 | 987 | E | 9 | 0 | B | 8 | 0 | E | 9 | 16100 | C | 8 | 14163 | E | 9 | 1.8 | E | 8 | 0.191 | F | 8 | 0.16 | F | 8 | 0 | 1 | D | 9 | 10 | C | 8
[26 empty] | 3558600% | 1:00 | 0 | 0 | 0 | 1 | 0 | 0 | 1 | 0 | 0 | 1 | 0 | 0 | 1 | 0 | 0 | 1 | 0 | 0 | 1 | 0 | 0 | 1 | 0 | 4 | E | 9 | 4 | E | 9 | 13.3 | E | 9 | 6.3 | E | 9 | 63 | A | 7 | 987 | E | 9 | 40 | B | 8 | 0.8 | E | 9 | 16100 | C | 8 | 11750 | E | 9 | 1.8 | E | 8 | 0.192 | F | 8 | 0.16 | F | 8 | 0 | 1 | D | 9 | 10 | C | 8
[26 empty] | 3558600% | 2:00 | 0 | 0 | 0 | 1 | 0 | 0 | 1 | 0 | 0 | 1 | 0 | 0 | 1 | 0 | 0 | 1 | 0 | 0 | 1 | 0 | 0 | 1 | 0 | 3 | E | 9 | 3 | E | 9 | 12.6 | E | 9 | 6.3 | E | 9 | 65 | A | 7 | 987 | E | 9 | 30 | B | 8 | 0.2 | E | 9 | 16100 | C | 8 | 9938 | E | 9 | 1.8 | E | 8 | 0.192 | F | 8 | 0.16 | F | 8 | 0 | 1 | D | 9 | 10 | C | 8
[26 empty] | 3558600% | 3:00 | 0 | 0 | 0 | 1 | 0 | 0 | 1 | 0 | 0 | 1 | 0 | 0 | 1 | 0 | 0 | 1 | 0 | 0 | 1 | 0 | 0 | 1 | 0 | 6 | E | 9 | 6 | E | 9 | 11.9 | E | 9 | 6.4 | E | 9 | 69 | A | 7 | 987 | E | 9 | 20 | B | 8 | 0.7 | E | 9 | 16100 | C | 8 | 7225 | E | 9 | 1.8 | E | 8 | 0.192 | F | 8 | 0.16 | F | 8 | 0 | 1 | D | 9 | 10 | C | 8
[26 empty] | 3558600% | 4:00 | 0 | 0 | 0 | 1 | 0 | 0 | 1 | 0 | 0 | 1 | 0 | 0 | 1 | 0 | 0 | 1 | 0 | 0 | 1 | 0 | 0 | 1 | 0 | 5 | E | 9 | 5 | E | 9 | 10.5 | E | 9 | 6.5 | E | 9 | 76 | A | 7 | 987 | E | 9 | 0 | B | 8 | 0 | E | 9 | 16100 | C | 8 | 4813 | E | 9 | 1.8 | E | 8 | 0.192 | F | 8 | 0.16 | F | 8 | 0 | 1 | D | 9 | 10 | C | 8
[26 empty] | 3558600% | 5:00 | 6 | 321 | 0 | 1 | 24 | 0 | 1 | 27 | 0 | 1 | 24 | 0 | 1 | 24 | 0 | 1 | 27 | 0 | 1 | 24 | 0 | 1 | 43 | 2 | E | 9 | 2 | A | 7 | 9 | A | 7 | 6.5 | E | 9 | 84 | A | 7 | 987 | E | 9 | 0 | A | 7 | 0 | A | 7 | 16100 | B | 7 | 77777 | A | 7 | 1.8 | E | 8 | 0.192 | F | 8 | 0.16 | F | 8 | 0 | 1 | D | 9 | 10 | C | 8
[26 empty] | 3558600% | 6:00 | 168 | 1327 | 47 | 1 | 24 | 42 | 1 | 27 | 41 | 1 | 24 | 51 | 1 | 24 | 26 | 1 | 27 | 47 | 1 | 24 | 86 | 1 | 43 | 5 | E | 9 | 5 | A | 7 | 11 | A | 7 | 7 | A | 7 | 76 | A | 7 | 987 | E | 9 | 360 | B | 8 | 1.5 | A | 7 | 32200 | B | 7 | 77777 | A | 7 | 1.8 | E | 8 | 0.192 | F | 8 | 0.16 | F | 8 | 0 | 1 | D | 9 | 10 | C | 8
[26 empty] | 3558600% | 7:00 | 411 | 1327 | 91 | 1 | 24 | 24 | 1 | 27 | 84 | 1 | 24 | 101 | 1 | 24 | 22 | 1 | 27 | 94 | 1 | 24 | 238 | 1 | 43 | 9 | E | 9 | 9 | A | 7 | 14 | A | 7 | 8 | A | 7 | 67 | A | 7 | 987 | E | 9 | 0 | A | 7 | 0 | A | 7 | 32200 | B | 7 | 5100 | A | 7 | 1.7 | E | 8 | 0.192 | F | 8 | 0.16 | F | 8 | 0 | 1 | D | 9 | 10 | C | 8
[26 empty] | 3558600% | 8:00 | 650 | 1327 | 167 | 1 | 24 | 50 | 1 | 27 | 143 | 1 | 24 | 185 | 1 | 24 | 49 | 1 | 27 | 161 | 1 | 24 | 454 | 1 | 43 | 9 | E | 9 | 9 | A | 7 | 16 | A | 7 | 9 | A | 7 | 63 | A | 7 | 987 | E | 9 | 300 | B | 8 | 2.6 | A | 7 | 32200 | B | 7 | 6000 | A | 7 | 1.7 | E | 8 | 0.192 | F | 8 | 0.16 | F | 8 | 0 | 1 | D | 9 | 10 | C | 8
[26 empty] | 3558600% | 9:00 | 867 | 1327 | 329 | 1 | 24 | 89 | 1 | 27 | 271 | 1 | 24 | 363 | 1 | 24 | 90 | 1 | 27 | 303 | 1 | 24 | 929 | 1 | 43 | 9 | E | 9 | 9 | A | 7 | 17 | A | 7 | 9 | A | 7 | 59 | A | 7 | 987 | E | 9 | 230 | A | 7 | 3.6 | A | 7 | 20000 | B | 7 | 6000 | A | 7 | 1.7 | E | 8 | 0.192 | F | 8 | 0.16 | F | 8 | 0 | 1 | D | 9 | 10 | C | 8
[26 empty] | 3558600% | 10:00 | 1047 | 1327 | 570 | 1 | 25 | 232 | 1 | 28 | 387 | 1 | 25 | 624 | 1 | 25 | 246 | 1 | 28 | 429 | 1 | 25 | 1359 | 1 | 45 | 9 | B | 8 | 9 | B | 8 | 18.6 | B | 8 | 9.1 | B | 8 | 54 | A | 7 | 987 | E | 9 | 230 | B | 8 | 2.6 | B | 8 | 26100 | C | 8 | 6000 | B | 8 | 1.7 | E | 8 | 0.192 | F | 8 | 0.16 | F | 8 | 0 | 1 | D | 9 | 10 | C | 8
[26 empty] | 3558600% | 11:00 | 1178 | 1327 | 615 | 1 | 24 | 102 | 1 | 27 | 524 | 1 | 24 | 677 | 1 | 24 | 106 | 1 | 27 | 582 | 1 | 24 | 2341 | 1 | 43 | 9 | E | 9 | 9 | A | 7 | 20 | A | 7 | 9 | A | 7 | 49 | A | 7 | 987 | E | 9 | 240 | B | 8 | 1.5 | A | 7 | 32200 | B | 7 | 6000 | A | 7 | 1.7 | E | 8 | 0.192 | F | 8 | 0.16 | F | 8 | 0 | 1 | D | 9 | 10 | C | 8
[26 empty] | 3558600% | 12:00 | 1252 | 1327 | 421 | 1 | 24 | 74 | 1 | 27 | 351 | 1 | 24 | 466 | 1 | 24 | 76 | 1 | 27 | 395 | 1 | 24 | 1977 | 1 | 43 | 9 | E | 9 | 9 | A | 7 | 21 | A | 7 | 9 | A | 7 | 46 | A | 7 | 987 | E | 9 | 240 | B | 8 | 2.6 | A | 7 | 32200 | B | 7 | 6000 | A | 7 | 1.7 | E | 8 | 0.192 | F | 8 | 0.16 | F | 8 | 0 | 1 | D | 9 | 10 | C | 8
[26 empty] | 3558600% | 13:00 | 1262 | 1327 | 436 | 1 | 24 | 89 | 1 | 27 | 351 | 1 | 24 | 488 | 1 | 24 | 96 | 1 | 27 | 397 | 1 | 24 | 2152 | 1 | 43 | 9 | E | 9 | 9 | A | 7 | 22 | A | 7 | 10 | A | 7 | 46 | A | 7 | 987 | E | 9 | 240 | A | 7 | 3.1 | A | 7 | 32200 | B | 7 | 6000 | A | 7 | 1.7 | E | 8 | 0.192 | F | 8 | 0.16 | F | 8 | 0 | 1 | D | 9 | 10 | C | 8
[26 empty] | 3558600% | 14:00 | 1208 | 1327 | 653 | 1 | 24 | 306 | 1 | 27 | 374 | 1 | 24 | 721 | 1 | 24 | 333 | 1 | 27 | 417 | 1 | 24 | 1941 | 1 | 43 | 5 | E | 9 | 5 | A | 7 | 23 | A | 7 | 10 | A | 7 | 44 | A | 7 | 987 | E | 9 | 250 | A | 7 | 3.1 | A | 7 | 32200 | B | 7 | 77777 | A | 7 | 1.7 | E | 8 | 0.192 | F | 8 | 0.16 | F | 8 | 0 | 1 | D | 9 | 10 | C | 8
[26 empty] | 3558600% | 15:00 | 1094 | 1327 | 417 | 1 | 24 | 30 | 1 | 27 | 392 | 1 | 24 | 483 | 1 | 24 | 29 | 1 | 27 | 459 | 1 | 24 | 1655 | 1 | 43 | 9 | E | 9 | 9 | A | 7 | 22 | A | 7 | 10 | A | 7 | 46 | A | 7 | 987 | E | 9 | 240 | A | 7 | 3.1 | A | 7 | 32200 | B | 7 | 4500 | A | 7 | 1.7 | E | 8 | 0.192 | F | 8 | 0.16 | F | 8 | 0 | 1 | D | 9 | 10 | C | 8
[26 empty] | 3558600% | 16:00 | 929 | 1327 | 239 | 1 | 24 | 44 | 1 | 27 | 208 | 1 | 24 | 264 | 1 | 24 | 44 | 1 | 27 | 233 | 1 | 24 | 784 | 1 | 43 | 9 | E | 9 | 9 | A | 7 | 23 | A | 7 | 10 | A | 7 | 44 | A | 7 | 987 | E | 9 | 230 | A | 7 | 3.1 | A | 7 | 32200 | B | 7 | 4500 | A | 7 | 1.7 | E | 8 | 0.192 | F | 8 | 0.16 | F | 8 | 0 | 1 | D | 9 | 10 | C | 8
[26 empty] | 3558600% | 17:00 | 722 | 1327 | 254 | 1 | 24 | 115 | 1 | 27 | 192 | 1 | 24 | 282 | 1 | 24 | 120 | 1 | 27 | 216 | 1 | 24 | 494 | 1 | 43 | 9 | E | 9 | 9 | A | 7 | 23 | A | 7 | 11 | A | 7 | 47 | A | 7 | 987 | E | 9 | 230 | A | 7 | 3.1 | A | 7 | 32200 | B | 7 | 4500 | A | 7 | 1.7 | E | 8 | 0.192 | F | 8 | 0.16 | F | 8 | 0 | 1 | D | 9 | 10 | C | 8
[26 empty] | 3558600% | 18:00 | 488 | 1327 | 115 | 1 | 24 | 52 | 1 | 27 | 96 | 1 | 24 | 127 | 1 | 24 | 49 | 1 | 27 | 109 | 1 | 24 | 284 | 1 | 43 | 9 | E | 9 | 9 | A | 7 | 22.1 | B | 8 | 11 | A | 7 | 49 | A | 7 | 987 | E | 9 | 220 | A | 7 | 3.6 | A | 7 | 32200 | B | 7 | 4500 | A | 7 | 1.7 | E | 8 | 0.192 | F | 8 | 0.16 | F | 8 | 0 | 1 | D | 9 | 10 | C | 8
[26 empty] | 3558600% | 19:00 | 244 | 1327 | 58 | 1 | 24 | 11 | 1 | 27 | 56 | 1 | 24 | 65 | 1 | 24 | 3 | 1 | 27 | 65 | 1 | 24 | 198 | 1 | 43 | 9 | E | 9 | 9 | A | 7 | 21 | A | 7 | 11 | A | 7 | 53 | A | 7 | 987 | E | 9 | 210 | A | 7 | 3.6 | A | 7 | 32200 | B | 7 | 4500 | A | 7 | 1.7 | E | 8 | 0.192 | F | 8 | 0.16 | F | 8 | 0 | 1 | D | 9 | 10 | C | 8
[26 empty] | 3558600% | 20:00 | 34 | 741 | 6 | 1 | 24 | 0 | 1 | 27 | 6 | 1 | 24 | 7 | 1 | 24 | 0 | 1 | 27 | 7 | 1 | 24 | 23 | 1 | 43 | 9 | E | 9 | 9 | A | 7 | 18 | A | 7 | 11 | A | 7 | 64 | A | 7 | 987 | E | 9 | 210 | A | 7 | 3.6 | A | 7 | 32200 | B | 7 | 4500 | A | 7 | 1.7 | E | 8 | 0.192 | F | 8 | 0.16 | F | 8 | 0 | 1 | D | 9 | 10 | C | 8
[26 empty] | 3558600% | 21:00 | 0 | 0 | 0 | 1 | 0 | 0 | 1 | 0 | 0 | 1 | 0 | 0 | 1 | 0 | 0 | 1 | 0 | 0 | 1 | 0 | 0 | 1 | 0 | 5 | E | 9 | 5 | A | 7 | 17 | A | 7 | 10 | A | 7 | 63 | A | 7 | 987 | E | 9 | 200 | B | 8 | 1.5 | A | 7 | 32200 | B | 7 | 77777 | A | 7 | 1.7 | E | 8 | 0.192 | F | 8 | 0.16 | F | 8 | 0 | 1 | D | 9 | 10 | C | 8
[26 empty] | 3558600% | 22:00 | 0 | 0 | 0 | 1 | 0 | 0 | 1 | 0 | 0 | 1 | 0 | 0 | 1 | 0 | 0 | 1 | 0 | 0 | 1 | 0 | 0 | 1 | 0 | 0 | E | 9 | 0 | E | 9 | 15 | E | 9 | 10.8 | E | 9 | 76 | A | 7 | 987 | E | 9 | 190 | B | 8 | 1.5 | E | 9 | 30187 | C | 8 | 77777 | E | 9 | 1.7 | E | 8 | 0.192 | F | 8 | 0.16 | F | 8 | 0 | 1 | D | 9 | 10 | C | 8
[26 empty] | 3558600% | 23:00 | 0 | 0 | 0 | 1 | 0 | 0 | 1 | 0 | 0 | 1 | 0 | 0 | 1 | 0 | 0 | 1 | 0 | 0 | 1 | 0 | 0 | 1 | 0 | 0 | E | 9 | 0 | E | 9 | 14 | E | 9 | 10.6 | E | 9 | 80 | A | 7 | 987 | E | 9 | 180 | B | 8 | 1.6 | E | 9 | 28175 | C | 8 | 77777 | E | 9 | 1.7 | E | 8 | 0.192 | F | 8 | 0.16 | F | 8 | 0 | 1 | D | 9 | 10 | C | 8
[26 empty] | 3558600% | 24:00 | 0 | 0 | 0 | 1 | 0 | 0 | 1 | 0 | 0 | 1 | 0 | 0 | 1 | 0 | 0 | 1 | 0 | 0 | 1 | 0 | 0 | 1 | 0 | 5 | E | 9 | 4 | E | 9 | 13 | E | 9 | 10.3 | E | 9 | 84 | A | 7 | 987 | E | 9 | 170 | B | 8 | 1.7 | E | 9 | 26162 | C | 8 | 21794 | E | 9 | 1.7 | E | 8 | 0.192 | F | 8 | 0.16 | F | 8 | 0 | 1 | D | 9 | 10 | C | 8
[26 empty] | 3558700% | 1:00 | 0 | 0 | 0 | 1 | 0 | 0 | 1 | 0 | 0 | 1 | 0 | 0 | 1 | 0 | 0 | 1 | 0 | 0 | 1 | 0 | 0 | 1 | 0 | 0 | E | 9 | 0 | E | 9 | 14 | E | 9 | 9.1 | E | 9 | 72 | A | 7 | 987 | E | 9 | 160 | B | 8 | 1.8 | E | 9 | 24150 | C | 8 | 77777 | E | 9 | 1.7 | E | 8 | 0.192 | F | 8 | 0.16 | F | 8 | 0 | 1 | D | 9 | 10 | C | 8
[26 empty] | 3558700% | 2:00 | 0 | 0 | 0 | 1 | 0 | 0 | 1 | 0 | 0 | 1 | 0 | 0 | 1 | 0 | 0 | 1 | 0 | 0 | 1 | 0 | 0 | 1 | 0 | 0 | E | 9 | 0 | E | 9 | 12 | E | 9 | 8.9 | E | 9 | 81 | A | 7 | 987 | E | 9 | 150 | B | 8 | 1.9 | E | 9 | 22137 | C | 8 | 77777 | E | 9 | 1.7 | E | 8 | 0.192 | F | 8 | 0.16 | F | 8 | 0 | 1 | D | 9 | 10 | C | 8
[26 empty] | 3558700% | 3:00 | 0 | 0 | 0 | 1 | 0 | 0 | 1 | 0 | 0 | 1 | 0 | 0 | 1 | 0 | 0 | 1 | 0 | 0 | 1 | 0 | 0 | 1 | 0 | 6 | E | 9 | 4 | E | 9 | 12 | E | 9 | 8.7 | E | 9 | 80 | A | 7 | 987 | E | 9 | 140 | B | 8 | 2 | E | 9 | 20125 | C | 8 | 21588 | E | 9 | 1.7 | E | 8 | 0.192 | F | 8 | 0.16 | F | 8 | 0 | 1 | D | 9 | 10 | C | 8
[26 empty] | 3558700% | 4:00 | 0 | 0 | 0 | 1 | 0 | 0 | 1 | 0 | 0 | 1 | 0 | 0 | 1 | 0 | 0 | 1 | 0 | 0 | 1 | 0 | 0 | 1 | 0 | 6 | E | 9 | 3 | E | 9 | 11 | E | 9 | 8.4 | E | 9 | 84 | A | 7 | 987 | E | 9 | 130 | B | 8 | 2.2 | E | 9 | 18112 | C | 8 | 21719 | E | 9 | 1.7 | E | 8 | 0.192 | F | 8 | 0.16 | F | 8 | 0 | 1 | D | 9 | 10 | C | 8
[26 empty] | 3558700% | 5:00 | 6 | 343 | 0 | 1 | 24 | 5 | 1 | 27 | 0 | 1 | 24 | 0 | 1 | 24 | 0 | 1 | 27 | 0 | 1 | 24 | 0 | 1 | 43 | 6 | E | 9 | 3 | A | 7 | 11 | A | 7 | 8.2 | E | 9 | 83 | A | 7 | 987 | E | 9 | 120 | A | 7 | 2.6 | A | 7 | 16100 | B | 7 | 77777 | A | 7 | 1.7 | E | 8 | 0.192 | F | 8 | 0.16 | F | 8 | 0 | 1 | D | 9 | 10 | C | 8
[26 empty] | 3558700% | 6:00 | 168 | 1326 | 64 | 1 | 24 | 171 | 1 | 27 | 42 | 1 | 24 | 66 | 1 | 24 | 101 | 1 | 27 | 53 | 1 | 24 | 76 | 1 | 43 | 6 | E | 9 | 2 | A | 7 | 12 | A | 7 | 8 | A | 7 | 76 | A | 7 | 987 | E | 9 | 150 | B | 8 | 2.1 | A | 7 | 32200 | B | 7 | 77777 | A | 7 | 1.7 | E | 8 | 0.192 | F | 8 | 0.16 | F | 8 | 0 | 1 | D | 9 | 10 | C | 8
[26 empty] | 3558700% | 7:00 | 411 | 1326 | 215 | 1 | 25 | 352 | 1 | 28 | 106 | 1 | 25 | 224 | 1 | 25 | 314 | 1 | 28 | 127 | 1 | 25 | 200 | 1 | 45 | 8 | B | 8 | 4 | B | 8 | 14 | A | 7 | 8 | A | 7 | 67 | A | 7 | 987 | E | 9 | 180 | B | 8 | 1.5 | A | 7 | 36200 | C | 8 | 77777 | B | 8 | 1.7 | E | 8 | 0.192 | F | 8 | 0.16 | F | 8 | 0 | 1 | D | 9 | 10 | C | 8
[26 empty] | 3558700% | 8:00 | 650 | 1326 | 314 | 1 | 24 | 247 | 1 | 27 | 193 | 1 | 24 | 337 | 1 | 24 | 255 | 1 | 27 | 212 | 1 | 24 | 430 | 1 | 43 | 10 | E | 9 | 5 | A | 7 | 17 | A | 7 | 7 | A | 7 | 52 | A | 7 | 987 | E | 9 | 210 | A | 7 | 2.6 | A | 7 | 40200 | B | 7 | 77777 | A | 7 | 1.7 | E | 8 | 0.192 | F | 8 | 0.16 | F | 8 | 0 | 1 | D | 9 | 10 | C | 8
[26 empty] | 3558700% | 9:00 | 867 | 1326 | 304 | 1 | 24 | 52 | 1 | 27 | 270 | 1 | 24 | 335 | 1 | 24 | 53 | 1 | 27 | 300 | 1 | 24 | 926 | 1 | 43 | 10 | E | 9 | 9 | A | 7 | 18 | A | 7 | 6 | A | 7 | 45 | A | 7 | 987 | E | 9 | 210 | B | 8 | 2.1 | A | 7 | 40200 | B | 7 | 6000 | A | 7 | 1.7 | E | 8 | 0.192 | F | 8 | 0.16 | F | 8 | 0 | 1 | D | 9 | 10 | C | 8
[26 empty] | 3558700% | 10:00 | 1047 | 1326 | 411 | 1 | 24 | 70 | 1 | 27 | 356 | 1 | 24 | 454 | 1 | 24 | 72 | 1 | 27 | 397 | 1 | 24 | 1402 | 1 | 43 | 10 | E | 9 | 9 | A | 7 | 18 | A | 7 | 7 | A | 7 | 49 | A | 7 | 987 | E | 9 | 200 | A | 7 | 4.1 | A | 7 | 40200 | B | 7 | 6000 | A | 7 | 1.8 | E | 8 | 0.192 | F | 8 | 0.16 | F | 8 | 0 | 1 | D | 9 | 10 | C | 8
[26 empty] | 3558700% | 11:00 | 1179 | 1326 | 327 | 1 | 24 | 0 | 1 | 27 | 327 | 1 | 24 | 389 | 1 | 24 | 0 | 1 | 27 | 389 | 1 | 24 | 1497 | 1 | 43 | 10 | E | 9 | 10 | A | 7 | 20 | A | 7 | 8 | A | 7 | 46 | A | 7 | 987 | E | 9 | 200 | B | 8 | 2.6 | A | 7 | 40200 | B | 7 | 6000 | A | 7 | 1.8 | E | 8 | 0.192 | F | 8 | 0.16 | F | 8 | 0 | 1 | D | 9 | 10 | C | 8
[26 empty] | 3558700% | 12:00 | 1252 | 1326 | 350 | 1 | 24 | 0 | 1 | 27 | 350 | 1 | 24 | 418 | 1 | 24 | 0 | 1 | 27 | 418 | 1 | 24 | 1599 | 1 | 43 | 10 | E | 9 | 10 | A | 7 | 21 | A | 7 | 9 | A | 7 | 46 | A | 7 | 987 | E | 9 | 200 | B | 8 | 2.6 | A | 7 | 40200 | B | 7 | 6000 | A | 7 | 1.8 | E | 8 | 0.192 | F | 8 | 0.16 | F | 8 | 0 | 1 | D | 9 | 10 | C | 8
[26 empty] | 3558700% | 13:00 | 1262 | 1326 | 776 | 1 | 24 | 483 | 1 | 27 | 316 | 1 | 24 | 847 | 1 | 24 | 506 | 1 | 27 | 364 | 1 | 24 | 2395 | 1 | 43 | 10 | E | 9 | 5 | A | 7 | 21.1 | B | 8 | 9.1 | B | 8 | 46 | A | 7 | 987 | E | 9 | 190 | B | 8 | 2.6 | A | 7 | 40200 | B | 7 | 77777 | A | 7 | 1.8 | E | 8 | 0.192 | F | 8 | 0.16 | F | 8 | 0 | 1 | D | 9 | 10 | C | 8
[26 empty] | 3558700% | 14:00 | 1209 | 1326 | 336 | 1 | 24 | 0 | 1 | 27 | 336 | 1 | 24 | 400 | 1 | 24 | 0 | 1 | 27 | 400 | 1 | 24 | 1538 | 1 | 43 | 10 | E | 9 | 10 | A | 7 | 21 | A | 7 | 9 | A | 7 | 46 | A | 7 | 987 | E | 9 | 190 | B | 8 | 3.1 | A | 7 | 40200 | B | 7 | 6000 | A | 7 | 1.8 | E | 8 | 0.192 | F | 8 | 0.16 | F | 8 | 0 | 1 | D | 9 | 10 | C | 8
[26 empty] | 3558700% | 15:00 | 1095 | 1326 | 241 | 1 | 24 | 0 | 1 | 27 | 241 | 1 | 24 | 290 | 1 | 24 | 0 | 1 | 27 | 290 | 1 | 24 | 1165 | 1 | 43 | 10 | E | 9 | 10 | A | 7 | 21 | A | 7 | 10 | A | 7 | 49 | A | 7 | 987 | E | 9 | 190 | A | 7 | 3.6 | A | 7 | 32200 | B | 7 | 1500 | A | 7 | 1.8 | E | 8 | 0.192 | F | 8 | 0.16 | F | 8 | 0 | 1 | D | 9 | 10 | C | 8
[26 empty] | 3558700% | 16:00 | 930 | 1326 | 199 | 1 | 24 | 0 | 1 | 27 | 199 | 1 | 24 | 237 | 1 | 24 | 0 | 1 | 27 | 237 | 1 | 24 | 944 | 1 | 43 | 10 | E | 9 | 10 | A | 7 | 19 | A | 7 | 11 | A | 7 | 60 | A | 7 | 987 | E | 9 | 210 | A | 7 | 2.6 | A | 7 | 24100 | B | 7 | 1500 | A | 7 | 1.8 | E | 8 | 0.192 | F | 8 | 0.16 | F | 8 | 0 | 1 | D | 9 | 10 | C | 8
[26 empty] | 3558700% | 17:00 | 723 | 1326 | 147 | 1 | 24 | 0 | 1 | 27 | 147 | 1 | 24 | 173 | 1 | 24 | 0 | 1 | 27 | 173 | 1 | 24 | 662 | 1 | 43 | 10 | E | 9 | 10 | A | 7 | 18 | A | 7 | 9 | A | 7 | 56 | A | 7 | 987 | E | 9 | 200 | A | 7 | 5.1 | A | 7 | 16100 | B | 7 | 2100 | A | 7 | 1.8 | E | 8 | 0.192 | F | 8 | 0.16 | F | 8 | 0 | 1 | D | 9 | 10 | C | 8
[26 empty] | 3558700% | 18:00 | 490 | 1326 | 111 | 1 | 24 | 0 | 1 | 27 | 111 | 1 | 24 | 127 | 1 | 24 | 0 | 1 | 27 | 127 | 1 | 24 | 443 | 1 | 43 | 10 | E | 9 | 10 | A | 7 | 18 | A | 7 | 10 | A | 7 | 59 | A | 7 | 987 | E | 9 | 180 | A | 7 | 3.6 | A | 7 | 16100 | B | 7 | 3600 | A | 7 | 1.9 | E | 8 | 0.192 | F | 8 | 0.16 | F | 8 | 0 | 1 | D | 9 | 10 | C | 8
[26 empty] | 3558700% | 19:00 | 246 | 1326 | 44 | 1 | 24 | 0 | 1 | 27 | 44 | 1 | 24 | 51 | 1 | 24 | 0 | 1 | 27 | 51 | 1 | 24 | 166 | 1 | 43 | 10 | E | 9 | 10 | A | 7 | 17 | A | 7 | 11 | A | 7 | 68 | A | 7 | 987 | E | 9 | 180 | A | 7 | 4.1 | A | 7 | 16100 | B | 7 | 3600 | A | 7 | 1.9 | E | 8 | 0.192 | F | 8 | 0.16 | F | 8 | 0 | 1 | D | 9 | 10 | C | 8
[26 empty] | 3558700% | 20:00 | 35 | 763 | 6 | 1 | 24 | 0 | 1 | 27 | 6 | 1 | 24 | 7 | 1 | 24 | 0 | 1 | 27 | 7 | 1 | 24 | 23 | 1 | 43 | 10 | E | 9 | 10 | A | 7 | 17 | A | 7 | 11 | A | 7 | 68 | A | 7 | 987 | E | 9 | 170 | B | 8 | 1.5 | A | 7 | 11300 | B | 7 | 4500 | A | 7 | 1.9 | E | 8 | 0.192 | F | 8 | 0.16 | F | 8 | 0 | 1 | D | 9 | 10 | C | 8
[26 empty] | 3558700% | 21:00 | 0 | 0 | 0 | 1 | 0 | 0 | 1 | 0 | 0 | 1 | 0 | 0 | 1 | 0 | 0 | 1 | 0 | 0 | 1 | 0 | 0 | 1 | 0 | 10 | E | 9 | 10 | A | 7 | 17 | A | 7 | 10 | A | 7 | 63 | A | 7 | 987 | E | 9 | 160 | B | 8 | 1.5 | A | 7 | 11300 | B | 7 | 1200 | A | 7 | 1.9 | E | 8 | 0.192 | F | 8 | 0.16 | F | 8 | 0 | 1 | D | 9 | 10 | C | 8
[26 empty] | 3558700% | 22:00 | 0 | 0 | 0 | 1 | 0 | 0 | 1 | 0 | 0 | 1 | 0 | 0 | 1 | 0 | 0 | 1 | 0 | 0 | 1 | 0 | 0 | 1 | 0 | 10 | E | 9 | 10 | E | 9 | 16.9 | E | 9 | 9 | E | 9 | 60 | A | 7 | 987 | E | 9 | 140 | B | 8 | 2.3 | E | 9 | 11900 | C | 8 | 0 | E | 9 | 1.9 | E | 8 | 0.192 | F | 8 | 0.16 | F | 8 | 0 | 1 | D | 9 | 10 | C | 8
[26 empty] | 3558700% | 23:00 | 0 | 0 | 0 | 1 | 0 | 0 | 1 | 0 | 0 | 1 | 0 | 0 | 1 | 0 | 0 | 1 | 0 | 0 | 1 | 0 | 0 | 1 | 0 | 7 | E | 9 | 7 | E | 9 | 16.1 | E | 9 | 8 | E | 9 | 59 | A | 7 | 987 | E | 9 | 130 | B | 8 | 2.5 | E | 9 | 12500 | C | 8 | 17100 | E | 9 | 1.9 | E | 8 | 0.192 | F | 8 | 0.16 | F | 8 | 0 | 1 | D | 9 | 10 | C | 8
[26 empty] | 3558700% | 24:00 | 0 | 0 | 0 | 1 | 0 | 0 | 1 | 0 | 0 | 1 | 0 | 0 | 1 | 0 | 0 | 1 | 0 | 0 | 1 | 0 | 0 | 1 | 0 | 10 | E | 9 | 10 | E | 9 | 15.2 | E | 9 | 9 | E | 9 | 66 | A | 7 | 987 | E | 9 | 120 | B | 8 | 5.4 | E | 9 | 13100 | C | 8 | 0 | E | 9 | 1.9 | E | 8 | 0.192 | F | 8 | 0.16 | F | 8 | 0 | 1 | D | 9 | 10 | C | 8
[26 empty] | 3558800% | 1:00 | 0 | 0 | 0 | 1 | 0 | 0 | 1 | 0 | 0 | 1 | 0 | 0 | 1 | 0 | 0 | 1 | 0 | 0 | 1 | 0 | 0 | 1 | 0 | 10 | E | 9 | 10 | E | 9 | 14.2 | E | 9 | 8 | E | 9 | 66 | A | 7 | 987 | E | 9 | 110 | B | 8 | 2.5 | E | 9 | 13700 | C | 8 | 0 | E | 9 | 1.9 | E | 8 | 0.193 | F | 8 | 0.16 | F | 8 | 0 | 1 | D | 9 | 10 | C | 8
[26 empty] | 3558800% | 2:00 | 0 | 0 | 0 | 1 | 0 | 0 | 1 | 0 | 0 | 1 | 0 | 0 | 1 | 0 | 0 | 1 | 0 | 0 | 1 | 0 | 0 | 1 | 0 | 10 | E | 9 | 10 | E | 9 | 13.4 | E | 9 | 8 | E | 9 | 70 | A | 7 | 987 | E | 9 | 100 | B | 8 | 1.9 | E | 9 | 14300 | C | 8 | 0 | E | 9 | 2 | E | 8 | 0.193 | F | 8 | 0.16 | F | 8 | 0 | 1 | D | 9 | 10 | C | 8
[26 empty] | 3558800% | 3:00 | 0 | 0 | 0 | 1 | 0 | 0 | 1 | 0 | 0 | 1 | 0 | 0 | 1 | 0 | 0 | 1 | 0 | 0 | 1 | 0 | 0 | 1 | 0 | 10 | E | 9 | 10 | E | 9 | 13.3 | E | 9 | 7 | E | 9 | 66 | A | 7 | 987 | E | 9 | 80 | B | 8 | 2.6 | E | 9 | 14900 | C | 8 | 6700 | E | 9 | 2 | E | 8 | 0.193 | F | 8 | 0.16 | F | 8 | 0 | 1 | D | 9 | 10 | C | 8
[26 empty] | 3558800% | 4:00 | 0 | 0 | 0 | 1 | 0 | 0 | 1 | 0 | 0 | 1 | 0 | 0 | 1 | 0 | 0 | 1 | 0 | 0 | 1 | 0 | 0 | 1 | 0 | 9 | E | 9 | 9 | E | 9 | 13.2 | E | 9 | 7 | E | 9 | 66 | A | 7 | 987 | E | 9 | 70 | B | 8 | 1.8 | E | 9 | 15500 | C | 8 | 4100 | E | 9 | 2 | E | 8 | 0.193 | F | 8 | 0.16 | F | 8 | 0 | 1 | D | 9 | 10 | C | 8
[26 empty] | 3558800% | 5:00 | 6 | 343 | 0 | 1 | 24 | 0 | 1 | 27 | 0 | 1 | 24 | 0 | 1 | 24 | 0 | 1 | 27 | 0 | 1 | 24 | 0 | 1 | 43 | 10 | E | 9 | 10 | A | 7 | 13 | A | 7 | 7 | E | 9 | 67 | A | 7 | 987 | E | 9 | 60 | A | 7 | 2.6 | A | 7 | 16100 | B | 7 | 1500 | A | 7 | 2 | E | 8 | 0.193 | F | 8 | 0.16 | F | 8 | 0 | 1 | D | 9 | 10 | C | 8
[26 empty] | 3558800% | 6:00 | 169 | 1326 | 29 | 1 | 24 | 0 | 1 | 27 | 29 | 1 | 24 | 33 | 1 | 24 | 0 | 1 | 27 | 33 | 1 | 24 | 106 | 1 | 43 | 10 | E | 9 | 10 | A | 7 | 13 | A | 7 | 8 | A | 7 | 72 | A | 7 | 987 | E | 9 | 70 | B | 8 | 1.5 | A | 7 | 24100 | B | 7 | 4500 | A | 7 | 2 | E | 8 | 0.193 | F | 8 | 0.16 | F | 8 | 0 | 1 | D | 9 | 10 | C | 8
[26 empty] | 3558800% | 7:00 | 412 | 1326 | 91 | 1 | 25 | 0 | 1 | 28 | 91 | 1 | 25 | 104 | 1 | 25 | 0 | 1 | 28 | 104 | 1 | 25 | 353 | 1 | 45 | 10 | B | 8 | 10 | B | 8 | 15.4 | B | 8 | 8.1 | B | 8 | 62 | A | 7 | 987 | E | 9 | 80 | B | 8 | 2.8 | B | 8 | 24100 | C | 8 | 3750 | B | 8 | 2 | E | 8 | 0.193 | F | 8 | 0.16 | F | 8 | 0 | 1 | D | 9 | 10 | C | 8
[26 empty] | 3558800% | 8:00 | 650 | 1326 | 131 | 1 | 24 | 0 | 1 | 27 | 131 | 1 | 24 | 154 | 1 | 24 | 0 | 1 | 27 | 154 | 1 | 24 | 575 | 1 | 43 | 10 | E | 9 | 10 | A | 7 | 18 | A | 7 | 8 | A | 7 | 52 | A | 7 | 987 | E | 9 | 90 | A | 7 | 4.1 | A | 7 | 24100 | B | 7 | 3000 | A | 7 | 2 | E | 8 | 0.193 | F | 8 | 0.16 | F | 8 | 0 | 1 | D | 9 | 10 | C | 8
[26 empty] | 3558800% | 9:00 | 867 | 1326 | 186 | 1 | 24 | 0 | 1 | 27 | 186 | 1 | 24 | 221 | 1 | 24 | 0 | 1 | 27 | 221 | 1 | 24 | 868 | 1 | 43 | 10 | E | 9 | 10 | A | 7 | 14 | A | 7 | 8 | A | 7 | 67 | A | 7 | 987 | E | 9 | 40 | A | 7 | 4.1 | A | 7 | 16100 | B | 7 | 2400 | A | 7 | 2 | E | 8 | 0.193 | F | 8 | 0.16 | F | 8 | 0 | 1 | D | 9 | 10 | C | 8
[26 empty] | 3558800% | 10:00 | 1047 | 1326 | 288 | 1 | 24 | 0 | 1 | 27 | 288 | 1 | 24 | 339 | 1 | 24 | 0 | 1 | 27 | 339 | 1 | 24 | 1318 | 1 | 43 | 10 | E | 9 | 10 | A | 7 | 15 | A | 7 | 7 | A | 7 | 59 | A | 7 | 987 | E | 9 | 90 | A | 7 | 5.1 | A | 7 | 16100 | B | 7 | 4500 | A | 7 | 2 | E | 8 | 0.193 | F | 8 | 0.16 | F | 8 | 0 | 1 | D | 9 | 10 | C | 8
[26 empty] | 3558800% | 11:00 | 1179 | 1326 | 329 | 1 | 24 | 0 | 1 | 27 | 329 | 1 | 24 | 391 | 1 | 24 | 0 | 1 | 27 | 391 | 1 | 24 | 1504 | 1 | 43 | 10 | E | 9 | 10 | A | 7 | 16 | A | 7 | 8 | A | 7 | 59 | A | 7 | 987 | E | 9 | 110 | A | 7 | 5.1 | A | 7 | 24100 | B | 7 | 3300 | A | 7 | 2 | E | 8 | 0.193 | F | 8 | 0.16 | F | 8 | 0 | 1 | D | 9 | 10 | C | 8
[26 empty] | 3558800% | 12:00 | 1252 | 1326 | 351 | 1 | 24 | 0 | 1 | 27 | 351 | 1 | 24 | 419 | 1 | 24 | 0 | 1 | 27 | 419 | 1 | 24 | 1603 | 1 | 43 | 10 | E | 9 | 10 | A | 7 | 17 | A | 7 | 9 | A | 7 | 59 | A | 7 | 987 | E | 9 | 100 | A | 7 | 4.1 | A | 7 | 24100 | B | 7 | 3300 | A | 7 | 2 | E | 8 | 0.193 | F | 8 | 0.16 | F | 8 | 0 | 1 | D | 9 | 10 | C | 8
[26 empty] | 3558800% | 13:00 | 1263 | 1326 | 283 | 1 | 25 | 0 | 1 | 28 | 283 | 1 | 25 | 344 | 1 | 25 | 0 | 1 | 28 | 344 | 1 | 25 | 1363 | 1 | 45 | 10 | B | 8 | 10 | B | 8 | 17 | B | 8 | 8.7 | B | 8 | 58 | A | 7 | 987 | E | 9 | 100 | B | 8 | 4.4 | B | 8 | 24100 | C | 8 | 2660 | B | 8 | 2 | E | 8 | 0.193 | F | 8 | 0.16 | F | 8 | 0 | 1 | D | 9 | 10 | C | 8
[26 empty] | 3558800% | 14:00 | 1209 | 1326 | 270 | 1 | 25 | 0 | 1 | 28 | 270 | 1 | 25 | 327 | 1 | 25 | 0 | 1 | 28 | 327 | 1 | 25 | 1301 | 1 | 45 | 10 | B | 8 | 10 | B | 8 | 16.7 | B | 8 | 8.3 | B | 8 | 58 | A | 7 | 987 | E | 9 | 90 | B | 8 | 4.8 | B | 8 | 24100 | C | 8 | 2020 | B | 8 | 2 | E | 8 | 0.193 | F | 8 | 0.16 | F | 8 | 0 | 1 | D | 9 | 10 | C | 8
[26 empty] | 3558800% | 15:00 | 1096 | 1326 | 243 | 1 | 24 | 0 | 1 | 27 | 243 | 1 | 24 | 292 | 1 | 24 | 0 | 1 | 27 | 292 | 1 | 24 | 1173 | 1 | 43 | 10 | E | 9 | 10 | A | 7 | 16 | A | 7 | 8 | A | 7 | 59 | A | 7 | 987 | E | 9 | 90 | A | 7 | 5.1 | A | 7 | 24100 | B | 7 | 1380 | A | 7 | 2 | E | 8 | 0.193 | F | 8 | 0.16 | F | 8 | 0 | 1 | D | 9 | 10 | C | 8
[26 empty] | 3558800% | 16:00 | 931 | 1326 | 202 | 1 | 24 | 0 | 1 | 27 | 202 | 1 | 24 | 240 | 1 | 24 | 0 | 1 | 27 | 240 | 1 | 24 | 956 | 1 | 43 | 10 | E | 9 | 10 | A | 7 | 16 | A | 7 | 8 | A | 7 | 59 | A | 7 | 987 | E | 9 | 110 | A | 7 | 2.6 | A | 7 | 24100 | B | 7 | 1380 | A | 7 | 2 | E | 8 | 0.193 | F | 8 | 0.16 | F | 8 | 0 | 1 | D | 9 | 10 | C | 8
[26 empty] | 3558800% | 17:00 | 725 | 1326 | 150 | 1 | 24 | 0 | 1 | 27 | 150 | 1 | 24 | 176 | 1 | 24 | 0 | 1 | 27 | 176 | 1 | 24 | 673 | 1 | 43 | 10 | E | 9 | 10 | A | 7 | 15 | A | 7 | 8 | A | 7 | 63 | A | 7 | 987 | E | 9 | 100 | A | 7 | 3.1 | A | 7 | 24100 | B | 7 | 1500 | A | 7 | 2 | E | 8 | 0.193 | F | 8 | 0.16 | F | 8 | 0 | 1 | D | 9 | 10 | C | 8
[26 empty] | 3558800% | 18:00 | 492 | 1326 | 92 | 1 | 24 | 0 | 1 | 27 | 92 | 1 | 24 | 107 | 1 | 24 | 0 | 1 | 27 | 107 | 1 | 24 | 384 | 1 | 43 | 10 | E | 9 | 10 | A | 7 | 15 | A | 7 | 8 | A | 7 | 63 | A | 7 | 987 | E | 9 | 110 | A | 7 | 2.6 | A | 7 | 16100 | B | 7 | 1500 | A | 7 | 2 | E | 8 | 0.193 | F | 8 | 0.16 | F | 8 | 0 | 1 | D | 9 | 10 | C | 8
[26 empty] | 3558800% | 19:00 | 248 | 1326 | 37 | 1 | 24 | 0 | 1 | 27 | 37 | 1 | 24 | 43 | 1 | 24 | 0 | 1 | 27 | 43 | 1 | 24 | 144 | 1 | 43 | 10 | E | 9 | 10 | A | 7 | 14 | A | 7 | 8 | A | 7 | 67 | A | 7 | 987 | E | 9 | 100 | B | 8 | 1.5 | A | 7 | 16100 | B | 7 | 1500 | A | 7 | 2.1 | E | 8 | 0.193 | F | 8 | 0.16 | F | 8 | 0 | 1 | D | 9 | 10 | C | 8
[26 empty] | 3558800% | 20:00 | 36 | 785 | 5 | 1 | 24 | 0 | 1 | 27 | 5 | 1 | 24 | 6 | 1 | 24 | 0 | 1 | 27 | 6 | 1 | 24 | 20 | 1 | 43 | 10 | E | 9 | 10 | A | 7 | 14 | A | 7 | 8 | A | 7 | 67 | A | 7 | 987 | E | 9 | 90 | B | 8 | 1.5 | A | 7 | 16100 | B | 7 | 1500 | A | 7 | 2.1 | E | 8 | 0.193 | F | 8 | 0.16 | F | 8 | 0 | 1 | D | 9 | 10 | C | 8
[26 empty] | 3558800% | 21:00 | 0 | 0 | 0 | 1 | 0 | 0 | 1 | 0 | 0 | 1 | 0 | 0 | 1 | 0 | 0 | 1 | 0 | 0 | 1 | 0 | 0 | 1 | 0 | 10 | E | 9 | 10 | A | 7 | 13 | A | 7 | 9 | A | 7 | 77 | A | 7 | 987 | E | 9 | 80 | B | 8 | 1.5 | A | 7 | 16100 | B | 7 | 1800 | A | 7 | 2.1 | E | 8 | 0.193 | F | 8 | 0.16 | F | 8 | 0 | 1 | D | 9 | 10 | C | 8
[26 empty] | 3558800% | 22:00 | 0 | 0 | 0 | 1 | 0 | 0 | 1 | 0 | 0 | 1 | 0 | 0 | 1 | 0 | 0 | 1 | 0 | 0 | 1 | 0 | 0 | 1 | 0 | 10 | E | 9 | 10 | E | 9 | 12.4 | E | 9 | 8.8 | E | 9 | 79 | A | 7 | 987 | E | 9 | 80 | B | 8 | 0.8 | E | 9 | 15566 | C | 8 | 2263 | E | 9 | 2.1 | E | 8 | 0.193 | F | 8 | 0.16 | F | 8 | 0 | 1 | D | 9 | 10 | C | 8
[26 empty] | 3558800% | 23:00 | 0 | 0 | 0 | 1 | 0 | 0 | 1 | 0 | 0 | 1 | 0 | 0 | 1 | 0 | 0 | 1 | 0 | 0 | 1 | 0 | 0 | 1 | 0 | 10 | E | 9 | 10 | E | 9 | 10.9 | E | 9 | 9.6 | E | 9 | 92 | A | 7 | 987 | E | 9 | 70 | B | 8 | 1.3 | E | 9 | 15033 | C | 8 | 2727 | E | 9 | 2.1 | E | 8 | 0.193 | F | 8 | 0.16 | F | 8 | 0 | 1 | D | 9 | 10 | C | 8
[26 empty] | 3558800% | 24:00 | 0 | 0 | 0 | 1 | 0 | 0 | 1 | 0 | 0 | 1 | 0 | 0 | 1 | 0 | 0 | 1 | 0 | 0 | 1 | 0 | 0 | 1 | 0 | 10 | E | 9 | 10 | E | 9 | 11.3 | E | 9 | 10.3 | E | 9 | 94 | A | 7 | 987 | E | 9 | 60 | B | 8 | 1.7 | E | 9 | 14500 | C | 8 | 3190 | E | 9 | 2.1 | E | 8 | 0.193 | F | 8 | 0.16 | F | 8 | 0 | 1 | D | 9 | 61 | C | 8
[26 empty] | 3558900% | 1:00 | 0 | 0 | 0 | 1 | 0 | 0 | 1 | 0 | 0 | 1 | 0 | 0 | 1 | 0 | 0 | 1 | 0 | 0 | 1 | 0 | 0 | 1 | 0 | 0 | E | 9 | 0 | E | 9 | 10.8 | E | 9 | 10.1 | E | 9 | 95 | A | 7 | 987 | E | 9 | 50 | B | 8 | 1.1 | E | 9 | 13966 | C | 8 | 77777 | E | 9 | 2.1 | E | 8 | 0.193 | F | 8 | 0.16 | F | 8 | 0 | 1 | D | 9 | 61 | C | 8
[26 empty] | 3558900% | 2:00 | 0 | 0 | 0 | 1 | 0 | 0 | 1 | 0 | 0 | 1 | 0 | 0 | 1 | 0 | 0 | 1 | 0 | 0 | 1 | 0 | 0 | 1 | 0 | 0 | E | 9 | 0 | E | 9 | 11.2 | E | 9 | 9.9 | E | 9 | 92 | A | 7 | 987 | E | 9 | 40 | B | 8 | 0.9 | E | 9 | 13433 | C | 8 | 77777 | E | 9 | 2.1 | E | 8 | 0.193 | F | 8 | 0.16 | F | 8 | 0 | 1 | D | 9 | 61 | C | 8
[26 empty] | 3558900% | 3:00 | 0 | 0 | 0 | 1 | 0 | 0 | 1 | 0 | 0 | 1 | 0 | 0 | 1 | 0 | 0 | 1 | 0 | 0 | 1 | 0 | 0 | 1 | 0 | 0 | E | 9 | 0 | E | 9 | 11.7 | E | 9 | 9.7 | E | 9 | 88 | A | 7 | 987 | E | 9 | 30 | B | 8 | 1.8 | E | 9 | 12900 | C | 8 | 77777 | E | 9 | 2.1 | E | 8 | 0.193 | F | 8 | 0.16 | F | 8 | 0 | 1 | D | 9 | 61 | C | 8
[26 empty] | 3558900% | 4:00 | 0 | 0 | 0 | 1 | 0 | 0 | 1 | 0 | 0 | 1 | 0 | 0 | 1 | 0 | 0 | 1 | 0 | 0 | 1 | 0 | 0 | 1 | 0 | 5 | E | 9 | 4 | E | 9 | 10.1 | E | 9 | 9.4 | E | 9 | 95 | A | 7 | 987 | E | 9 | 30 | B | 8 | 1.7 | E | 9 | 12366 | C | 8 | 13763 | E | 9 | 2.1 | E | 8 | 0.193 | F | 8 | 0.16 | F | 8 | 0 | 1 | D | 9 | 61 | C | 8
[26 empty] | 3558900% | 5:00 | 7 | 342 | 0 | 1 | 28 | 0 | 1 | 31 | 0 | 1 | 28 | 0 | 1 | 28 | 0 | 1 | 31 | 0 | 1 | 28 | 0 | 1 | 50 | 10 | E | 9 | 9 | E | 9 | 10.6 | E | 9 | 9.2 | E | 9 | 91 | A | 7 | 987 | E | 9 | 20 | B | 8 | 1.6 | E | 9 | 11833 | C | 8 | 3347 | E | 9 | 2.1 | E | 8 | 0.193 | F | 8 | 0.16 | F | 8 | 0 | 1 | D | 9 | 61 | C | 8
[26 empty] | 3558900% | 6:00 | 170 | 1326 | 46 | 1 | 24 | 1 | 1 | 27 | 46 | 1 | 24 | 51 | 1 | 24 | 0 | 1 | 27 | 51 | 1 | 24 | 149 | 1 | 43 | 10 | E | 9 | 9 | A | 7 | 11 | A | 7 | 9 | A | 7 | 87 | A | 7 | 987 | E | 9 | 10 | B | 8 | 2.1 | A | 7 | 11300 | B | 7 | 3600 | A | 7 | 2.1 | E | 8 | 0.193 | F | 8 | 0.16 | F | 8 | 0 | 1 | D | 9 | 61 | C | 8
[26 empty] | 3558900% | 7:00 | 412 | 1326 | 167 | 1 | 24 | 15 | 1 | 27 | 163 | 1 | 24 | 183 | 1 | 24 | 11 | 1 | 27 | 179 | 1 | 24 | 508 | 1 | 43 | 10 | E | 9 | 9 | A | 7 | 12 | A | 7 | 10 | A | 7 | 88 | A | 7 | 987 | E | 9 | 0 | A | 7 | 0 | A | 7 | 11300 | B | 7 | 4500 | A | 7 | 2.1 | E | 8 | 0.193 | F | 8 | 0.16 | F | 8 | 0 | 1 | D | 9 | 61 | C | 8
[26 empty] | 3558900% | 8:00 | 650 | 1326 | 305 | 1 | 24 | 185 | 1 | 27 | 214 | 1 | 24 | 332 | 1 | 24 | 189 | 1 | 27 | 239 | 1 | 24 | 530 | 1 | 43 | 6 | E | 9 | 5 | A | 7 | 15 | A | 7 | 9 | A | 7 | 67 | A | 7 | 987 | E | 9 | 340 | B | 8 | 1 | A | 7 | 16100 | B | 7 | 77777 | A | 7 | 2.1 | E | 8 | 0.193 | F | 8 | 0.16 | F | 8 | 0 | 1 | D | 9 | 61 | C | 8
[26 empty] | 3558900% | 9:00 | 867 | 1326 | 498 | 1 | 24 | 80 | 1 | 27 | 445 | 1 | 24 | 545 | 1 | 24 | 83 | 1 | 27 | 490 | 1 | 24 | 1343 | 1 | 43 | 6 | E | 9 | 5 | A | 7 | 17 | A | 7 | 7 | A | 7 | 52 | A | 7 | 987 | E | 9 | 330 | B | 8 | 1 | A | 7 | 24100 | B | 7 | 77777 | A | 7 | 2.1 | E | 8 | 0.193 | F | 8 | 0.16 | F | 8 | 0 | 1 | D | 9 | 61 | C | 8
[26 empty] | 3558900% | 10:00 | 1047 | 1326 | 652 | 1 | 24 | 444 | 1 | 27 | 301 | 1 | 24 | 694 | 1 | 24 | 462 | 1 | 27 | 328 | 1 | 24 | 1061 | 1 | 43 | 6 | E | 9 | 5 | A | 7 | 18 | A | 7 | 7 | A | 7 | 49 | A | 7 | 987 | E | 9 | 310 | A | 7 | 2.6 | A | 7 | 24100 | B | 7 | 77777 | A | 7 | 2.1 | E | 8 | 0.193 | F | 8 | 0.16 | F | 8 | 0 | 1 | D | 9 | 61 | C | 8
[26 empty] | 3558900% | 11:00 | 1179 | 1326 | 772 | 1 | 24 | 387 | 1 | 27 | 428 | 1 | 24 | 841 | 1 | 24 | 420 | 1 | 27 | 467 | 1 | 24 | 2048 | 1 | 43 | 6 | E | 9 | 5 | A | 7 | 20 | A | 7 | 7 | A | 7 | 43 | A | 7 | 987 | E | 9 | 340 | B | 8 | 1.5 | A | 7 | 24100 | B | 7 | 77777 | A | 7 | 2.1 | E | 8 | 0.193 | F | 8 | 0.16 | F | 8 | 0 | 1 | D | 9 | 61 | C | 8
[26 empty] | 3558900% | 12:00 | 1252 | 1326 | 544 | 1 | 24 | 84 | 1 | 27 | 465 | 1 | 24 | 601 | 1 | 24 | 87 | 1 | 27 | 519 | 1 | 24 | 2545 | 1 | 43 | 10 | E | 9 | 9 | A | 7 | 21 | A | 7 | 8 | A | 7 | 43 | A | 7 | 987 | E | 9 | 360 | A | 7 | 3.6 | A | 7 | 24100 | B | 7 | 1800 | A | 7 | 2.1 | E | 8 | 0.193 | F | 8 | 0.16 | F | 8 | 0 | 1 | D | 9 | 61 | C | 8
[26 empty] | 3558900% | 13:00 | 1263 | 1326 | 632 | 1 | 24 | 107 | 1 | 27 | 529 | 1 | 24 | 696 | 1 | 24 | 111 | 1 | 27 | 590 | 1 | 24 | 2943 | 1 | 43 | 10 | E | 9 | 9 | A | 7 | 21 | A | 7 | 9 | A | 7 | 46 | A | 7 | 987 | E | 9 | 310 | A | 7 | 3.1 | A | 7 | 24100 | B | 7 | 2100 | A | 7 | 2.1 | E | 8 | 0.193 | F | 8 | 0.16 | F | 8 | 0 | 1 | D | 9 | 61 | C | 8
[26 empty] | 3558900% | 14:00 | 1210 | 1326 | 522 | 1 | 24 | 137 | 1 | 27 | 396 | 1 | 24 | 577 | 1 | 24 | 146 | 1 | 27 | 443 | 1 | 24 | 1989 | 1 | 43 | 10 | E | 9 | 9 | A | 7 | 22 | A | 7 | 8 | A | 7 | 41 | A | 7 | 987 | E | 9 | 360 | B | 8 | 1.5 | A | 7 | 32200 | B | 7 | 2100 | A | 7 | 2.1 | E | 8 | 0.193 | F | 8 | 0.16 | F | 8 | 0 | 1 | D | 9 | 61 | C | 8
[26 empty] | 3558900% | 15:00 | 1097 | 1326 | 340 | 1 | 24 | 0 | 1 | 27 | 339 | 1 | 24 | 397 | 1 | 24 | 0 | 1 | 27 | 397 | 1 | 24 | 1505 | 1 | 43 | 10 | E | 9 | 9 | A | 7 | 23 | A | 7 | 8 | A | 7 | 38 | A | 7 | 987 | E | 9 | 60 | B | 8 | 1.5 | A | 7 | 32200 | B | 7 | 2100 | A | 7 | 2.1 | E | 8 | 0.193 | F | 8 | 0.16 | F | 8 | 0 | 1 | D | 9 | 61 | C | 8
[26 empty] | 3558900% | 16:00 | 932 | 1326 | 250 | 1 | 24 | 0 | 1 | 27 | 249 | 1 | 24 | 292 | 1 | 24 | 0 | 1 | 27 | 292 | 1 | 24 | 1124 | 1 | 43 | 10 | E | 9 | 9 | A | 7 | 22 | A | 7 | 7 | A | 7 | 38 | A | 7 | 987 | E | 9 | 110 | A | 7 | 2.6 | A | 7 | 32200 | B | 7 | 2700 | A | 7 | 2.1 | E | 8 | 0.193 | F | 8 | 0.16 | F | 8 | 0 | 1 | D | 9 | 61 | C | 8
[26 empty] | 3558900% | 17:00 | 726 | 1326 | 253 | 1 | 24 | 72 | 1 | 27 | 214 | 1 | 24 | 279 | 1 | 24 | 72 | 1 | 27 | 239 | 1 | 24 | 677 | 1 | 43 | 10 | E | 9 | 9 | A | 7 | 21 | A | 7 | 8 | A | 7 | 43 | A | 7 | 987 | E | 9 | 110 | A | 7 | 2.6 | A | 7 | 32200 | B | 7 | 3300 | A | 7 | 2.1 | E | 8 | 0.193 | F | 8 | 0.16 | F | 8 | 0 | 1 | D | 9 | 61 | C | 8
[26 empty] | 3558900% | 18:00 | 493 | 1326 | 248 | 1 | 24 | 108 | 1 | 27 | 208 | 1 | 24 | 271 | 1 | 24 | 104 | 1 | 27 | 232 | 1 | 24 | 522 | 1 | 43 | 6 | E | 9 | 5 | A | 7 | 22 | A | 7 | 9 | A | 7 | 43 | A | 7 | 987 | E | 9 | 80 | E | 9 | 1.5 | A | 7 | 32200 | B | 7 | 77777 | A | 7 | 2.1 | E | 8 | 0.193 | F | 8 | 0.16 | F | 8 | 0 | 1 | D | 9 | 61 | C | 8
[26 empty] | 3558900% | 19:00 | 250 | 1326 | 69 | 1 | 24 | 0 | 1 | 27 | 69 | 1 | 24 | 77 | 1 | 24 | 0 | 1 | 27 | 77 | 1 | 24 | 231 | 1 | 43 | 10 | E | 9 | 9 | A | 7 | 21 | A | 7 | 8 | A | 7 | 43 | A | 7 | 987 | E | 9 | 70 | E | 9 | 1.5 | A | 7 | 32200 | B | 7 | 2700 | A | 7 | 2.1 | E | 8 | 0.193 | F | 8 | 0.16 | F | 8 | 0 | 1 | D | 9 | 61 | C | 8
[26 empty] | 3558900% | 20:00 | 37 | 784 | 11 | 1 | 24 | 0 | 1 | 27 | 11 | 1 | 24 | 13 | 1 | 24 | 0 | 1 | 27 | 13 | 1 | 24 | 40 | 1 | 43 | 6 | E | 9 | 5 | A | 7 | 18 | A | 7 | 9 | A | 7 | 56 | A | 7 | 987 | E | 9 | 50 | E | 9 | 1.5 | A | 7 | 16100 | B | 7 | 77777 | A | 7 | 2.1 | E | 8 | 0.193 | F | 8 | 0.16 | F | 8 | 0 | 1 | D | 9 | 61 | C | 8
[26 empty] | 3558900% | 21:00 | 0 | 0 | 0 | 1 | 0 | 0 | 1 | 0 | 0 | 1 | 0 | 0 | 1 | 0 | 0 | 1 | 0 | 0 | 1 | 0 | 0 | 1 | 0 | 6 | E | 9 | 5 | A | 7 | 17 | A | 7 | 7 | A | 7 | 52 | A | 7 | 987 | E | 9 | 40 | E | 9 | 1.5 | A | 7 | 16100 | B | 7 | 77777 | A | 7 | 2.1 | E | 8 | 0.193 | F | 8 | 0.16 | F | 8 | 0 | 1 | D | 9 | 61 | C | 8
[26 empty] | 3558900% | 22:00 | 0 | 0 | 0 | 1 | 0 | 0 | 1 | 0 | 0 | 1 | 0 | 0 | 1 | 0 | 0 | 1 | 0 | 0 | 1 | 0 | 0 | 1 | 0 | 7 | E | 9 | 6 | E | 9 | 15.9 | E | 9 | 7.4 | E | 9 | 57 | A | 7 | 987 | E | 9 | 50 | E | 9 | 1.7 | E | 9 | 16100 | C | 8 | 19321 | E | 9 | 2.1 | E | 8 | 0.193 | F | 8 | 0.16 | F | 8 | 0 | 1 | D | 9 | 61 | C | 8
[26 empty] | 3558900% | 23:00 | 0 | 0 | 0 | 1 | 0 | 0 | 1 | 0 | 0 | 1 | 0 | 0 | 1 | 0 | 0 | 1 | 0 | 0 | 1 | 0 | 0 | 1 | 0 | 8 | E | 9 | 7 | E | 9 | 14.8 | E | 9 | 8.3 | E | 9 | 65 | A | 7 | 987 | E | 9 | 200 | E | 9 | 2.3 | E | 9 | 16100 | C | 8 | 16463 | E | 9 | 2.1 | E | 8 | 0.193 | F | 8 | 0.16 | F | 8 | 0 | 1 | D | 9 | 61 | C | 8
[26 empty] | 3558900% | 24:00 | 0 | 0 | 0 | 1 | 0 | 0 | 1 | 0 | 0 | 1 | 0 | 0 | 1 | 0 | 0 | 1 | 0 | 0 | 1 | 0 | 0 | 1 | 0 | 8 | E | 9 | 6 | E | 9 | 14.6 | E | 9 | 9 | E | 9 | 69 | A | 7 | 987 | E | 9 | 350 | E | 9 | 3.1 | E | 9 | 16100 | C | 8 | 15344 | E | 9 | 2.1 | E | 8 | 0.193 | F | 8 | 0.16 | F | 8 | 0 | 1 | D | 9 | 61 | C | 8
[26 empty] | 3559000% | 1:00 | 0 | 0 | 0 | 1 | 0 | 0 | 1 | 0 | 0 | 1 | 0 | 0 | 1 | 0 | 0 | 1 | 0 | 0 | 1 | 0 | 0 | 1 | 0 | 9 | E | 9 | 5 | E | 9 | 14.5 | E | 9 | 8.3 | E | 9 | 66 | A | 7 | 987 | E | 9 | 350 | E | 9 | 3.3 | E | 9 | 16100 | C | 8 | 77777 | E | 9 | 2.1 | E | 8 | 0.194 | F | 8 | 0.16 | F | 8 | 0 | 1 | D | 9 | 61 | C | 8
[26 empty] | 3559000% | 2:00 | 0 | 0 | 0 | 1 | 0 | 0 | 1 | 0 | 0 | 1 | 0 | 0 | 1 | 0 | 0 | 1 | 0 | 0 | 1 | 0 | 0 | 1 | 0 | 8 | E | 9 | 8 | E | 9 | 13.4 | E | 9 | 8.7 | E | 9 | 73 | A | 7 | 987 | E | 9 | 30 | E | 9 | 2.4 | E | 9 | 16100 | C | 8 | 10346 | E | 9 | 2.1 | E | 8 | 0.194 | F | 8 | 0.16 | F | 8 | 0 | 1 | D | 9 | 61 | C | 8
[26 empty] | 3559000% | 3:00 | 0 | 0 | 0 | 1 | 0 | 0 | 1 | 0 | 0 | 1 | 0 | 0 | 1 | 0 | 0 | 1 | 0 | 0 | 1 | 0 | 0 | 1 | 0 | 10 | E | 9 | 10 | E | 9 | 14.3 | E | 9 | 8 | E | 9 | 66 | A | 7 | 987 | E | 9 | 0 | E | 9 | 2.1 | E | 9 | 16100 | C | 8 | 5328 | E | 9 | 2.1 | E | 8 | 0.194 | F | 8 | 0.16 | F | 8 | 0 | 1 | D | 9 | 61 | C | 8
[26 empty] | 3559000% | 4:00 | 0 | 0 | 0 | 1 | 0 | 0 | 1 | 0 | 0 | 1 | 0 | 0 | 1 | 0 | 0 | 1 | 0 | 0 | 1 | 0 | 0 | 1 | 0 | 10 | E | 9 | 10 | E | 9 | 14.1 | E | 9 | 9.3 | E | 9 | 73 | A | 7 | 987 | E | 9 | 340 | E | 9 | 1.2 | E | 9 | 16100 | C | 8 | 2679 | E | 9 | 2.1 | E | 8 | 0.194 | F | 8 | 0.16 | F | 8 | 0 | 1 | D | 9 | 61 | C | 8
[26 empty] | 3559000% | 5:00 | 7 | 342 | 0 | 1 | 24 | 6 | 1 | 27 | 0 | 1 | 24 | 0 | 1 | 24 | 0 | 1 | 27 | 0 | 1 | 24 | 0 | 1 | 43 | 2 | E | 9 | 2 | A | 7 | 11 | A | 7 | 8.6 | E | 9 | 85 | A | 7 | 987 | E | 9 | 0 | A | 7 | 0 | A | 7 | 16100 | B | 7 | 77777 | A | 7 | 2.1 | E | 8 | 0.194 | F | 8 | 0.16 | F | 8 | 0 | 1 | D | 9 | 61 | C | 8
[26 empty] | 3559000% | 6:00 | 170 | 1325 | 64 | 1 | 24 | 154 | 1 | 27 | 44 | 1 | 24 | 67 | 1 | 24 | 88 | 1 | 27 | 56 | 1 | 24 | 81 | 1 | 43 | 5 | E | 9 | 5 | A | 7 | 13 | A | 7 | 10 | A | 7 | 82 | A | 7 | 987 | E | 9 | 0 | A | 7 | 0 | A | 7 | 11300 | B | 7 | 77777 | A | 7 | 2.1 | E | 8 | 0.194 | F | 8 | 0.16 | F | 8 | 0 | 1 | D | 9 | 61 | C | 8
[26 empty] | 3559000% | 7:00 | 412 | 1325 | 170 | 1 | 25 | 228 | 1 | 28 | 99 | 1 | 25 | 183 | 1 | 25 | 209 | 1 | 28 | 118 | 1 | 25 | 191 | 1 | 45 | 5 | B | 8 | 5 | B | 8 | 15.4 | B | 8 | 11.1 | B | 8 | 76 | A | 7 | 987 | E | 9 | 0 | B | 8 | 0 | B | 8 | 13700 | C | 8 | 77777 | B | 8 | 2.1 | E | 8 | 0.194 | F | 8 | 0.16 | F | 8 | 0 | 1 | D | 9 | 61 | C | 8
[26 empty] | 3559000% | 8:00 | 650 | 1325 | 362 | 1 | 24 | 449 | 1 | 27 | 141 | 1 | 24 | 388 | 1 | 24 | 449 | 1 | 27 | 167 | 1 | 24 | 290 | 1 | 43 | 5 | E | 9 | 5 | A | 7 | 18 | A | 7 | 12 | A | 7 | 68 | A | 7 | 987 | E | 9 | 0 | A | 7 | 0 | A | 7 | 16100 | B | 7 | 77777 | A | 7 | 2.1 | E | 8 | 0.194 | F | 8 | 0.16 | F | 8 | 0 | 1 | D | 9 | 61 | C | 8
[26 empty] | 3559000% | 9:00 | 867 | 1325 | 427 | 1 | 24 | 418 | 1 | 27 | 153 | 1 | 24 | 473 | 1 | 24 | 434 | 1 | 27 | 189 | 1 | 24 | 382 | 1 | 43 | 5 | E | 9 | 5 | A | 7 | 19 | A | 7 | 11 | A | 7 | 60 | A | 7 | 987 | E | 9 | 0 | A | 7 | 0 | A | 7 | 16100 | B | 7 | 77777 | A | 7 | 2.1 | E | 8 | 0.194 | F | 8 | 0.16 | F | 8 | 0 | 1 | D | 9 | 61 | C | 8
[26 empty] | 3559000% | 10:00 | 1047 | 1325 | 527 | 1 | 24 | 349 | 1 | 27 | 251 | 1 | 24 | 571 | 1 | 24 | 364 | 1 | 27 | 283 | 1 | 24 | 875 | 1 | 43 | 5 | E | 9 | 5 | A | 7 | 22 | A | 7 | 11 | A | 7 | 50 | A | 7 | 987 | E | 9 | 330 | E | 9 | 2.1 | A | 7 | 16100 | B | 7 | 77777 | A | 7 | 2.1 | E | 8 | 0.194 | F | 8 | 0.16 | F | 8 | 0 | 1 | D | 9 | 61 | C | 8
[26 empty] | 3559000% | 11:00 | 1179 | 1325 | 853 | 1 | 24 | 802 | 1 | 27 | 140 | 1 | 24 | 920 | 1 | 24 | 815 | 1 | 27 | 193 | 1 | 24 | 682 | 1 | 43 | 2 | E | 9 | 2 | A | 7 | 22 | A | 7 | 11 | A | 7 | 50 | A | 7 | 987 | E | 9 | 40 | E | 9 | 1 | A | 7 | 24150 | C | 8 | 77777 | A | 7 | 2.1 | E | 8 | 0.194 | F | 8 | 0.16 | F | 8 | 0 | 1 | D | 9 | 61 | C | 8
[26 empty] | 3559000% | 12:00 | 1252 | 1325 | 989 | 1 | 24 | 761 | 1 | 27 | 269 | 1 | 24 | 1049 | 1 | 24 | 773 | 1 | 27 | 317 | 1 | 24 | 1883 | 1 | 43 | 5 | E | 9 | 5 | A | 7 | 24 | A | 7 | 11 | A | 7 | 44 | A | 7 | 987 | E | 9 | 350 | E | 9 | 1.5 | A | 7 | 32200 | B | 7 | 77777 | A | 7 | 2.1 | E | 8 | 0.194 | F | 8 | 0.16 | F | 8 | 0 | 1 | D | 9 | 61 | C | 8
[26 empty] | 3559000% | 13:00 | 1263 | 1325 | 974 | 1 | 24 | 766 | 1 | 27 | 243 | 1 | 24 | 1042 | 1 | 24 | 783 | 1 | 27 | 295 | 1 | 24 | 1828 | 1 | 43 | 5 | E | 9 | 5 | A | 7 | 24 | A | 7 | 11 | A | 7 | 44 | A | 7 | 987 | E | 9 | 10 | E | 9 | 1.5 | A | 7 | 32200 | B | 7 | 77777 | A | 7 | 2.1 | E | 8 | 0.194 | F | 8 | 0.16 | F | 8 | 0 | 1 | D | 9 | 61 | C | 8
[26 empty] | 3559000% | 14:00 | 1211 | 1325 | 524 | 1 | 24 | 207 | 1 | 27 | 335 | 1 | 24 | 584 | 1 | 24 | 226 | 1 | 27 | 377 | 1 | 24 | 1747 | 1 | 43 | 5 | E | 9 | 5 | A | 7 | 25 | A | 7 | 10 | A | 7 | 39 | A | 7 | 987 | E | 9 | 10 | E | 9 | 1.5 | A | 7 | 32200 | B | 7 | 77777 | A | 7 | 2.1 | E | 8 | 0.194 | F | 8 | 0.16 | F | 8 | 0 | 1 | D | 9 | 61 | C | 8
[26 empty] | 3559000% | 15:00 | 1098 | 1325 | 495 | 1 | 24 | 255 | 1 | 27 | 283 | 1 | 24 | 550 | 1 | 24 | 277 | 1 | 27 | 320 | 1 | 24 | 1051 | 1 | 43 | 5 | E | 9 | 5 | A | 7 | 26 | A | 7 | 11 | A | 7 | 39 | A | 7 | 987 | E | 9 | 340 | E | 9 | 1.5 | A | 7 | 32200 | B | 7 | 77777 | A | 7 | 2.2 | E | 8 | 0.194 | F | 8 | 0.16 | F | 8 | 0 | 1 | D | 9 | 61 | C | 8
[26 empty] | 3559000% | 16:00 | 933 | 1325 | 511 | 1 | 24 | 397 | 1 | 27 | 231 | 1 | 24 | 549 | 1 | 24 | 412 | 1 | 27 | 258 | 1 | 24 | 650 | 1 | 43 | 5 | E | 9 | 5 | A | 7 | 27 | A | 7 | 10 | A | 7 | 34 | A | 7 | 987 | E | 9 | 340 | E | 9 | 1.5 | A | 7 | 32200 | B | 7 | 77777 | A | 7 | 2.2 | E | 8 | 0.194 | F | 8 | 0.16 | F | 8 | 0 | 1 | D | 9 | 61 | C | 8
[26 empty] | 3559000% | 17:00 | 728 | 1325 | 338 | 1 | 24 | 335 | 1 | 27 | 154 | 1 | 24 | 365 | 1 | 24 | 341 | 1 | 27 | 178 | 1 | 24 | 335 | 1 | 43 | 5 | E | 9 | 5 | A | 7 | 26 | A | 7 | 11 | A | 7 | 39 | A | 7 | 987 | E | 9 | 0 | A | 7 | 0 | A | 7 | 32200 | B | 7 | 77777 | A | 7 | 2.2 | E | 8 | 0.194 | F | 8 | 0.16 | F | 8 | 0 | 1 | D | 9 | 61 | C | 8
[26 empty] | 3559000% | 18:00 | 495 | 1325 | 308 | 1 | 24 | 522 | 1 | 27 | 113 | 1 | 24 | 327 | 1 | 24 | 493 | 1 | 27 | 142 | 1 | 24 | 216 | 1 | 43 | 5 | E | 9 | 5 | A | 7 | 26 | A | 7 | 9 | A | 7 | 34 | A | 7 | 987 | E | 9 | 10 | E | 9 | 1 | A | 7 | 32200 | B | 7 | 77777 | A | 7 | 2.2 | E | 8 | 0.194 | F | 8 | 0.16 | F | 8 | 0 | 1 | D | 9 | 61 | C | 8
[26 empty] | 3559000% | 19:00 | 252 | 1325 | 115 | 1 | 24 | 306 | 1 | 27 | 56 | 1 | 24 | 120 | 1 | 24 | 224 | 1 | 27 | 77 | 1 | 24 | 101 | 1 | 43 | 2 | E | 9 | 2 | A | 7 | 24 | A | 7 | 9 | A | 7 | 38 | A | 7 | 987 | E | 9 | 20 | E | 9 | 1.5 | A | 7 | 32200 | B | 7 | 77777 | A | 7 | 2.2 | E | 8 | 0.194 | F | 8 | 0.16 | F | 8 | 0 | 1 | D | 9 | 61 | C | 8
[26 empty] | 3559000% | 20:00 | 38 | 806 | 9 | 1 | 24 | 42 | 1 | 27 | 7 | 1 | 24 | 11 | 1 | 24 | 15 | 1 | 27 | 10 | 1 | 24 | 12 | 1 | 43 | 0 | E | 9 | 0 | A | 7 | 20 | A | 7 | 9 | A | 7 | 49 | A | 7 | 987 | E | 9 | 30 | E | 9 | 1.5 | A | 7 | 16100 | B | 7 | 77777 | A | 7 | 2.2 | E | 8 | 0.194 | F | 8 | 0.16 | F | 8 | 0 | 1 | D | 9 | 61 | C | 8
[26 empty] | 3559000% | 21:00 | 0 | 0 | 0 | 1 | 0 | 0 | 1 | 0 | 0 | 1 | 0 | 0 | 1 | 0 | 0 | 1 | 0 | 0 | 1 | 0 | 0 | 1 | 0 | 0 | E | 9 | 0 | A | 7 | 20 | A | 7 | 9 | A | 7 | 49 | A | 7 | 987 | E | 9 | 50 | E | 9 | 1.5 | A | 7 | 16100 | B | 7 | 77777 | A | 7 | 2.2 | E | 8 | 0.194 | F | 8 | 0.16 | F | 8 | 0 | 1 | D | 9 | 61 | C | 8
[26 empty] | 3559000% | 22:00 | 0 | 0 | 0 | 1 | 0 | 0 | 1 | 0 | 0 | 1 | 0 | 0 | 1 | 0 | 0 | 1 | 0 | 0 | 1 | 0 | 0 | 1 | 0 | 0 | E | 9 | 0 | E | 9 | 18.9 | E | 9 | 8.8 | E | 9 | 52 | A | 7 | 987 | E | 9 | 80 | E | 9 | 0.9 | E | 9 | 16100 | C | 8 | 77777 | E | 9 | 2.2 | E | 8 | 0.194 | F | 8 | 0.16 | F | 8 | 0 | 1 | D | 9 | 61 | C | 8
[26 empty] | 3559000% | 23:00 | 0 | 0 | 0 | 1 | 0 | 0 | 1 | 0 | 0 | 1 | 0 | 0 | 1 | 0 | 0 | 1 | 0 | 0 | 1 | 0 | 0 | 1 | 0 | 0 | E | 9 | 0 | E | 9 | 17.8 | E | 9 | 9.6 | E | 9 | 59 | A | 7 | 987 | E | 9 | 70 | E | 9 | 2.5 | E | 9 | 16100 | C | 8 | 77777 | E | 9 | 2.2 | E | 8 | 0.194 | F | 8 | 0.16 | F | 8 | 0 | 1 | D | 9 | 61 | C | 8
[26 empty] | 3559000% | 24:00 | 0 | 0 | 0 | 1 | 0 | 0 | 1 | 0 | 0 | 1 | 0 | 0 | 1 | 0 | 0 | 1 | 0 | 0 | 1 | 0 | 0 | 1 | 0 | 0 | E | 9 | 0 | E | 9 | 16.6 | E | 9 | 10.3 | E | 9 | 66 | A | 7 | 987 | E | 9 | 100 | E | 9 | 2.5 | E | 9 | 16100 | C | 8 | 77777 | E | 9 | 2.2 | E | 8 | 0.194 | F | 8 | 0.16 | F | 8 | 0 | 1 | D | 9 | 61 | C | 8
[26 empty] | 3559100% | 1:00 | 0 | 0 | 0 | 1 | 0 | 0 | 1 | 0 | 0 | 1 | 0 | 0 | 1 | 0 | 0 | 1 | 0 | 0 | 1 | 0 | 0 | 1 | 0 | 4 | E | 9 | 4 | E | 9 | 14.5 | E | 9 | 11.1 | E | 9 | 80 | A | 7 | 987 | E | 9 | 0 | E | 9 | 0 | E | 9 | 16100 | C | 8 | 77777 | E | 9 | 2.2 | E | 8 | 0.194 | F | 8 | 0.16 | F | 8 | 0 | 1 | D | 9 | 61 | C | 8
[26 empty] | 3559100% | 2:00 | 0 | 0 | 0 | 1 | 0 | 0 | 1 | 0 | 0 | 1 | 0 | 0 | 1 | 0 | 0 | 1 | 0 | 0 | 1 | 0 | 0 | 1 | 0 | 0 | E | 9 | 0 | E | 9 | 13.4 | E | 9 | 10.9 | E | 9 | 85 | A | 7 | 987 | E | 9 | 80 | E | 9 | 1.6 | E | 9 | 16100 | C | 8 | 77777 | E | 9 | 2.2 | E | 8 | 0.194 | F | 8 | 0.16 | F | 8 | 0 | 1 | D | 9 | 61 | C | 8
[26 empty] | 3559100% | 3:00 | 0 | 0 | 0 | 1 | 0 | 0 | 1 | 0 | 0 | 1 | 0 | 0 | 1 | 0 | 0 | 1 | 0 | 0 | 1 | 0 | 0 | 1 | 0 | 0 | E | 9 | 0 | E | 9 | 13.3 | E | 9 | 9.7 | E | 9 | 79 | A | 7 | 987 | E | 9 | 130 | E | 9 | 1 | E | 9 | 16100 | C | 8 | 77777 | E | 9 | 2.2 | E | 8 | 0.194 | F | 8 | 0.16 | F | 8 | 0 | 1 | D | 9 | 61 | C | 8
[26 empty] | 3559100% | 4:00 | 0 | 0 | 0 | 1 | 0 | 0 | 1 | 0 | 0 | 1 | 0 | 0 | 1 | 0 | 0 | 1 | 0 | 0 | 1 | 0 | 0 | 1 | 0 | 0 | E | 9 | 0 | E | 9 | 12.1 | E | 9 | 9.4 | E | 9 | 84 | A | 7 | 987 | E | 9 | 320 | E | 9 | 1.6 | E | 9 | 16100 | C | 8 | 77777 | E | 9 | 2.2 | E | 8 | 0.194 | F | 8 | 0.16 | F | 8 | 0 | 1 | D | 9 | 61 | C | 8
[26 empty] | 3559100% | 5:00 | 7 | 342 | 1 | 1 | 24 | 11 | 1 | 27 | 0 | 1 | 24 | 0 | 1 | 24 | 0 | 1 | 27 | 0 | 1 | 24 | 0 | 1 | 43 | 0 | E | 9 | 0 | A | 7 | 12 | A | 7 | 10.2 | E | 9 | 89 | A | 7 | 987 | E | 9 | 180 | A | 7 | 2.6 | A | 7 | 16100 | B | 7 | 77777 | A | 7 | 2.2 | E | 8 | 0.194 | F | 8 | 0.16 | F | 8 | 0 | 1 | D | 9 | 61 | C | 8
[26 empty] | 3559100% | 6:00 | 170 | 1325 | 71 | 1 | 24 | 291 | 1 | 27 | 34 | 1 | 24 | 73 | 1 | 24 | 183 | 1 | 27 | 49 | 1 | 24 | 60 | 1 | 43 | 0 | E | 9 | 0 | A | 7 | 14 | A | 7 | 10 | A | 7 | 77 | A | 7 | 987 | E | 9 | 190 | E | 9 | 1.5 | A | 7 | 24100 | B | 7 | 77777 | A | 7 | 2.2 | E | 8 | 0.194 | F | 8 | 0.16 | F | 8 | 0 | 1 | D | 9 | 61 | C | 8
[26 empty] | 3559100% | 7:00 | 412 | 1325 | 242 | 1 | 24 | 584 | 1 | 27 | 60 | 1 | 24 | 254 | 1 | 24 | 526 | 1 | 27 | 91 | 1 | 24 | 117 | 1 | 43 | 0 | E | 9 | 0 | A | 7 | 17 | A | 7 | 10 | A | 7 | 63 | A | 7 | 987 | E | 9 | 170 | E | 9 | 1.5 | A | 7 | 24100 | B | 7 | 77777 | A | 7 | 2.2 | E | 8 | 0.194 | F | 8 | 0.16 | F | 8 | 0 | 1 | D | 9 | 61 | C | 8
[26 empty] | 3559100% | 8:00 | 650 | 1325 | 441 | 1 | 24 | 728 | 1 | 27 | 84 | 1 | 24 | 463 | 1 | 24 | 712 | 1 | 27 | 113 | 1 | 24 | 179 | 1 | 43 | 0 | E | 9 | 0 | A | 7 | 20 | A | 7 | 11 | A | 7 | 56 | A | 7 | 987 | E | 9 | 190 | E | 9 | 1.5 | A | 7 | 24100 | B | 7 | 77777 | A | 7 | 2.2 | E | 8 | 0.194 | F | 8 | 0.16 | F | 8 | 0 | 1 | D | 9 | 61 | C | 8
[26 empty] | 3559100% | 9:00 | 867 | 1325 | 632 | 1 | 24 | 808 | 1 | 27 | 103 | 1 | 24 | 674 | 1 | 24 | 813 | 1 | 27 | 140 | 1 | 24 | 265 | 1 | 43 | 0 | E | 9 | 0 | A | 7 | 22 | A | 7 | 11 | A | 7 | 50 | A | 7 | 987 | E | 9 | 170 | E | 9 | 1.5 | A | 7 | 24100 | B | 7 | 77777 | A | 7 | 2.2 | E | 8 | 0.194 | F | 8 | 0.16 | F | 8 | 0 | 1 | D | 9 | 61 | C | 8
[26 empty] | 3559100% | 10:00 | 1047 | 1325 | 699 | 1 | 25 | 666 | 1 | 28 | 173 | 1 | 25 | 750 | 1 | 25 | 683 | 1 | 28 | 210 | 1 | 25 | 608 | 1 | 45 | 2 | B | 8 | 2 | B | 8 | 23.6 | B | 8 | 11.6 | B | 8 | 47 | A | 7 | 987 | E | 9 | 200 | E | 9 | 1.5 | B | 8 | 28150 | C | 8 | 77777 | B | 8 | 2.2 | E | 8 | 0.194 | F | 8 | 0.16 | F | 8 | 0 | 1 | D | 9 | 61 | C | 8
[26 empty] | 3559100% | 11:00 | 1179 | 1325 | 814 | 1 | 24 | 664 | 1 | 27 | 223 | 1 | 24 | 869 | 1 | 24 | 678 | 1 | 27 | 265 | 1 | 24 | 1126 | 1 | 43 | 4 | E | 9 | 3 | A | 7 | 25 | A | 7 | 12 | A | 7 | 44 | A | 7 | 987 | E | 9 | 190 | E | 9 | 1.5 | A | 7 | 32200 | B | 7 | 77777 | A | 7 | 2.2 | E | 8 | 0.194 | F | 8 | 0.16 | F | 8 | 0 | 1 | D | 9 | 61 | C | 8
[26 empty] | 3559100% | 12:00 | 1252 | 1325 | 951 | 1 | 24 | 836 | 1 | 27 | 160 | 1 | 24 | 1019 | 1 | 24 | 848 | 1 | 27 | 216 | 1 | 24 | 1081 | 1 | 43 | 4 | E | 9 | 2 | A | 7 | 27 | A | 7 | 13 | A | 7 | 42 | A | 7 | 987 | E | 9 | 150 | E | 9 | 1 | A | 7 | 32200 | B | 7 | 77777 | A | 7 | 2.2 | E | 8 | 0.194 | F | 8 | 0.16 | F | 8 | 0 | 1 | D | 9 | 61 | C | 8
[26 empty] | 3559100% | 13:00 | 1264 | 1325 | 860 | 1 | 24 | 585 | 1 | 27 | 301 | 1 | 24 | 906 | 1 | 24 | 591 | 1 | 27 | 341 | 1 | 24 | 2246 | 1 | 43 | 9 | E | 9 | 5 | A | 7 | 28 | A | 7 | 13 | A | 7 | 40 | A | 7 | 987 | E | 9 | 140 | E | 9 | 1 | A | 7 | 32200 | B | 7 | 77777 | A | 7 | 2.2 | E | 8 | 0.194 | F | 8 | 0.16 | F | 8 | 0 | 1 | D | 9 | 61 | C | 8
[26 empty] | 3559100% | 14:00 | 1211 | 1325 | 785 | 1 | 24 | 531 | 1 | 27 | 299 | 1 | 24 | 855 | 1 | 24 | 556 | 1 | 27 | 346 | 1 | 24 | 1745 | 1 | 43 | 9 | E | 9 | 5 | A | 7 | 29 | A | 7 | 12 | A | 7 | 35 | A | 7 | 987 | E | 9 | 180 | E | 9 | 1 | A | 7 | 32200 | B | 7 | 77777 | A | 7 | 2.2 | E | 8 | 0.194 | F | 8 | 0.16 | F | 8 | 0 | 1 | D | 9 | 61 | C | 8
[26 empty] | 3559100% | 15:00 | 1099 | 1325 | 702 | 1 | 24 | 359 | 1 | 27 | 404 | 1 | 24 | 760 | 1 | 24 | 389 | 1 | 27 | 437 | 1 | 24 | 1572 | 1 | 43 | 9 | E | 9 | 5 | A | 7 | 29 | A | 7 | 12 | A | 7 | 35 | A | 7 | 987 | E | 9 | 170 | E | 9 | 1.5 | A | 7 | 32200 | B | 7 | 77777 | A | 7 | 2.2 | E | 8 | 0.194 | F | 8 | 0.16 | F | 8 | 0 | 1 | D | 9 | 61 | C | 8
[26 empty] | 3559100% | 16:00 | 934 | 1325 | 478 | 1 | 24 | 361 | 1 | 27 | 223 | 1 | 24 | 515 | 1 | 24 | 375 | 1 | 27 | 250 | 1 | 24 | 627 | 1 | 43 | 4 | E | 9 | 2 | A | 7 | 30 | A | 7 | 11 | A | 7 | 31 | A | 7 | 987 | E | 9 | 170 | E | 9 | 1.5 | A | 7 | 32200 | B | 7 | 77777 | A | 7 | 2.2 | E | 8 | 0.194 | F | 8 | 0.16 | F | 8 | 0 | 1 | D | 9 | 61 | C | 8
[26 empty] | 3559100% | 17:00 | 729 | 1325 | 455 | 1 | 24 | 574 | 1 | 27 | 139 | 1 | 24 | 476 | 1 | 24 | 570 | 1 | 27 | 162 | 1 | 24 | 307 | 1 | 43 | 4 | E | 9 | 3 | A | 7 | 29 | A | 7 | 11 | A | 7 | 33 | A | 7 | 987 | E | 9 | 180 | E | 9 | 1.5 | A | 7 | 32200 | B | 7 | 77777 | A | 7 | 2.2 | E | 8 | 0.194 | F | 8 | 0.16 | F | 8 | 0 | 1 | D | 9 | 61 | C | 8
[26 empty] | 3559100% | 18:00 | 497 | 1325 | 310 | 1 | 24 | 644 | 1 | 27 | 68 | 1 | 24 | 328 | 1 | 24 | 609 | 1 | 27 | 100 | 1 | 24 | 137 | 1 | 43 | 0 | E | 9 | 0 | A | 7 | 29 | A | 7 | 11 | A | 7 | 33 | A | 7 | 987 | E | 9 | 190 | E | 9 | 1.5 | A | 7 | 32200 | B | 7 | 77777 | A | 7 | 2.2 | E | 8 | 0.194 | F | 8 | 0.16 | F | 8 | 0 | 1 | D | 9 | 61 | C | 8
[26 empty] | 3559100% | 19:00 | 254 | 1325 | 124 | 1 | 25 | 418 | 1 | 28 | 44 | 1 | 25 | 128 | 1 | 25 | 316 | 1 | 28 | 68 | 1 | 25 | 81 | 1 | 45 | 0 | B | 8 | 0 | B | 8 | 27.3 | B | 8 | 10.8 | B | 8 | 36 | A | 7 | 987 | E | 9 | 180 | E | 9 | 1.7 | B | 8 | 26833 | C | 8 | 77777 | B | 8 | 2.2 | E | 8 | 0.194 | F | 8 | 0.16 | F | 8 | 0 | 1 | D | 9 | 61 | C | 8
[26 empty] | 3559100% | 20:00 | 40 | 806 | 10 | 1 | 25 | 59 | 1 | 28 | 8 | 1 | 25 | 13 | 1 | 25 | 21 | 1 | 28 | 12 | 1 | 25 | 13 | 1 | 45 | 0 | B | 8 | 0 | B | 8 | 25.4 | B | 8 | 10.4 | B | 8 | 39 | A | 7 | 987 | E | 9 | 160 | E | 9 | 1.9 | B | 8 | 21466 | C | 8 | 77777 | B | 8 | 2.2 | E | 8 | 0.194 | F | 8 | 0.16 | F | 8 | 0 | 1 | D | 9 | 61 | C | 8
[26 empty] | 3559100% | 21:00 | 0 | 0 | 0 | 1 | 0 | 0 | 1 | 0 | 0 | 1 | 0 | 0 | 1 | 0 | 0 | 1 | 0 | 0 | 1 | 0 | 0 | 1 | 0 | 0 | E | 9 | 0 | A | 7 | 24 | A | 7 | 10 | A | 7 | 41 | A | 7 | 987 | E | 9 | 170 | E | 9 | 2.1 | A | 7 | 16100 | B | 7 | 77777 | A | 7 | 2.3 | E | 8 | 0.194 | F | 8 | 0.16 | F | 8 | 0 | 1 | D | 9 | 61 | C | 8
[26 empty] | 3559100% | 22:00 | 0 | 0 | 0 | 1 | 0 | 0 | 1 | 0 | 0 | 1 | 0 | 0 | 1 | 0 | 0 | 1 | 0 | 0 | 1 | 0 | 0 | 1 | 0 | 5 | E | 9 | 4 | E | 9 | 22.9 | E | 9 | 9.4 | E | 9 | 42 | A | 7 | 987 | E | 9 | 170 | E | 9 | 3.1 | E | 9 | 16988 | C | 8 | 77777 | E | 9 | 2.3 | E | 8 | 0.194 | F | 8 | 0.16 | F | 8 | 0 | 1 | D | 9 | 61 | C | 8
[26 empty] | 3559100% | 23:00 | 0 | 0 | 0 | 1 | 0 | 0 | 1 | 0 | 0 | 1 | 0 | 0 | 1 | 0 | 0 | 1 | 0 | 0 | 1 | 0 | 0 | 1 | 0 | 7 | E | 9 | 7 | E | 9 | 22.9 | E | 9 | 9.9 | E | 9 | 44 | A | 7 | 987 | E | 9 | 180 | E | 9 | 2.6 | E | 9 | 17877 | C | 8 | 77777 | E | 9 | 2.3 | E | 8 | 0.194 | F | 8 | 0.16 | F | 8 | 0 | 1 | D | 9 | 61 | C | 8
[26 empty] | 3559100% | 24:00 | 0 | 0 | 0 | 1 | 0 | 0 | 1 | 0 | 0 | 1 | 0 | 0 | 1 | 0 | 0 | 1 | 0 | 0 | 1 | 0 | 0 | 1 | 0 | 8 | E | 9 | 7 | E | 9 | 20.8 | E | 9 | 11.3 | E | 9 | 54 | A | 7 | 987 | E | 9 | 200 | E | 9 | 3.1 | E | 9 | 18766 | C | 8 | 77777 | E | 9 | 2.3 | E | 8 | 0.194 | F | 8 | 0.16 | F | 8 | 0 | 1 | D | 9 | 61 | C | 8
[26 empty] | 3559200% | 1:00 | 0 | 0 | 0 | 1 | 0 | 0 | 1 | 0 | 0 | 1 | 0 | 0 | 1 | 0 | 0 | 1 | 0 | 0 | 1 | 0 | 0 | 1 | 0 | 7 | E | 9 | 6 | E | 9 | 21.8 | E | 9 | 10.7 | E | 9 | 49 | A | 7 | 987 | E | 9 | 180 | E | 9 | 2.6 | E | 9 | 19655 | C | 8 | 77777 | E | 9 | 2.3 | E | 8 | 0.194 | F | 8 | 0.16 | F | 8 | 0 | 1 | D | 9 | 61 | C | 8
[26 empty] | 3559200% | 2:00 | 0 | 0 | 0 | 1 | 0 | 0 | 1 | 0 | 0 | 1 | 0 | 0 | 1 | 0 | 0 | 1 | 0 | 0 | 1 | 0 | 0 | 1 | 0 | 6 | E | 9 | 6 | E | 9 | 19.8 | E | 9 | 10.3 | E | 9 | 54 | A | 7 | 987 | E | 9 | 170 | E | 9 | 1.5 | E | 9 | 20544 | C | 8 | 77777 | E | 9 | 2.3 | E | 8 | 0.194 | F | 8 | 0.16 | F | 8 | 0 | 1 | D | 9 | 61 | C | 8
[26 empty] | 3559200% | 3:00 | 0 | 0 | 0 | 1 | 0 | 0 | 1 | 0 | 0 | 1 | 0 | 0 | 1 | 0 | 0 | 1 | 0 | 0 | 1 | 0 | 0 | 1 | 0 | 5 | E | 9 | 5 | E | 9 | 18.7 | E | 9 | 10.7 | E | 9 | 60 | A | 7 | 987 | E | 9 | 150 | E | 9 | 2.1 | E | 9 | 21433 | C | 8 | 77777 | E | 9 | 2.3 | E | 8 | 0.194 | F | 8 | 0.16 | F | 8 | 0 | 1 | D | 9 | 61 | C | 8
[26 empty] | 3559200% | 4:00 | 0 | 0 | 0 | 1 | 0 | 0 | 1 | 0 | 0 | 1 | 0 | 0 | 1 | 0 | 0 | 1 | 0 | 0 | 1 | 0 | 0 | 1 | 0 | 10 | E | 9 | 10 | E | 9 | 18.6 | E | 9 | 11.1 | E | 9 | 62 | A | 7 | 987 | E | 9 | 0 | E | 9 | 0 | E | 9 | 22322 | C | 8 | 77777 | E | 9 | 2.3 | E | 8 | 0.194 | F | 8 | 0.16 | F | 8 | 0 | 1 | D | 9 | 61 | C | 8
[26 empty] | 3559200% | 5:00 | 7 | 342 | 0 | 1 | 28 | 1 | 1 | 31 | 0 | 1 | 28 | 0 | 1 | 28 | 0 | 1 | 31 | 0 | 1 | 28 | 0 | 1 | 50 | 3 | E | 9 | 3 | E | 9 | 17.6 | E | 9 | 11.6 | E | 9 | 68 | A | 7 | 987 | E | 9 | 0 | E | 9 | 0 | E | 9 | 23211 | C | 8 | 77777 | E | 9 | 2.3 | E | 8 | 0.194 | F | 8 | 0.16 | F | 8 | 0 | 1 | D | 9 | 61 | C | 8
[26 empty] | 3559200% | 6:00 | 171 | 1325 | 59 | 1 | 24 | 143 | 1 | 27 | 40 | 1 | 24 | 62 | 1 | 24 | 82 | 1 | 27 | 52 | 1 | 24 | 72 | 1 | 43 | 3 | E | 9 | 3 | A | 7 | 17 | A | 7 | 11 | A | 7 | 68 | A | 7 | 987 | E | 9 | 180 | E | 9 | 1.5 | A | 7 | 24100 | B | 7 | 77777 | A | 7 | 2.3 | E | 8 | 0.194 | F | 8 | 0.16 | F | 8 | 0 | 1 | D | 9 | 61 | C | 8
[26 empty] | 3559200% | 7:00 | 412 | 1325 | 218 | 1 | 24 | 448 | 1 | 27 | 79 | 1 | 24 | 225 | 1 | 24 | 398 | 1 | 27 | 101 | 1 | 24 | 147 | 1 | 43 | 2 | E | 9 | 2 | A | 7 | 19 | A | 7 | 12 | A | 7 | 64 | A | 7 | 987 | E | 9 | 220 | E | 9 | 1.5 | A | 7 | 24100 | B | 7 | 77777 | A | 7 | 2.3 | E | 8 | 0.194 | F | 8 | 0.16 | F | 8 | 0 | 1 | D | 9 | 61 | C | 8
[26 empty] | 3559200% | 8:00 | 650 | 1325 | 274 | 1 | 24 | 160 | 1 | 27 | 195 | 1 | 24 | 300 | 1 | 24 | 164 | 1 | 27 | 219 | 1 | 24 | 482 | 1 | 43 | 5 | E | 9 | 5 | A | 7 | 20 | A | 7 | 12 | A | 7 | 60 | A | 7 | 987 | E | 9 | 190 | A | 7 | 1.5 | A | 7 | 24100 | B | 7 | 77777 | A | 7 | 2.3 | E | 8 | 0.194 | F | 8 | 0.16 | F | 8 | 0 | 1 | D | 9 | 61 | C | 8
[26 empty] | 3559200% | 9:00 | 867 | 1325 | 371 | 1 | 24 | 52 | 1 | 27 | 337 | 1 | 24 | 408 | 1 | 24 | 53 | 1 | 27 | 373 | 1 | 24 | 1103 | 1 | 43 | 9 | E | 9 | 9 | A | 7 | 23 | A | 7 | 13 | A | 7 | 53 | A | 7 | 987 | E | 9 | 180 | A | 7 | 1.5 | A | 7 | 24100 | B | 7 | 4500 | A | 7 | 2.4 | E | 8 | 0.194 | F | 8 | 0.16 | F | 8 | 0 | 1 | D | 9 | 61 | C | 8
[26 empty] | 3559200% | 10:00 | 1047 | 1325 | 263 | 1 | 24 | 59 | 1 | 27 | 216 | 1 | 24 | 291 | 1 | 24 | 60 | 1 | 27 | 244 | 1 | 24 | 911 | 1 | 43 | 9 | E | 9 | 9 | A | 7 | 24 | A | 7 | 14 | A | 7 | 54 | A | 7 | 987 | E | 9 | 210 | B | 8 | 1.5 | A | 7 | 24100 | B | 7 | 4500 | A | 7 | 2.4 | E | 8 | 0.194 | F | 8 | 0.16 | F | 8 | 0 | 1 | D | 9 | 61 | C | 8
[26 empty] | 3559200% | 11:00 | 1179 | 1325 | 524 | 1 | 24 | 128 | 1 | 27 | 410 | 1 | 24 | 578 | 1 | 24 | 137 | 1 | 27 | 456 | 1 | 24 | 1881 | 1 | 43 | 9 | E | 9 | 9 | A | 7 | 25 | A | 7 | 14 | A | 7 | 50 | A | 7 | 987 | E | 9 | 240 | B | 8 | 1.5 | A | 7 | 24100 | B | 7 | 4500 | A | 7 | 2.4 | E | 8 | 0.194 | F | 8 | 0.16 | F | 8 | 0 | 1 | D | 9 | 61 | C | 8
[26 empty] | 3559200% | 12:00 | 1252 | 1325 | 454 | 1 | 24 | 57 | 1 | 27 | 399 | 1 | 24 | 501 | 1 | 24 | 59 | 1 | 27 | 446 | 1 | 24 | 2234 | 1 | 43 | 9 | E | 9 | 9 | A | 7 | 28 | A | 7 | 14 | A | 7 | 42 | A | 7 | 987 | E | 9 | 270 | A | 7 | 2.6 | A | 7 | 24100 | B | 7 | 4500 | A | 7 | 2.5 | E | 8 | 0.194 | F | 8 | 0.16 | F | 8 | 0 | 1 | D | 9 | 61 | C | 8
[26 empty] | 3559200% | 13:00 | 1264 | 1325 | 210 | 1 | 24 | 43 | 1 | 27 | 169 | 1 | 24 | 246 | 1 | 24 | 47 | 1 | 27 | 201 | 1 | 24 | 1056 | 1 | 43 | 9 | E | 9 | 9 | A | 7 | 28 | A | 7 | 12 | A | 7 | 37 | A | 7 | 987 | E | 9 | 270 | A | 7 | 2.1 | A | 7 | 24100 | B | 7 | 6000 | A | 7 | 2.5 | E | 8 | 0.194 | F | 8 | 0.16 | F | 8 | 0 | 1 | D | 9 | 61 | C | 8
[26 empty] | 3559200% | 14:00 | 1212 | 1325 | 333 | 1 | 24 | 0 | 1 | 27 | 333 | 1 | 24 | 397 | 1 | 24 | 0 | 1 | 27 | 397 | 1 | 24 | 1529 | 1 | 43 | 10 | E | 9 | 10 | A | 7 | 28 | A | 7 | 13 | A | 7 | 40 | A | 7 | 987 | E | 9 | 240 | A | 7 | 3.1 | A | 7 | 24100 | B | 7 | 4500 | A | 7 | 2.5 | E | 8 | 0.194 | F | 8 | 0.16 | F | 8 | 0 | 1 | D | 9 | 61 | C | 8
[26 empty] | 3559200% | 15:00 | 1100 | 1325 | 297 | 1 | 24 | 0 | 1 | 27 | 297 | 1 | 24 | 352 | 1 | 24 | 0 | 1 | 27 | 352 | 1 | 24 | 1370 | 1 | 43 | 10 | E | 9 | 10 | A | 7 | 22 | A | 7 | 12 | A | 7 | 53 | A | 7 | 987 | E | 9 | 290 | A | 7 | 3.6 | A | 7 | 24100 | B | 7 | 4500 | A | 7 | 2.6 | E | 8 | 0.194 | F | 8 | 0.16 | F | 8 | 0 | 1 | D | 9 | 61 | C | 8
[26 empty] | 3559200% | 16:00 | 935 | 1325 | 290 | 1 | 24 | 58 | 1 | 27 | 249 | 1 | 24 | 320 | 1 | 24 | 59 | 1 | 27 | 279 | 1 | 24 | 923 | 1 | 43 | 9 | E | 9 | 9 | A | 7 | 28 | A | 7 | 14 | A | 7 | 42 | A | 7 | 987 | E | 9 | 260 | A | 7 | 3.6 | A | 7 | 24100 | B | 7 | 4500 | A | 7 | 2.6 | E | 8 | 0.194 | F | 8 | 0.16 | F | 8 | 0 | 1 | D | 9 | 61 | C | 8
[26 empty] | 3559200% | 17:00 | 730 | 1325 | 164 | 1 | 24 | 53 | 1 | 27 | 135 | 1 | 24 | 182 | 1 | 24 | 52 | 1 | 27 | 153 | 1 | 24 | 458 | 1 | 43 | 9 | E | 9 | 9 | A | 7 | 28 | A | 7 | 13 | A | 7 | 40 | A | 7 | 987 | E | 9 | 250 | E | 9 | 2.1 | A | 7 | 24100 | B | 7 | 4500 | A | 7 | 2.6 | E | 8 | 0.194 | F | 8 | 0.16 | F | 8 | 0 | 1 | D | 9 | 61 | C | 8
[26 empty] | 3559200% | 18:00 | 498 | 1325 | 96 | 1 | 24 | 25 | 1 | 27 | 86 | 1 | 24 | 105 | 1 | 24 | 23 | 1 | 27 | 96 | 1 | 24 | 260 | 1 | 43 | 9 | E | 9 | 9 | A | 7 | 28 | A | 7 | 13 | A | 7 | 40 | A | 7 | 987 | E | 9 | 250 | E | 9 | 1 | A | 7 | 19300 | B | 7 | 4500 | A | 7 | 2.6 | E | 8 | 0.194 | F | 8 | 0.16 | F | 8 | 0 | 1 | D | 9 | 61 | C | 8
[26 empty] | 3559200% | 19:00 | 256 | 1325 | 88 | 1 | 24 | 64 | 1 | 27 | 76 | 1 | 24 | 97 | 1 | 24 | 52 | 1 | 27 | 87 | 1 | 24 | 185 | 1 | 43 | 9 | E | 9 | 9 | A | 7 | 26 | A | 7 | 14 | A | 7 | 48 | A | 7 | 987 | E | 9 | 240 | E | 9 | 1.5 | A | 7 | 16100 | B | 7 | 4500 | A | 7 | 2.7 | E | 8 | 0.194 | F | 8 | 0.16 | F | 8 | 0 | 1 | D | 9 | 61 | C | 8
[26 empty] | 3559200% | 20:00 | 41 | 828 | 8 | 1 | 24 | 0 | 1 | 27 | 8 | 1 | 24 | 10 | 1 | 24 | 0 | 1 | 27 | 10 | 1 | 24 | 30 | 1 | 43 | 10 | E | 9 | 10 | A | 7 | 25 | A | 7 | 14 | A | 7 | 50 | A | 7 | 987 | E | 9 | 240 | E | 9 | 2.1 | A | 7 | 16100 | B | 7 | 4500 | A | 7 | 2.7 | E | 8 | 0.194 | F | 8 | 0.16 | F | 8 | 0 | 1 | D | 9 | 61 | C | 8
[26 empty] | 3559200% | 21:00 | 0 | 0 | 0 | 1 | 0 | 0 | 1 | 0 | 0 | 1 | 0 | 0 | 1 | 0 | 0 | 1 | 0 | 0 | 1 | 0 | 0 | 1 | 0 | 10 | B | 8 | 10 | B | 8 | 24.1 | B | 8 | 14.3 | B | 8 | 54 | A | 7 | 987 | E | 9 | 220 | E | 9 | 2.2 | B | 8 | 15200 | C | 8 | 4200 | B | 8 | 2.7 | E | 8 | 0.194 | F | 8 | 0.16 | F | 8 | 0 | 1 | D | 9 | 61 | C | 8
[26 empty] | 3559200% | 22:00 | 0 | 0 | 0 | 1 | 0 | 0 | 1 | 0 | 0 | 1 | 0 | 0 | 1 | 0 | 0 | 1 | 0 | 0 | 1 | 0 | 0 | 1 | 0 | 10 | B | 8 | 10 | B | 8 | 23.1 | B | 8 | 14.9 | B | 8 | 60 | A | 7 | 987 | E | 9 | 190 | E | 9 | 2.2 | B | 8 | 14300 | C | 8 | 3900 | B | 8 | 2.8 | E | 8 | 0.194 | F | 8 | 0.16 | F | 8 | 0 | 1 | D | 9 | 61 | C | 8
[26 empty] | 3559200% | 23:00 | 0 | 0 | 0 | 1 | 0 | 0 | 1 | 0 | 0 | 1 | 0 | 0 | 1 | 0 | 0 | 1 | 0 | 0 | 1 | 0 | 0 | 1 | 0 | 10 | B | 8 | 10 | B | 8 | 22.3 | B | 8 | 15.3 | B | 8 | 65 | A | 7 | 987 | E | 9 | 350 | E | 9 | 2.3 | B | 8 | 13400 | C | 8 | 3600 | B | 8 | 2.8 | E | 8 | 0.194 | F | 8 | 0.16 | F | 8 | 0 | 1 | D | 9 | 61 | C | 8
[26 empty] | 3559200% | 24:00 | 0 | 0 | 0 | 1 | 0 | 0 | 1 | 0 | 0 | 1 | 0 | 0 | 1 | 0 | 0 | 1 | 0 | 0 | 1 | 0 | 0 | 1 | 0 | 10 | B | 8 | 10 | B | 8 | 21.5 | B | 8 | 15.5 | B | 8 | 69 | A | 7 | 987 | E | 9 | 20 | E | 9 | 2.3 | B | 8 | 12500 | C | 8 | 3300 | B | 8 | 2.8 | E | 8 | 0.194 | F | 8 | 0.16 | F | 8 | 0 | 1 | D | 9 | 61 | C | 8
[26 empty] | 3559300% | 1:00 | 0 | 0 | 0 | 1 | 0 | 0 | 1 | 0 | 0 | 1 | 0 | 0 | 1 | 0 | 0 | 1 | 0 | 0 | 1 | 0 | 0 | 1 | 0 | 10 | B | 8 | 10 | B | 8 | 20.6 | B | 8 | 15.7 | B | 8 | 73 | A | 7 | 987 | E | 9 | 90 | E | 9 | 2.4 | B | 8 | 11600 | C | 8 | 3000 | B | 8 | 2.9 | E | 8 | 0.195 | F | 8 | 0.16 | F | 8 | 0 | 1 | D | 9 | 61 | C | 8
[26 empty] | 3559300% | 2:00 | 0 | 0 | 0 | 1 | 0 | 0 | 1 | 0 | 0 | 1 | 0 | 0 | 1 | 0 | 0 | 1 | 0 | 0 | 1 | 0 | 0 | 1 | 0 | 10 | B | 8 | 10 | B | 8 | 20 | B | 8 | 16 | B | 8 | 78 | A | 7 | 987 | E | 9 | 140 | E | 9 | 2.4 | B | 8 | 10700 | C | 8 | 2700 | B | 8 | 2.9 | E | 8 | 0.195 | F | 8 | 0.16 | F | 8 | 0 | 1 | D | 9 | 61 | C | 8
[26 empty] | 3559300% | 3:00 | 0 | 0 | 0 | 1 | 0 | 0 | 1 | 0 | 0 | 1 | 0 | 0 | 1 | 0 | 0 | 1 | 0 | 0 | 1 | 0 | 0 | 1 | 0 | 10 | B | 8 | 10 | B | 8 | 19.4 | B | 8 | 16.1 | B | 8 | 81 | A | 7 | 987 | E | 9 | 160 | E | 9 | 2.5 | B | 8 | 9800 | C | 8 | 2400 | B | 8 | 2.9 | E | 8 | 0.195 | F | 8 | 0.16 | F | 8 | 0 | 1 | D | 9 | 61 | C | 8
[26 empty] | 3559300% | 4:00 | 0 | 0 | 0 | 1 | 0 | 0 | 1 | 0 | 0 | 1 | 0 | 0 | 1 | 0 | 0 | 1 | 0 | 0 | 1 | 0 | 0 | 1 | 0 | 10 | B | 8 | 10 | B | 8 | 18.7 | B | 8 | 16.3 | B | 8 | 86 | A | 7 | 987 | E | 9 | 180 | E | 9 | 2.5 | B | 8 | 8900 | C | 8 | 2100 | B | 8 | 3 | E | 8 | 0.195 | F | 8 | 0.16 | F | 8 | 0 | 1 | D | 9 | 61 | C | 8
[26 empty] | 3559300% | 5:00 | 7 | 342 | 0 | 1 | 24 | 0 | 1 | 27 | 0 | 1 | 24 | 0 | 1 | 24 | 0 | 1 | 27 | 0 | 1 | 24 | 0 | 1 | 43 | 10 | E | 9 | 10 | A | 7 | 18 | A | 7 | 16.5 | B | 8 | 91 | A | 7 | 987 | E | 9 | 90 | A | 7 | 2.6 | A | 7 | 8000 | B | 7 | 1800 | A | 7 | 3 | E | 8 | 0.195 | F | 8 | 0.16 | F | 8 | 0 | 1 | D | 9 | 61 | C | 8
[26 empty] | 3559300% | 6:00 | 171 | 1325 | 35 | 1 | 24 | 0 | 1 | 27 | 35 | 1 | 24 | 40 | 1 | 24 | 0 | 1 | 27 | 40 | 1 | 24 | 123 | 1 | 43 | 10 | E | 9 | 10 | A | 7 | 18 | A | 7 | 17 | A | 7 | 94 | A | 7 | 987 | E | 9 | 310 | A | 7 | 2.6 | A | 7 | 4800 | B | 7 | 2700 | A | 7 | 3 | E | 8 | 0.195 | F | 8 | 0.16 | F | 8 | 0 | 1 | D | 9 | 10 | C | 8
[26 empty] | 3559300% | 7:00 | 412 | 1325 | 80 | 1 | 24 | 0 | 1 | 27 | 80 | 1 | 24 | 92 | 1 | 24 | 0 | 1 | 27 | 92 | 1 | 24 | 320 | 1 | 43 | 10 | E | 9 | 10 | A | 7 | 18 | A | 7 | 16 | A | 7 | 88 | A | 7 | 987 | E | 9 | 310 | B | 8 | 1.5 | A | 7 | 6400 | B | 7 | 2400 | A | 7 | 3 | E | 8 | 0.195 | F | 8 | 0.16 | F | 8 | 0 | 1 | D | 9 | 10 | C | 8
[26 empty] | 3559300% | 8:00 | 650 | 1325 | 122 | 1 | 24 | 0 | 1 | 27 | 122 | 1 | 24 | 144 | 1 | 24 | 0 | 1 | 27 | 144 | 1 | 24 | 543 | 1 | 43 | 10 | E | 9 | 10 | A | 7 | 19 | A | 7 | 16 | A | 7 | 83 | A | 7 | 987 | E | 9 | 300 | B | 8 | 1.5 | A | 7 | 6400 | B | 7 | 2400 | A | 7 | 3.1 | E | 8 | 0.195 | F | 8 | 0.16 | F | 8 | 0 | 1 | D | 9 | 10 | C | 8
[26 empty] | 3559300% | 9:00 | 867 | 1325 | 176 | 1 | 24 | 0 | 1 | 27 | 176 | 1 | 24 | 210 | 1 | 24 | 0 | 1 | 27 | 210 | 1 | 24 | 830 | 1 | 43 | 10 | E | 9 | 10 | A | 7 | 22 | A | 7 | 16 | A | 7 | 69 | A | 7 | 987 | E | 9 | 300 | B | 8 | 2.1 | A | 7 | 8000 | B | 7 | 2700 | A | 7 | 3.1 | E | 8 | 0.195 | F | 8 | 0.16 | F | 8 | 0 | 1 | D | 9 | 10 | C | 8
[26 empty] | 3559300% | 10:00 | 1047 | 1325 | 424 | 1 | 24 | 30 | 1 | 27 | 400 | 1 | 24 | 487 | 1 | 24 | 30 | 1 | 27 | 463 | 1 | 24 | 1642 | 1 | 43 | 10 | E | 9 | 9 | A | 7 | 25 | A | 7 | 16 | A | 7 | 57 | A | 7 | 987 | E | 9 | 290 | B | 8 | 2.1 | A | 7 | 8000 | B | 7 | 6000 | A | 7 | 3.1 | E | 8 | 0.195 | F | 8 | 0.16 | F | 8 | 0 | 1 | D | 9 | 5 | C | 8
[26 empty] | 3559300% | 11:00 | 1178 | 1325 | 270 | 1 | 24 | 20 | 1 | 27 | 252 | 1 | 24 | 300 | 1 | 24 | 20 | 1 | 27 | 281 | 1 | 24 | 1250 | 1 | 43 | 10 | E | 9 | 9 | A | 7 | 24 | A | 7 | 16 | A | 7 | 61 | A | 7 | 987 | E | 9 | 290 | A | 7 | 2.6 | A | 7 | 8000 | B | 7 | 4500 | A | 7 | 3.1 | E | 8 | 0.195 | F | 8 | 0.16 | F | 8 | 0 | 1 | D | 9 | 5 | C | 8
[26 empty] | 3559300% | 12:00 | 1252 | 1325 | 280 | 1 | 24 | 0 | 1 | 27 | 280 | 1 | 24 | 340 | 1 | 24 | 0 | 1 | 27 | 340 | 1 | 24 | 1349 | 1 | 43 | 10 | E | 9 | 10 | A | 7 | 25 | A | 7 | 16 | A | 7 | 57 | A | 7 | 987 | E | 9 | 210 | A | 7 | 3.1 | A | 7 | 8000 | B | 7 | 2400 | A | 7 | 3.1 | E | 8 | 0.195 | F | 8 | 0.16 | F | 8 | 0 | 1 | D | 9 | 5 | C | 8
[26 empty] | 3559300% | 13:00 | 1264 | 1325 | 283 | 1 | 24 | 0 | 1 | 27 | 283 | 1 | 24 | 344 | 1 | 24 | 0 | 1 | 27 | 344 | 1 | 24 | 1363 | 1 | 43 | 10 | E | 9 | 10 | A | 7 | 25 | A | 7 | 16 | A | 7 | 57 | A | 7 | 987 | E | 9 | 230 | A | 7 | 3.1 | A | 7 | 8000 | B | 7 | 2400 | A | 7 | 3.1 | E | 8 | 0.195 | F | 8 | 0.16 | F | 8 | 0 | 1 | D | 9 | 5 | C | 8
[26 empty] | 3559300% | 14:00 | 1212 | 1325 | 269 | 1 | 24 | 0 | 1 | 27 | 269 | 1 | 24 | 326 | 1 | 24 | 0 | 1 | 27 | 326 | 1 | 24 | 1298 | 1 | 43 | 10 | E | 9 | 10 | A | 7 | 24 | A | 7 | 16 | A | 7 | 61 | A | 7 | 987 | E | 9 | 240 | A | 7 | 2.1 | A | 7 | 8000 | B | 7 | 2400 | A | 7 | 3.1 | E | 8 | 0.195 | F | 8 | 0.16 | F | 8 | 0 | 1 | D | 9 | 5 | C | 8
[26 empty] | 3559300% | 15:00 | 1100 | 1325 | 363 | 1 | 24 | 129 | 1 | 27 | 256 | 1 | 24 | 410 | 1 | 24 | 139 | 1 | 27 | 294 | 1 | 24 | 985 | 1 | 43 | 10 | E | 9 | 9 | A | 7 | 27 | A | 7 | 16 | A | 7 | 51 | A | 7 | 987 | E | 9 | 230 | A | 7 | 3.6 | A | 7 | 11300 | B | 7 | 4500 | A | 7 | 3.1 | E | 8 | 0.195 | F | 8 | 0.16 | F | 8 | 0 | 1 | D | 9 | 5 | C | 8
[26 empty] | 3559300% | 16:00 | 936 | 1325 | 515 | 1 | 24 | 257 | 1 | 27 | 333 | 1 | 24 | 554 | 1 | 24 | 276 | 1 | 27 | 358 | 1 | 24 | 983 | 1 | 43 | 6 | E | 9 | 5 | A | 7 | 27 | A | 7 | 16 | A | 7 | 51 | A | 7 | 987 | E | 9 | 220 | A | 7 | 5.1 | A | 7 | 11300 | B | 7 | 77777 | A | 7 | 3.1 | E | 8 | 0.195 | F | 8 | 0.16 | F | 8 | 0 | 1 | D | 9 | 5 | C | 8
[26 empty] | 3559300% | 17:00 | 732 | 1325 | 278 | 1 | 24 | 64 | 1 | 27 | 243 | 1 | 24 | 306 | 1 | 24 | 64 | 1 | 27 | 270 | 1 | 24 | 753 | 1 | 43 | 10 | E | 9 | 9 | A | 7 | 27 | A | 7 | 17 | A | 7 | 54 | A | 7 | 987 | E | 9 | 210 | A | 7 | 5.1 | A | 7 | 11300 | B | 7 | 1500 | A | 7 | 3.2 | E | 8 | 0.195 | F | 8 | 0.16 | F | 8 | 0 | 1 | D | 9 | 5 | C | 8
[26 empty] | 3559300% | 18:00 | 500 | 1325 | 151 | 1 | 24 | 22 | 1 | 27 | 142 | 1 | 24 | 170 | 1 | 24 | 16 | 1 | 27 | 164 | 1 | 24 | 534 | 1 | 43 | 10 | E | 9 | 9 | A | 7 | 26 | A | 7 | 17 | A | 7 | 58 | A | 7 | 987 | E | 9 | 210 | A | 7 | 4.1 | A | 7 | 11300 | B | 7 | 3600 | A | 7 | 3.2 | E | 8 | 0.195 | F | 8 | 0.16 | F | 8 | 0 | 1 | D | 9 | 5 | C | 8
[26 empty] | 3559300% | 19:00 | 257 | 1325 | 70 | 1 | 24 | 18 | 1 | 27 | 67 | 1 | 24 | 77 | 1 | 24 | 14 | 1 | 27 | 74 | 1 | 24 | 168 | 1 | 43 | 10 | E | 9 | 9 | A | 7 | 24 | A | 7 | 17 | A | 7 | 65 | A | 7 | 987 | E | 9 | 200 | A | 7 | 3.6 | A | 7 | 11300 | B | 7 | 3600 | A | 7 | 3.2 | E | 8 | 0.195 | F | 8 | 0.16 | F | 8 | 0 | 1 | D | 9 | 5 | C | 8
[26 empty] | 3559300% | 20:00 | 42 | 828 | 8 | 1 | 25 | 0 | 1 | 28 | 8 | 1 | 25 | 10 | 1 | 25 | 0 | 1 | 28 | 10 | 1 | 25 | 30 | 1 | 45 | 10 | B | 8 | 9 | B | 8 | 23.2 | B | 8 | 17.5 | B | 8 | 70 | A | 7 | 987 | E | 9 | 210 | B | 8 | 3.4 | B | 8 | 13700 | C | 8 | 4050 | B | 8 | 3.2 | E | 8 | 0.195 | F | 8 | 0.16 | F | 8 | 0 | 1 | D | 9 | 5 | C | 8
[26 empty] | 3559300% | 21:00 | 0 | 0 | 0 | 1 | 0 | 0 | 1 | 0 | 0 | 1 | 0 | 0 | 1 | 0 | 0 | 1 | 0 | 0 | 1 | 0 | 0 | 1 | 0 | 10 | E | 9 | 9 | A | 7 | 23 | A | 7 | 18 | A | 7 | 73 | A | 7 | 987 | E | 9 | 220 | A | 7 | 3.1 | A | 7 | 16100 | B | 7 | 4500 | A | 7 | 3.2 | E | 8 | 0.195 | F | 8 | 0.16 | F | 8 | 0 | 1 | D | 9 | 5 | C | 8
[26 empty] | 3559300% | 22:00 | 0 | 0 | 0 | 1 | 0 | 0 | 1 | 0 | 0 | 1 | 0 | 0 | 1 | 0 | 0 | 1 | 0 | 0 | 1 | 0 | 0 | 1 | 0 | 10 | E | 9 | 9 | E | 9 | 23.1 | E | 9 | 17.9 | E | 9 | 73 | A | 7 | 987 | E | 9 | 30 | E | 9 | 4.5 | E | 9 | 15087 | C | 8 | 4388 | E | 9 | 3.2 | E | 8 | 0.195 | F | 8 | 0.16 | F | 8 | 0 | 1 | D | 9 | 10 | C | 8
[26 empty] | 3559300% | 23:00 | 0 | 0 | 0 | 1 | 0 | 0 | 1 | 0 | 0 | 1 | 0 | 0 | 1 | 0 | 0 | 1 | 0 | 0 | 1 | 0 | 0 | 1 | 0 | 10 | E | 9 | 9 | E | 9 | 22.3 | E | 9 | 17.8 | E | 9 | 76 | A | 7 | 987 | E | 9 | 290 | E | 9 | 3.2 | E | 9 | 14075 | C | 8 | 4275 | E | 9 | 3.2 | E | 8 | 0.195 | F | 8 | 0.16 | F | 8 | 0 | 1 | D | 9 | 10 | C | 8
[26 empty] | 3559300% | 24:00 | 0 | 0 | 0 | 1 | 0 | 0 | 1 | 0 | 0 | 1 | 0 | 0 | 1 | 0 | 0 | 1 | 0 | 0 | 1 | 0 | 0 | 1 | 0 | 10 | E | 9 | 9 | E | 9 | 21.4 | E | 9 | 17.7 | E | 9 | 79 | A | 7 | 987 | E | 9 | 360 | E | 9 | 1 | E | 9 | 13062 | C | 8 | 4163 | E | 9 | 3.2 | E | 8 | 0.195 | F | 8 | 0.16 | F | 8 | 0 | 1 | D | 9 | 10 | C | 8
[26 empty] | 3559400% | 1:00 | 0 | 0 | 0 | 1 | 0 | 0 | 1 | 0 | 0 | 1 | 0 | 0 | 1 | 0 | 0 | 1 | 0 | 0 | 1 | 0 | 0 | 1 | 0 | 10 | E | 9 | 9 | E | 9 | 20.5 | E | 9 | 17.6 | E | 9 | 83 | A | 7 | 987 | E | 9 | 290 | E | 9 | 0.3 | E | 9 | 12050 | C | 8 | 4050 | E | 9 | 3.2 | E | 8 | 0.195 | F | 8 | 0.16 | F | 8 | 0 | 1 | D | 9 | 10 | C | 8
[26 empty] | 3559400% | 2:00 | 0 | 0 | 0 | 1 | 0 | 0 | 1 | 0 | 0 | 1 | 0 | 0 | 1 | 0 | 0 | 1 | 0 | 0 | 1 | 0 | 0 | 1 | 0 | 10 | E | 9 | 9 | E | 9 | 20.6 | E | 9 | 17.4 | E | 9 | 82 | A | 7 | 987 | E | 9 | 0 | E | 9 | 0 | E | 9 | 11037 | C | 8 | 3938 | E | 9 | 3.2 | E | 8 | 0.195 | F | 8 | 0.16 | F | 8 | 0 | 1 | D | 9 | 10 | C | 8
[26 empty] | 3559400% | 3:00 | 0 | 0 | 0 | 1 | 0 | 0 | 1 | 0 | 0 | 1 | 0 | 0 | 1 | 0 | 0 | 1 | 0 | 0 | 1 | 0 | 0 | 1 | 0 | 10 | E | 9 | 9 | E | 9 | 20.8 | E | 9 | 17.3 | E | 9 | 80 | A | 7 | 987 | E | 9 | 0 | E | 9 | 0 | E | 9 | 10025 | C | 8 | 3825 | E | 9 | 3.3 | E | 8 | 0.195 | F | 8 | 0.16 | F | 8 | 0 | 1 | D | 9 | 10 | C | 8
[26 empty] | 3559400% | 4:00 | 0 | 0 | 0 | 1 | 0 | 0 | 1 | 0 | 0 | 1 | 0 | 0 | 1 | 0 | 0 | 1 | 0 | 0 | 1 | 0 | 0 | 1 | 0 | 10 | E | 9 | 9 | E | 9 | 19.9 | E | 9 | 17.2 | E | 9 | 84 | A | 7 | 987 | E | 9 | 0 | E | 9 | 0 | E | 9 | 9012 | C | 8 | 3713 | E | 9 | 3.3 | E | 8 | 0.195 | F | 8 | 0.16 | F | 8 | 0 | 1 | D | 9 | 10 | C | 8
[26 empty] | 3559400% | 5:00 | 7 | 342 | 0 | 1 | 24 | 0 | 1 | 27 | 0 | 1 | 24 | 0 | 1 | 24 | 0 | 1 | 27 | 0 | 1 | 24 | 0 | 1 | 43 | 10 | E | 9 | 9 | A | 7 | 20 | A | 7 | 17.1 | E | 9 | 83 | A | 7 | 987 | E | 9 | 0 | A | 7 | 0 | A | 7 | 8000 | B | 7 | 3600 | A | 7 | 3.3 | E | 8 | 0.195 | F | 8 | 0.16 | F | 8 | 0 | 1 | D | 9 | 10 | C | 8
[26 empty] | 3559400% | 6:00 | 171 | 1324 | 43 | 1 | 24 | 9 | 1 | 27 | 42 | 1 | 24 | 48 | 1 | 24 | 1 | 1 | 27 | 48 | 1 | 24 | 141 | 1 | 43 | 10 | E | 9 | 9 | A | 7 | 19 | A | 7 | 17 | A | 7 | 88 | A | 7 | 987 | E | 9 | 330 | B | 8 | 1 | A | 7 | 9700 | B | 7 | 2400 | A | 7 | 3.3 | E | 8 | 0.195 | F | 8 | 0.16 | F | 8 | 0 | 1 | D | 9 | 10 | C | 8
[26 empty] | 3559400% | 7:00 | 412 | 1324 | 68 | 1 | 24 | 0 | 1 | 27 | 68 | 1 | 24 | 80 | 1 | 24 | 0 | 1 | 27 | 80 | 1 | 24 | 281 | 1 | 43 | 10 | E | 9 | 10 | A | 7 | 21 | A | 7 | 17 | A | 7 | 78 | A | 7 | 987 | E | 9 | 290 | B | 8 | 1 | A | 7 | 8000 | B | 7 | 2100 | A | 7 | 3.3 | E | 8 | 0.195 | F | 8 | 0.16 | F | 8 | 0 | 1 | D | 9 | 10 | C | 8
[26 empty] | 3559400% | 8:00 | 650 | 1324 | 118 | 1 | 24 | 0 | 1 | 27 | 118 | 1 | 24 | 140 | 1 | 24 | 0 | 1 | 27 | 140 | 1 | 24 | 528 | 1 | 43 | 10 | E | 9 | 10 | A | 7 | 20 | A | 7 | 19 | A | 7 | 94 | A | 7 | 987 | E | 9 | 260 | A | 7 | 2.1 | A | 7 | 3200 | B | 7 | 690 | A | 7 | 3.3 | E | 8 | 0.195 | F | 8 | 0.16 | F | 8 | 0 | 1 | D | 9 | 10 | C | 8
[26 empty] | 3559400% | 9:00 | 866 | 1324 | 175 | 1 | 24 | 0 | 1 | 27 | 175 | 1 | 24 | 208 | 1 | 24 | 0 | 1 | 27 | 208 | 1 | 24 | 826 | 1 | 43 | 10 | E | 9 | 10 | A | 7 | 20 | A | 7 | 19 | A | 7 | 94 | A | 7 | 987 | E | 9 | 250 | B | 8 | 1 | A | 7 | 3200 | B | 7 | 1500 | A | 7 | 3.3 | E | 8 | 0.195 | F | 8 | 0.16 | F | 8 | 0 | 1 | D | 9 | 10 | C | 8
[26 empty] | 3559400% | 10:00 | 1046 | 1324 | 222 | 1 | 24 | 0 | 1 | 27 | 222 | 1 | 24 | 267 | 1 | 24 | 0 | 1 | 27 | 267 | 1 | 24 | 1078 | 1 | 43 | 10 | E | 9 | 10 | A | 7 | 21 | A | 7 | 20 | A | 7 | 94 | A | 7 | 987 | E | 9 | 250 | B | 8 | 1.5 | A | 7 | 4800 | B | 7 | 1200 | A | 7 | 3.2 | E | 8 | 0.195 | F | 8 | 0.16 | F | 8 | 0 | 1 | D | 9 | 10 | C | 8
[26 empty] | 3559400% | 11:00 | 1178 | 1324 | 621 | 1 | 24 | 73 | 1 | 27 | 555 | 1 | 24 | 683 | 1 | 24 | 76 | 1 | 27 | 615 | 1 | 24 | 2460 | 1 | 43 | 10 | E | 9 | 9 | A | 7 | 21 | A | 7 | 19 | A | 7 | 88 | A | 7 | 987 | E | 9 | 240 | B | 8 | 2.1 | A | 7 | 9700 | B | 7 | 480 | A | 7 | 3.2 | E | 8 | 0.195 | F | 8 | 0.16 | F | 8 | 0 | 1 | D | 9 | 61 | C | 8
[26 empty] | 3559400% | 12:00 | 1252 | 1324 | 276 | 1 | 24 | 11 | 1 | 27 | 265 | 1 | 24 | 336 | 1 | 24 | 9 | 1 | 27 | 328 | 1 | 24 | 1291 | 1 | 43 | 10 | E | 9 | 9 | A | 7 | 22 | A | 7 | 19 | A | 7 | 83 | A | 7 | 987 | E | 9 | 230 | A | 7 | 5.1 | A | 7 | 12900 | B | 7 | 450 | A | 7 | 3.2 | E | 8 | 0.195 | F | 8 | 0.16 | F | 8 | 0 | 1 | D | 9 | 61 | C | 8
[26 empty] | 3559400% | 13:00 | 1264 | 1324 | 517 | 1 | 24 | 23 | 1 | 27 | 494 | 1 | 24 | 601 | 1 | 24 | 23 | 1 | 27 | 579 | 1 | 24 | 2016 | 1 | 43 | 10 | E | 9 | 9 | A | 7 | 24 | A | 7 | 19 | A | 7 | 74 | A | 7 | 987 | E | 9 | 260 | A | 7 | 5.1 | A | 7 | 16100 | B | 7 | 750 | A | 7 | 3.2 | E | 8 | 0.195 | F | 8 | 0.16 | F | 8 | 0 | 1 | D | 9 | 61 | C | 8
[26 empty] | 3559400% | 14:00 | 1213 | 1324 | 585 | 1 | 24 | 74 | 1 | 27 | 517 | 1 | 24 | 645 | 1 | 24 | 77 | 1 | 27 | 574 | 1 | 24 | 2507 | 1 | 43 | 10 | E | 9 | 9 | A | 7 | 27 | A | 7 | 19 | A | 7 | 62 | A | 7 | 987 | E | 9 | 260 | A | 7 | 6.2 | A | 7 | 16100 | B | 7 | 1800 | A | 7 | 3.1 | E | 8 | 0.195 | F | 8 | 0.16 | F | 8 | 0 | 1 | D | 9 | 61 | C | 8
[26 empty] | 3559400% | 15:00 | 1101 | 1324 | 424 | 1 | 24 | 108 | 1 | 27 | 333 | 1 | 24 | 469 | 1 | 24 | 115 | 1 | 27 | 373 | 1 | 24 | 1284 | 1 | 43 | 10 | E | 9 | 9 | A | 7 | 27 | A | 7 | 17 | A | 7 | 54 | A | 7 | 987 | E | 9 | 270 | A | 7 | 4.1 | A | 7 | 16100 | B | 7 | 1290 | A | 7 | 3.1 | E | 8 | 0.195 | F | 8 | 0.16 | F | 8 | 0 | 1 | D | 9 | 61 | C | 8
[26 empty] | 3559400% | 16:00 | 937 | 1324 | 396 | 1 | 24 | 162 | 1 | 27 | 281 | 1 | 24 | 437 | 1 | 24 | 172 | 1 | 27 | 315 | 1 | 24 | 860 | 1 | 43 | 10 | E | 9 | 9 | A | 7 | 26 | A | 7 | 18 | A | 7 | 61 | A | 7 | 987 | E | 9 | 260 | A | 7 | 6.7 | A | 7 | 16100 | B | 7 | 1200 | A | 7 | 3.1 | E | 8 | 0.195 | F | 8 | 0.16 | F | 8 | 0 | 1 | D | 9 | 61 | C | 8
[26 empty] | 3559400% | 17:00 | 733 | 1324 | 365 | 1 | 24 | 99 | 1 | 27 | 310 | 1 | 24 | 400 | 1 | 24 | 101 | 1 | 27 | 344 | 1 | 24 | 903 | 1 | 43 | 10 | E | 9 | 9 | A | 7 | 26 | A | 7 | 17 | A | 7 | 58 | A | 7 | 987 | E | 9 | 280 | A | 7 | 4.1 | A | 7 | 16100 | B | 7 | 1410 | A | 7 | 3.1 | E | 8 | 0.195 | F | 8 | 0.16 | F | 8 | 0 | 1 | D | 9 | 61 | C | 8
[26 empty] | 3559400% | 18:00 | 501 | 1324 | 82 | 1 | 24 | 0 | 1 | 27 | 82 | 1 | 24 | 97 | 1 | 24 | 0 | 1 | 27 | 97 | 1 | 24 | 352 | 1 | 43 | 10 | E | 9 | 10 | A | 7 | 25 | A | 7 | 18 | A | 7 | 65 | A | 7 | 987 | E | 9 | 290 | A | 7 | 4.1 | A | 7 | 16100 | B | 7 | 1170 | A | 7 | 3 | E | 8 | 0.195 | F | 8 | 0.16 | F | 8 | 0 | 1 | D | 9 | 61 | C | 8
[26 empty] | 3559400% | 19:00 | 259 | 1324 | 62 | 1 | 24 | 11 | 1 | 27 | 60 | 1 | 24 | 70 | 1 | 24 | 3 | 1 | 27 | 69 | 1 | 24 | 213 | 1 | 43 | 10 | E | 9 | 9 | A | 7 | 24 | A | 7 | 18 | A | 7 | 69 | A | 7 | 987 | E | 9 | 220 | A | 7 | 3.1 | A | 7 | 16100 | B | 7 | 4500 | A | 7 | 3 | E | 8 | 0.195 | F | 8 | 0.16 | F | 8 | 0 | 1 | D | 9 | 61 | C | 8
[26 empty] | 3559400% | 20:00 | 43 | 850 | 8 | 1 | 24 | 0 | 1 | 27 | 8 | 1 | 24 | 10 | 1 | 24 | 0 | 1 | 27 | 10 | 1 | 24 | 30 | 1 | 43 | 10 | E | 9 | 9 | A | 7 | 23 | A | 7 | 18 | A | 7 | 73 | A | 7 | 987 | E | 9 | 270 | A | 7 | 2.6 | A | 7 | 11300 | B | 7 | 3300 | A | 7 | 3 | E | 8 | 0.195 | F | 8 | 0.16 | F | 8 | 0 | 1 | D | 9 | 10 | C | 8
[26 empty] | 3559400% | 21:00 | 0 | 0 | 0 | 1 | 0 | 0 | 1 | 0 | 0 | 1 | 0 | 0 | 1 | 0 | 0 | 1 | 0 | 0 | 1 | 0 | 0 | 1 | 0 | 10 | E | 9 | 9 | A | 7 | 22 | A | 7 | 17 | A | 7 | 73 | A | 7 | 987 | E | 9 | 0 | A | 7 | 0 | A | 7 | 11300 | B | 7 | 3300 | A | 7 | 3 | E | 8 | 0.195 | F | 8 | 0.16 | F | 8 | 0 | 1 | D | 9 | 10 | C | 8
[26 empty] | 3559400% | 22:00 | 0 | 0 | 0 | 1 | 0 | 0 | 1 | 0 | 0 | 1 | 0 | 0 | 1 | 0 | 0 | 1 | 0 | 0 | 1 | 0 | 0 | 1 | 0 | 10 | E | 9 | 10 | E | 9 | 21.5 | E | 9 | 17.3 | E | 9 | 77 | A | 7 | 987 | E | 9 | 0 | E | 9 | 0 | E | 9 | 10887 | C | 8 | 0 | E | 9 | 3 | E | 8 | 0.195 | F | 8 | 0.16 | F | 8 | 0 | 1 | D | 9 | 10 | C | 8
[26 empty] | 3559400% | 23:00 | 0 | 0 | 0 | 1 | 0 | 0 | 1 | 0 | 0 | 1 | 0 | 0 | 1 | 0 | 0 | 1 | 0 | 0 | 1 | 0 | 0 | 1 | 0 | 10 | E | 9 | 10 | E | 9 | 21.1 | E | 9 | 17.5 | E | 9 | 80 | A | 7 | 987 | E | 9 | 0 | E | 9 | 0 | E | 9 | 10475 | C | 8 | 0 | E | 9 | 2.9 | E | 8 | 0.195 | F | 8 | 0.16 | F | 8 | 0 | 1 | D | 9 | 10 | C | 8
[26 empty] | 3559400% | 24:00 | 0 | 0 | 0 | 1 | 0 | 0 | 1 | 0 | 0 | 1 | 0 | 0 | 1 | 0 | 0 | 1 | 0 | 0 | 1 | 0 | 0 | 1 | 0 | 10 | E | 9 | 10 | E | 9 | 20.5 | E | 9 | 17.5 | E | 9 | 83 | A | 7 | 987 | E | 9 | 0 | E | 9 | 0 | E | 9 | 10062 | C | 8 | 3413 | E | 9 | 2.9 | E | 8 | 0.195 | F | 8 | 0.16 | F | 8 | 0 | 1 | D | 9 | 10 | C | 8
[26 empty] | 3559500% | 1:00 | 0 | 0 | 0 | 1 | 0 | 0 | 1 | 0 | 0 | 1 | 0 | 0 | 1 | 0 | 0 | 1 | 0 | 0 | 1 | 0 | 0 | 1 | 0 | 10 | E | 9 | 10 | E | 9 | 20 | E | 9 | 16.9 | E | 9 | 82 | A | 7 | 987 | E | 9 | 0 | E | 9 | 0 | E | 9 | 9650 | C | 8 | 0 | E | 9 | 2.9 | E | 8 | 0.196 | F | 8 | 0.16 | F | 8 | 0 | 1 | D | 9 | 10 | C | 8
[26 empty] | 3559500% | 2:00 | 0 | 0 | 0 | 1 | 0 | 0 | 1 | 0 | 0 | 1 | 0 | 0 | 1 | 0 | 0 | 1 | 0 | 0 | 1 | 0 | 0 | 1 | 0 | 3 | E | 9 | 2 | E | 9 | 19.5 | E | 9 | 17.4 | E | 9 | 88 | A | 7 | 987 | E | 9 | 120 | E | 9 | 1 | E | 9 | 9237 | C | 8 | 3488 | E | 9 | 2.9 | E | 8 | 0.196 | F | 8 | 0.16 | F | 8 | 0 | 1 | D | 9 | 10 | C | 8
[26 empty] | 3559500% | 3:00 | 0 | 0 | 0 | 1 | 0 | 0 | 1 | 0 | 0 | 1 | 0 | 0 | 1 | 0 | 0 | 1 | 0 | 0 | 1 | 0 | 0 | 1 | 0 | 5 | E | 9 | 5 | E | 9 | 19.1 | E | 9 | 17.2 | E | 9 | 89 | A | 7 | 987 | E | 9 | 160 | E | 9 | 0.5 | E | 9 | 8825 | C | 8 | 3525 | E | 9 | 2.8 | E | 8 | 0.196 | F | 8 | 0.16 | F | 8 | 0 | 1 | D | 9 | 10 | C | 8
[26 empty] | 3559500% | 4:00 | 0 | 0 | 0 | 1 | 0 | 0 | 1 | 0 | 0 | 1 | 0 | 0 | 1 | 0 | 0 | 1 | 0 | 0 | 1 | 0 | 0 | 1 | 0 | 8 | E | 9 | 8 | E | 9 | 18.5 | E | 9 | 17.2 | E | 9 | 92 | A | 7 | 987 | E | 9 | 80 | E | 9 | 0.3 | E | 9 | 8412 | C | 8 | 3563 | E | 9 | 2.8 | E | 8 | 0.196 | F | 8 | 0.16 | F | 8 | 0 | 1 | D | 9 | 10 | C | 8
[26 empty] | 3559500% | 5:00 | 7 | 342 | 0 | 1 | 24 | 0 | 1 | 27 | 0 | 1 | 24 | 0 | 1 | 24 | 0 | 1 | 27 | 0 | 1 | 24 | 0 | 1 | 43 | 10 | E | 9 | 10 | A | 7 | 18 | A | 7 | 17.4 | E | 9 | 96 | A | 7 | 987 | E | 9 | 0 | A | 7 | 0 | A | 7 | 8000 | B | 7 | 3600 | A | 7 | 2.8 | E | 8 | 0.196 | F | 8 | 0.16 | F | 8 | 0 | 1 | D | 9 | 10 | C | 8
[26 empty] | 3559500% | 6:00 | 171 | 1324 | 51 | 1 | 24 | 11 | 1 | 27 | 49 | 1 | 24 | 56 | 1 | 24 | 1 | 1 | 27 | 55 | 1 | 24 | 156 | 1 | 43 | 10 | E | 9 | 9 | A | 7 | 18 | A | 7 | 18 | A | 7 | 100 | A | 7 | 987 | E | 9 | 350 | B | 8 | 1.5 | A | 7 | 4800 | B | 7 | 3600 | A | 7 | 2.8 | E | 8 | 0.196 | F | 8 | 0.16 | F | 8 | 0 | 1 | D | 9 | 10 | C | 8
[26 empty] | 3559500% | 7:00 | 412 | 1324 | 175 | 1 | 24 | 28 | 1 | 27 | 167 | 1 | 24 | 191 | 1 | 24 | 21 | 1 | 27 | 185 | 1 | 24 | 513 | 1 | 43 | 10 | E | 9 | 9 | A | 7 | 21 | A | 7 | 18 | A | 7 | 83 | A | 7 | 987 | E | 9 | 340 | B | 8 | 2.1 | A | 7 | 4800 | B | 7 | 4500 | A | 7 | 2.8 | E | 8 | 0.196 | F | 8 | 0.16 | F | 8 | 0 | 1 | D | 9 | 10 | C | 8
[26 empty] | 3559500% | 8:00 | 649 | 1324 | 159 | 1 | 24 | 0 | 1 | 27 | 159 | 1 | 24 | 184 | 1 | 24 | 0 | 1 | 27 | 184 | 1 | 24 | 668 | 1 | 43 | 10 | E | 9 | 10 | A | 7 | 21 | A | 7 | 18 | A | 7 | 83 | A | 7 | 987 | E | 9 | 320 | B | 8 | 1.5 | A | 7 | 4800 | B | 7 | 4500 | A | 7 | 2.7 | E | 8 | 0.196 | F | 8 | 0.16 | F | 8 | 0 | 1 | D | 9 | 10 | C | 8
[26 empty] | 3559500% | 9:00 | 866 | 1324 | 228 | 1 | 24 | 0 | 1 | 27 | 228 | 1 | 24 | 266 | 1 | 24 | 0 | 1 | 27 | 266 | 1 | 24 | 1015 | 1 | 43 | 10 | E | 9 | 10 | A | 7 | 23 | A | 7 | 18 | A | 7 | 73 | A | 7 | 987 | E | 9 | 310 | B | 8 | 2.1 | A | 7 | 4800 | B | 7 | 4500 | A | 7 | 2.7 | E | 8 | 0.196 | F | 8 | 0.16 | F | 8 | 0 | 1 | D | 9 | 10 | C | 8
[26 empty] | 3559500% | 10:00 | 1046 | 1324 | 285 | 1 | 24 | 0 | 1 | 27 | 285 | 1 | 24 | 336 | 1 | 24 | 0 | 1 | 27 | 336 | 1 | 24 | 1308 | 1 | 43 | 10 | E | 9 | 10 | A | 7 | 24 | A | 7 | 18 | A | 7 | 69 | A | 7 | 987 | E | 9 | 300 | A | 7 | 3.1 | A | 7 | 4800 | B | 7 | 3600 | A | 7 | 2.7 | E | 8 | 0.196 | F | 8 | 0.16 | F | 8 | 0 | 1 | D | 9 | 5 | C | 8
[26 empty] | 3559500% | 11:00 | 1178 | 1324 | 261 | 1 | 25 | 0 | 1 | 28 | 261 | 1 | 25 | 316 | 1 | 25 | 0 | 1 | 28 | 316 | 1 | 25 | 1260 | 1 | 45 | 10 | B | 8 | 10 | B | 8 | 24.7 | B | 8 | 17.9 | B | 8 | 66 | A | 7 | 987 | E | 9 | 320 | B | 8 | 2.3 | B | 8 | 4800 | C | 8 | 2370 | B | 8 | 2.7 | E | 8 | 0.196 | F | 8 | 0.16 | F | 8 | 0 | 1 | D | 9 | 5 | C | 8
[26 empty] | 3559500% | 12:00 | 1252 | 1324 | 279 | 1 | 24 | 0 | 1 | 27 | 279 | 1 | 24 | 339 | 1 | 24 | 0 | 1 | 27 | 339 | 1 | 24 | 1346 | 1 | 43 | 10 | E | 9 | 10 | A | 7 | 25 | A | 7 | 18 | A | 7 | 65 | A | 7 | 987 | E | 9 | 340 | B | 8 | 1.5 | A | 7 | 4800 | B | 7 | 1140 | A | 7 | 2.6 | E | 8 | 0.196 | F | 8 | 0.16 | F | 8 | 0 | 1 | D | 9 | 5 | C | 8
[26 empty] | 3559500% | 13:00 | 1264 | 1324 | 282 | 1 | 24 | 0 | 1 | 27 | 282 | 1 | 24 | 343 | 1 | 24 | 0 | 1 | 27 | 343 | 1 | 24 | 1360 | 1 | 43 | 10 | E | 9 | 10 | A | 7 | 25 | A | 7 | 17 | A | 7 | 61 | A | 7 | 987 | E | 9 | 360 | A | 7 | 2.6 | A | 7 | 4800 | B | 7 | 1800 | A | 7 | 2.6 | E | 8 | 0.196 | F | 8 | 0.16 | F | 8 | 0 | 1 | D | 9 | 5 | C | 8
[26 empty] | 3559500% | 14:00 | 1213 | 1324 | 269 | 1 | 24 | 0 | 1 | 27 | 269 | 1 | 24 | 326 | 1 | 24 | 0 | 1 | 27 | 326 | 1 | 24 | 1299 | 1 | 43 | 10 | E | 9 | 10 | A | 7 | 25 | A | 7 | 16 | A | 7 | 57 | A | 7 | 987 | E | 9 | 20 | A | 7 | 2.1 | A | 7 | 8000 | B | 7 | 2400 | A | 7 | 2.6 | E | 8 | 0.196 | F | 8 | 0.16 | F | 8 | 0 | 1 | D | 9 | 5 | C | 8
[26 empty] | 3559500% | 15:00 | 1102 | 1324 | 302 | 1 | 24 | 0 | 1 | 27 | 302 | 1 | 24 | 358 | 1 | 24 | 0 | 1 | 27 | 358 | 1 | 24 | 1388 | 1 | 43 | 10 | E | 9 | 10 | A | 7 | 26 | A | 7 | 16 | A | 7 | 54 | A | 7 | 987 | E | 9 | 360 | A | 7 | 3.6 | A | 7 | 9700 | B | 7 | 4500 | A | 7 | 2.6 | E | 8 | 0.196 | F | 8 | 0.16 | F | 8 | 0 | 1 | D | 9 | 5 | C | 8
[26 empty] | 3559500% | 16:00 | 938 | 1324 | 200 | 1 | 24 | 0 | 1 | 27 | 200 | 1 | 24 | 239 | 1 | 24 | 0 | 1 | 27 | 239 | 1 | 24 | 952 | 1 | 43 | 10 | E | 9 | 10 | A | 7 | 26 | A | 7 | 17 | A | 7 | 58 | A | 7 | 987 | E | 9 | 40 | A | 7 | 4.1 | A | 7 | 9700 | B | 7 | 1800 | A | 7 | 2.5 | E | 8 | 0.196 | F | 8 | 0.16 | F | 8 | 0 | 1 | D | 9 | 5 | C | 8
[26 empty] | 3559500% | 17:00 | 734 | 1324 | 298 | 1 | 24 | 102 | 1 | 27 | 241 | 1 | 24 | 327 | 1 | 24 | 103 | 1 | 27 | 270 | 1 | 24 | 750 | 1 | 43 | 10 | E | 9 | 9 | A | 7 | 25 | A | 7 | 14 | A | 7 | 50 | A | 7 | 987 | E | 9 | 40 | A | 7 | 2.6 | A | 7 | 9700 | B | 7 | 2100 | A | 7 | 2.5 | E | 8 | 0.196 | F | 8 | 0.16 | F | 8 | 0 | 1 | D | 9 | 5 | C | 8
[26 empty] | 3559500% | 18:00 | 502 | 1324 | 180 | 1 | 24 | 40 | 1 | 27 | 165 | 1 | 24 | 197 | 1 | 24 | 38 | 1 | 27 | 183 | 1 | 24 | 448 | 1 | 43 | 10 | E | 9 | 9 | A | 7 | 26 | A | 7 | 14 | A | 7 | 48 | A | 7 | 987 | E | 9 | 40 | A | 7 | 2.6 | A | 7 | 11300 | B | 7 | 3600 | A | 7 | 2.5 | E | 8 | 0.196 | F | 8 | 0.16 | F | 8 | 0 | 1 | D | 9 | 5 | C | 8
[26 empty] | 3559500% | 19:00 | 260 | 1324 | 81 | 1 | 25 | 28 | 1 | 28 | 75 | 1 | 25 | 88 | 1 | 25 | 23 | 1 | 28 | 84 | 1 | 25 | 185 | 1 | 45 | 10 | B | 8 | 9 | B | 8 | 24.1 | B | 8 | 13.6 | B | 8 | 52 | A | 7 | 987 | E | 9 | 40 | B | 8 | 1.8 | B | 8 | 11300 | C | 8 | 3600 | B | 8 | 2.5 | E | 8 | 0.196 | F | 8 | 0.16 | F | 8 | 0 | 1 | D | 9 | 5 | C | 8
[26 empty] | 3559500% | 20:00 | 44 | 850 | 9 | 1 | 24 | 10 | 1 | 27 | 8 | 1 | 24 | 10 | 1 | 24 | 4 | 1 | 27 | 10 | 1 | 24 | 16 | 1 | 43 | 10 | E | 9 | 9 | A | 7 | 22 | A | 7 | 13 | A | 7 | 57 | A | 7 | 987 | E | 9 | 40 | A | 7 | 1 | A | 7 | 11300 | B | 7 | 3600 | A | 7 | 2.4 | E | 8 | 0.196 | F | 8 | 0.16 | F | 8 | 0 | 1 | D | 9 | 5 | C | 8
[26 empty] | 3559500% | 21:00 | 0 | 0 | 0 | 1 | 0 | 0 | 1 | 0 | 0 | 1 | 0 | 0 | 1 | 0 | 0 | 1 | 0 | 0 | 1 | 0 | 0 | 1 | 0 | 10 | E | 9 | 9 | A | 7 | 22 | A | 7 | 14 | A | 7 | 60 | A | 7 | 987 | E | 9 | 130 | A | 7 | 2.1 | A | 7 | 11300 | B | 7 | 1800 | A | 7 | 2.4 | E | 8 | 0.196 | F | 8 | 0.16 | F | 8 | 0 | 1 | D | 9 | 5 | C | 8
[26 empty] | 3559500% | 22:00 | 0 | 0 | 0 | 1 | 0 | 0 | 1 | 0 | 0 | 1 | 0 | 0 | 1 | 0 | 0 | 1 | 0 | 0 | 1 | 0 | 0 | 1 | 0 | 10 | E | 9 | 10 | E | 9 | 19.7 | E | 9 | 12.8 | E | 9 | 64 | A | 7 | 987 | E | 9 | 300 | E | 9 | 4.9 | E | 9 | 12722 | C | 8 | 2100 | E | 9 | 2.4 | E | 8 | 0.196 | F | 8 | 0.16 | F | 8 | 0 | 1 | D | 9 | 5 | C | 8
[26 empty] | 3559500% | 23:00 | 0 | 0 | 0 | 1 | 0 | 0 | 1 | 0 | 0 | 1 | 0 | 0 | 1 | 0 | 0 | 1 | 0 | 0 | 1 | 0 | 0 | 1 | 0 | 10 | E | 9 | 10 | E | 9 | 19.3 | E | 9 | 11.8 | E | 9 | 62 | A | 7 | 987 | E | 9 | 350 | E | 9 | 4.8 | E | 9 | 14144 | C | 8 | 2400 | E | 9 | 2.4 | E | 8 | 0.196 | F | 8 | 0.16 | F | 8 | 0 | 1 | D | 9 | 5 | C | 8
[26 empty] | 3559500% | 24:00 | 0 | 0 | 0 | 1 | 0 | 0 | 1 | 0 | 0 | 1 | 0 | 0 | 1 | 0 | 0 | 1 | 0 | 0 | 1 | 0 | 0 | 1 | 0 | 10 | E | 9 | 10 | E | 9 | 19 | E | 9 | 11.6 | E | 9 | 62 | A | 7 | 987 | E | 9 | 50 | E | 9 | 4.1 | E | 9 | 15566 | C | 8 | 2700 | E | 9 | 2.3 | E | 8 | 0.196 | F | 8 | 0.16 | F | 8 | 0 | 1 | D | 9 | 5 | C | 8
[26 empty] | 3559600% | 1:00 | 0 | 0 | 0 | 1 | 0 | 0 | 1 | 0 | 0 | 1 | 0 | 0 | 1 | 0 | 0 | 1 | 0 | 0 | 1 | 0 | 0 | 1 | 0 | 10 | E | 9 | 10 | E | 9 | 18.6 | E | 9 | 11.6 | E | 9 | 64 | A | 7 | 987 | E | 9 | 100 | E | 9 | 3.4 | E | 9 | 16988 | C | 8 | 0 | E | 9 | 2.3 | E | 8 | 0.196 | F | 8 | 0.16 | F | 8 | 0 | 1 | D | 9 | 5 | C | 8
[26 empty] | 3559600% | 2:00 | 0 | 0 | 0 | 1 | 0 | 0 | 1 | 0 | 0 | 1 | 0 | 0 | 1 | 0 | 0 | 1 | 0 | 0 | 1 | 0 | 0 | 1 | 0 | 10 | E | 9 | 10 | E | 9 | 18.4 | E | 9 | 12.4 | E | 9 | 68 | A | 7 | 987 | E | 9 | 150 | E | 9 | 4.4 | E | 9 | 18411 | C | 8 | 0 | E | 9 | 2.3 | E | 8 | 0.196 | F | 8 | 0.16 | F | 8 | 0 | 1 | D | 9 | 5 | C | 8
[26 empty] | 3559600% | 3:00 | 0 | 0 | 0 | 1 | 0 | 0 | 1 | 0 | 0 | 1 | 0 | 0 | 1 | 0 | 0 | 1 | 0 | 0 | 1 | 0 | 0 | 1 | 0 | 10 | E | 9 | 10 | E | 9 | 18 | E | 9 | 12.4 | E | 9 | 70 | A | 7 | 987 | E | 9 | 180 | E | 9 | 4.7 | E | 9 | 19833 | C | 8 | 0 | E | 9 | 2.3 | E | 8 | 0.196 | F | 8 | 0.16 | F | 8 | 0 | 1 | D | 9 | 5 | C | 8
[26 empty] | 3559600% | 4:00 | 0 | 0 | 0 | 1 | 0 | 0 | 1 | 0 | 0 | 1 | 0 | 0 | 1 | 0 | 0 | 1 | 0 | 0 | 1 | 0 | 0 | 1 | 0 | 10 | E | 9 | 10 | E | 9 | 16.7 | E | 9 | 11.2 | E | 9 | 70 | A | 7 | 987 | E | 9 | 230 | E | 9 | 4.5 | E | 9 | 21255 | C | 8 | 0 | E | 9 | 2.2 | E | 8 | 0.196 | F | 8 | 0.16 | F | 8 | 0 | 1 | D | 9 | 5 | C | 8
[26 empty] | 3559600% | 5:00 | 7 | 342 | 0 | 1 | 28 | 0 | 1 | 31 | 0 | 1 | 28 | 0 | 1 | 28 | 0 | 1 | 31 | 0 | 1 | 28 | 0 | 1 | 50 | 10 | E | 9 | 10 | E | 9 | 16.3 | E | 9 | 11.2 | E | 9 | 72 | A | 7 | 987 | E | 9 | 330 | E | 9 | 3 | E | 9 | 22677 | C | 8 | 0 | E | 9 | 2.2 | E | 8 | 0.196 | F | 8 | 0.16 | F | 8 | 0 | 1 | D | 9 | 5 | C | 8
[26 empty] | 3559600% | 6:00 | 170 | 1324 | 42 | 1 | 24 | 21 | 1 | 27 | 39 | 1 | 24 | 46 | 1 | 24 | 15 | 1 | 27 | 44 | 1 | 24 | 97 | 1 | 43 | 9 | E | 9 | 9 | A | 7 | 14 | A | 7 | 9 | A | 7 | 72 | A | 7 | 987 | E | 9 | 360 | A | 7 | 3.1 | A | 7 | 24100 | B | 7 | 4500 | A | 7 | 2.2 | E | 8 | 0.196 | F | 8 | 0.16 | F | 8 | 0 | 1 | D | 9 | 5 | C | 8
[26 empty] | 3559600% | 7:00 | 411 | 1324 | 121 | 1 | 24 | 42 | 1 | 27 | 108 | 1 | 24 | 133 | 1 | 24 | 38 | 1 | 27 | 121 | 1 | 24 | 293 | 1 | 43 | 9 | E | 9 | 9 | A | 7 | 16 | A | 7 | 9 | A | 7 | 63 | A | 7 | 987 | E | 9 | 20 | A | 7 | 2.1 | A | 7 | 24100 | B | 7 | 1500 | A | 7 | 2.2 | E | 8 | 0.196 | F | 8 | 0.16 | F | 8 | 0 | 1 | D | 9 | 5 | C | 8
[26 empty] | 3559600% | 8:00 | 649 | 1324 | 287 | 1 | 24 | 210 | 1 | 27 | 184 | 1 | 24 | 309 | 1 | 24 | 217 | 1 | 27 | 202 | 1 | 24 | 406 | 1 | 43 | 5 | E | 9 | 5 | A | 7 | 19 | A | 7 | 8 | A | 7 | 49 | A | 7 | 987 | E | 9 | 340 | E | 9 | 2.6 | A | 7 | 24100 | B | 7 | 77777 | A | 7 | 2.2 | E | 8 | 0.196 | F | 8 | 0.16 | F | 8 | 0 | 1 | D | 9 | 5 | C | 8
[26 empty] | 3559600% | 9:00 | 865 | 1324 | 317 | 1 | 24 | 64 | 1 | 27 | 275 | 1 | 24 | 349 | 1 | 24 | 65 | 1 | 27 | 306 | 1 | 24 | 940 | 1 | 43 | 9 | E | 9 | 9 | A | 7 | 21 | A | 7 | 7 | A | 7 | 40 | A | 7 | 987 | E | 9 | 10 | E | 9 | 2.6 | A | 7 | 32200 | B | 7 | 4500 | A | 7 | 2.2 | E | 8 | 0.196 | F | 8 | 0.16 | F | 8 | 0 | 1 | D | 9 | 5 | C | 8
[26 empty] | 3559600% | 10:00 | 1046 | 1324 | 468 | 1 | 24 | 59 | 1 | 27 | 421 | 1 | 24 | 515 | 1 | 24 | 61 | 1 | 27 | 467 | 1 | 24 | 1605 | 1 | 43 | 9 | E | 9 | 9 | A | 7 | 21 | A | 7 | 7 | A | 7 | 40 | A | 7 | 987 | E | 9 | 350 | E | 9 | 1.5 | A | 7 | 32200 | B | 7 | 4500 | A | 7 | 2.1 | E | 8 | 0.196 | F | 8 | 0.16 | F | 8 | 0 | 1 | D | 9 | 5 | C | 8
[26 empty] | 3559600% | 11:00 | 1178 | 1324 | 825 | 1 | 24 | 635 | 1 | 27 | 260 | 1 | 24 | 872 | 1 | 24 | 643 | 1 | 27 | 298 | 1 | 24 | 1298 | 1 | 43 | 2 | E | 9 | 2 | A | 7 | 22 | A | 7 | 7 | A | 7 | 38 | A | 7 | 987 | E | 9 | 340 | E | 9 | 2.6 | A | 7 | 40200 | B | 7 | 77777 | A | 7 | 2.1 | E | 8 | 0.196 | F | 8 | 0.16 | F | 8 | 0 | 1 | D | 9 | 5 | C | 8
[26 empty] | 3559600% | 12:00 | 1252 | 1324 | 757 | 1 | 24 | 582 | 1 | 27 | 206 | 1 | 24 | 819 | 1 | 24 | 599 | 1 | 27 | 251 | 1 | 24 | 1474 | 1 | 43 | 3 | E | 9 | 3 | A | 7 | 23 | A | 7 | 7 | A | 7 | 36 | A | 7 | 987 | E | 9 | 330 | E | 9 | 2.1 | A | 7 | 40200 | B | 7 | 77777 | A | 7 | 2.1 | E | 8 | 0.196 | F | 8 | 0.16 | F | 8 | 0 | 1 | D | 9 | 5 | C | 8
[26 empty] | 3559600% | 13:00 | 1264 | 1324 | 830 | 1 | 24 | 568 | 1 | 27 | 287 | 1 | 24 | 878 | 1 | 24 | 575 | 1 | 27 | 327 | 1 | 24 | 2179 | 1 | 43 | 2 | E | 9 | 2 | A | 7 | 24 | A | 7 | 8 | A | 7 | 36 | A | 7 | 987 | E | 9 | 130 | E | 9 | 2.6 | A | 7 | 40200 | B | 7 | 77777 | A | 7 | 2.1 | E | 8 | 0.196 | F | 8 | 0.16 | F | 8 | 0 | 1 | D | 9 | 5 | C | 8
[26 empty] | 3559600% | 14:00 | 1213 | 1324 | 802 | 1 | 24 | 521 | 1 | 27 | 324 | 1 | 24 | 867 | 1 | 24 | 545 | 1 | 27 | 367 | 1 | 24 | 1925 | 1 | 43 | 3 | E | 9 | 3 | A | 7 | 25 | A | 7 | 9 | A | 7 | 36 | A | 7 | 987 | E | 9 | 240 | E | 9 | 2.6 | A | 7 | 40200 | B | 7 | 77777 | A | 7 | 2.1 | E | 8 | 0.196 | F | 8 | 0.16 | F | 8 | 0 | 1 | D | 9 | 5 | C | 8
[26 empty] | 3559600% | 15:00 | 1102 | 1324 | 802 | 1 | 24 | 760 | 1 | 27 | 169 | 1 | 24 | 839 | 1 | 24 | 763 | 1 | 27 | 202 | 1 | 24 | 615 | 1 | 43 | 2 | E | 9 | 2 | A | 7 | 24 | A | 7 | 9 | A | 7 | 38 | A | 7 | 987 | E | 9 | 180 | E | 9 | 2.6 | A | 7 | 40200 | B | 7 | 77777 | A | 7 | 2.1 | E | 8 | 0.196 | F | 8 | 0.16 | F | 8 | 0 | 1 | D | 9 | 5 | C | 8
[26 empty] | 3559600% | 16:00 | 939 | 1324 | 669 | 1 | 24 | 705 | 1 | 27 | 168 | 1 | 24 | 709 | 1 | 24 | 717 | 1 | 27 | 200 | 1 | 24 | 480 | 1 | 43 | 3 | E | 9 | 3 | A | 7 | 26 | A | 7 | 10 | A | 7 | 37 | A | 7 | 987 | E | 9 | 200 | E | 9 | 2.1 | A | 7 | 40200 | B | 7 | 77777 | A | 7 | 2.1 | E | 8 | 0.196 | F | 8 | 0.16 | F | 8 | 0 | 1 | D | 9 | 5 | C | 8
[26 empty] | 3559600% | 17:00 | 735 | 1324 | 510 | 1 | 24 | 729 | 1 | 27 | 105 | 1 | 24 | 530 | 1 | 24 | 719 | 1 | 27 | 130 | 1 | 24 | 225 | 1 | 43 | 0 | E | 9 | 0 | A | 7 | 25 | A | 7 | 10 | A | 7 | 39 | A | 7 | 987 | E | 9 | 290 | E | 9 | 2.6 | A | 7 | 40200 | B | 7 | 77777 | A | 7 | 2.1 | E | 8 | 0.196 | F | 8 | 0.16 | F | 8 | 0 | 1 | D | 9 | 5 | C | 8
[26 empty] | 3559600% | 18:00 | 504 | 1324 | 310 | 1 | 25 | 608 | 1 | 28 | 78 | 1 | 25 | 325 | 1 | 25 | 574 | 1 | 28 | 107 | 1 | 25 | 155 | 1 | 45 | 0 | B | 8 | 0 | B | 8 | 24.6 | B | 8 | 10.5 | B | 8 | 41 | A | 7 | 987 | E | 9 | 190 | E | 9 | 2.9 | B | 8 | 40200 | C | 8 | 77777 | B | 8 | 2.1 | E | 8 | 0.196 | F | 8 | 0.16 | F | 8 | 0 | 1 | D | 9 | 5 | C | 8
[26 empty] | 3559600% | 19:00 | 262 | 1324 | 124 | 1 | 24 | 378 | 1 | 27 | 50 | 1 | 24 | 128 | 1 | 24 | 287 | 1 | 27 | 71 | 1 | 24 | 90 | 1 | 43 | 0 | E | 9 | 0 | A | 7 | 24 | A | 7 | 11 | A | 7 | 44 | A | 7 | 987 | E | 9 | 150 | E | 9 | 3.1 | A | 7 | 40200 | B | 7 | 77777 | A | 7 | 2.1 | E | 8 | 0.196 | F | 8 | 0.16 | F | 8 | 0 | 1 | D | 9 | 5 | C | 8
[26 empty] | 3559600% | 20:00 | 44 | 849 | 11 | 1 | 24 | 45 | 1 | 27 | 9 | 1 | 24 | 13 | 1 | 24 | 17 | 1 | 27 | 12 | 1 | 24 | 15 | 1 | 43 | 0 | E | 9 | 0 | A | 7 | 22 | A | 7 | 12 | A | 7 | 53 | A | 7 | 987 | E | 9 | 100 | E | 9 | 2.1 | A | 7 | 24100 | B | 7 | 77777 | A | 7 | 2 | E | 8 | 0.196 | F | 8 | 0.16 | F | 8 | 0 | 1 | D | 9 | 5 | C | 8
[26 empty] | 3559600% | 21:00 | 0 | 0 | 0 | 1 | 0 | 0 | 1 | 0 | 0 | 1 | 0 | 0 | 1 | 0 | 0 | 1 | 0 | 0 | 1 | 0 | 0 | 1 | 0 | 0 | E | 9 | 0 | A | 7 | 21 | A | 7 | 12 | A | 7 | 56 | A | 7 | 987 | E | 9 | 260 | E | 9 | 2.1 | A | 7 | 16100 | B | 7 | 77777 | A | 7 | 2 | E | 8 | 0.196 | F | 8 | 0.16 | F | 8 | 0 | 1 | D | 9 | 5 | C | 8
[26 empty] | 3559600% | 22:00 | 0 | 0 | 0 | 1 | 0 | 0 | 1 | 0 | 0 | 1 | 0 | 0 | 1 | 0 | 0 | 1 | 0 | 0 | 1 | 0 | 0 | 1 | 0 | 0 | E | 9 | 0 | E | 9 | 20 | E | 9 | 11.9 | E | 9 | 60 | A | 7 | 987 | E | 9 | 40 | E | 9 | 3.5 | E | 9 | 15500 | C | 8 | 77777 | E | 9 | 2 | E | 8 | 0.196 | F | 8 | 0.16 | F | 8 | 0 | 1 | D | 9 | 5 | C | 8
[26 empty] | 3559600% | 23:00 | 0 | 0 | 0 | 1 | 0 | 0 | 1 | 0 | 0 | 1 | 0 | 0 | 1 | 0 | 0 | 1 | 0 | 0 | 1 | 0 | 0 | 1 | 0 | 1 | E | 9 | 1 | E | 9 | 17.9 | E | 9 | 11.8 | E | 9 | 67 | A | 7 | 987 | E | 9 | 240 | E | 9 | 2.9 | E | 9 | 14900 | C | 8 | 77777 | E | 9 | 2 | E | 8 | 0.196 | F | 8 | 0.16 | F | 8 | 0 | 1 | D | 9 | 5 | C | 8
[26 empty] | 3559600% | 24:00 | 0 | 0 | 0 | 1 | 0 | 0 | 1 | 0 | 0 | 1 | 0 | 0 | 1 | 0 | 0 | 1 | 0 | 0 | 1 | 0 | 0 | 1 | 0 | 0 | E | 9 | 0 | E | 9 | 18 | E | 9 | 11.7 | E | 9 | 67 | A | 7 | 987 | E | 9 | 320 | E | 9 | 2.7 | E | 9 | 14300 | C | 8 | 77777 | E | 9 | 2 | E | 8 | 0.196 | F | 8 | 0.16 | F | 8 | 0 | 1 | D | 9 | 5 | C | 8
[26 empty] | 3559700% | 1:00 | 0 | 0 | 0 | 1 | 0 | 0 | 1 | 0 | 0 | 1 | 0 | 0 | 1 | 0 | 0 | 1 | 0 | 0 | 1 | 0 | 0 | 1 | 0 | 0 | E | 9 | 0 | E | 9 | 17 | E | 9 | 12.5 | E | 9 | 75 | A | 7 | 987 | E | 9 | 220 | E | 9 | 1.5 | E | 9 | 13700 | C | 8 | 77777 | E | 9 | 2 | E | 8 | 0.196 | F | 8 | 0.16 | F | 8 | 0 | 1 | D | 9 | 5 | C | 8
[26 empty] | 3559700% | 2:00 | 0 | 0 | 0 | 1 | 0 | 0 | 1 | 0 | 0 | 1 | 0 | 0 | 1 | 0 | 0 | 1 | 0 | 0 | 1 | 0 | 0 | 1 | 0 | 0 | E | 9 | 0 | E | 9 | 18 | E | 9 | 11.5 | E | 9 | 66 | A | 7 | 987 | E | 9 | 280 | E | 9 | 3 | E | 9 | 13100 | C | 8 | 77777 | E | 9 | 2 | E | 8 | 0.196 | F | 8 | 0.16 | F | 8 | 0 | 1 | D | 9 | 5 | C | 8
[26 empty] | 3559700% | 3:00 | 0 | 0 | 0 | 1 | 0 | 0 | 1 | 0 | 0 | 1 | 0 | 0 | 1 | 0 | 0 | 1 | 0 | 0 | 1 | 0 | 0 | 1 | 0 | 3 | E | 9 | 3 | E | 9 | 16 | E | 9 | 11.3 | E | 9 | 74 | A | 7 | 987 | E | 9 | 210 | E | 9 | 2.3 | E | 9 | 12500 | C | 8 | 77777 | E | 9 | 2 | E | 8 | 0.196 | F | 8 | 0.16 | F | 8 | 0 | 1 | D | 9 | 5 | C | 8
[26 empty] | 3559700% | 4:00 | 0 | 0 | 0 | 1 | 0 | 0 | 1 | 0 | 0 | 1 | 0 | 0 | 1 | 0 | 0 | 1 | 0 | 0 | 1 | 0 | 0 | 1 | 0 | 7 | E | 9 | 5 | E | 9 | 16 | E | 9 | 11.2 | E | 9 | 73 | A | 7 | 987 | E | 9 | 220 | E | 9 | 3.2 | E | 9 | 11900 | C | 8 | 77777 | E | 9 | 2 | E | 8 | 0.196 | F | 8 | 0.16 | F | 8 | 0 | 1 | D | 9 | 5 | C | 8
[26 empty] | 3559700% | 5:00 | 7 | 342 | 1 | 1 | 24 | 0 | 1 | 27 | 1 | 1 | 24 | 0 | 1 | 24 | 0 | 1 | 27 | 0 | 1 | 24 | 0 | 1 | 43 | 5 | E | 9 | 5 | A | 7 | 15 | A | 7 | 11.1 | E | 9 | 77 | A | 7 | 987 | E | 9 | 190 | A | 7 | 4.1 | A | 7 | 11300 | B | 7 | 77777 | A | 7 | 2 | E | 8 | 0.196 | F | 8 | 0.16 | F | 8 | 0 | 1 | D | 9 | 5 | C | 8
[26 empty] | 3559700% | 6:00 | 170 | 1324 | 60 | 1 | 24 | 28 | 1 | 27 | 57 | 1 | 24 | 66 | 1 | 24 | 20 | 1 | 27 | 64 | 1 | 24 | 129 | 1 | 43 | 5 | E | 9 | 5 | A | 7 | 16 | A | 7 | 11 | A | 7 | 72 | A | 7 | 987 | E | 9 | 180 | A | 7 | 3.1 | A | 7 | 16100 | B | 7 | 77777 | A | 7 | 2 | E | 8 | 0.196 | F | 8 | 0.16 | F | 8 | 0 | 1 | D | 9 | 5 | C | 8
[26 empty] | 3559700% | 7:00 | 411 | 1324 | 147 | 1 | 24 | 117 | 1 | 27 | 110 | 1 | 24 | 160 | 1 | 24 | 108 | 1 | 27 | 127 | 1 | 24 | 247 | 1 | 43 | 5 | E | 9 | 5 | A | 7 | 17 | A | 7 | 11 | A | 7 | 68 | A | 7 | 987 | E | 9 | 180 | A | 7 | 5.1 | A | 7 | 16100 | B | 7 | 77777 | A | 7 | 1.9 | E | 8 | 0.196 | F | 8 | 0.16 | F | 8 | 0 | 1 | D | 9 | 5 | C | 8
[26 empty] | 3559700% | 8:00 | 648 | 1324 | 143 | 1 | 24 | 57 | 1 | 27 | 115 | 1 | 24 | 158 | 1 | 24 | 56 | 1 | 27 | 131 | 1 | 24 | 375 | 1 | 43 | 9 | E | 9 | 9 | A | 7 | 19 | A | 7 | 12 | A | 7 | 64 | A | 7 | 987 | E | 9 | 180 | A | 7 | 5.1 | A | 7 | 16100 | B | 7 | 4500 | A | 7 | 2 | E | 8 | 0.196 | F | 8 | 0.16 | F | 8 | 0 | 1 | D | 9 | 5 | C | 8
[26 empty] | 3559700% | 9:00 | 865 | 1324 | 379 | 1 | 24 | 124 | 1 | 27 | 297 | 1 | 24 | 413 | 1 | 24 | 131 | 1 | 27 | 328 | 1 | 24 | 849 | 1 | 43 | 9 | E | 9 | 9 | A | 7 | 22 | A | 7 | 12 | A | 7 | 53 | A | 7 | 987 | E | 9 | 190 | B | 8 | 5.1 | B | 8 | 16100 | B | 7 | 4500 | A | 7 | 2.1 | E | 8 | 0.196 | F | 8 | 0.16 | F | 8 | 0 | 1 | D | 9 | 5 | C | 8
[26 empty] | 3559700% | 10:00 | 1045 | 1324 | 548 | 1 | 24 | 81 | 1 | 27 | 483 | 1 | 24 | 601 | 1 | 24 | 84 | 1 | 27 | 535 | 1 | 24 | 1782 | 1 | 43 | 9 | E | 9 | 9 | A | 7 | 22 | A | 7 | 13 | A | 7 | 57 | A | 7 | 987 | E | 9 | 200 | A | 7 | 5.1 | A | 7 | 16100 | B | 7 | 4500 | A | 7 | 2.1 | E | 8 | 0.196 | F | 8 | 0.16 | F | 8 | 0 | 1 | D | 9 | 5 | C | 8
[26 empty] | 3559700% | 11:00 | 1177 | 1324 | 325 | 1 | 24 | 139 | 1 | 27 | 201 | 1 | 24 | 374 | 1 | 24 | 152 | 1 | 27 | 239 | 1 | 24 | 905 | 1 | 43 | 9 | E | 9 | 9 | A | 7 | 24 | A | 7 | 13 | A | 7 | 50 | A | 7 | 987 | E | 9 | 200 | A | 7 | 5.1 | A | 7 | 16100 | B | 7 | 4500 | A | 7 | 2.2 | E | 8 | 0.196 | F | 8 | 0.16 | F | 8 | 0 | 1 | D | 9 | 5 | C | 8
[26 empty] | 3559700% | 12:00 | 1252 | 1324 | 277 | 1 | 24 | 0 | 1 | 27 | 277 | 1 | 24 | 337 | 1 | 24 | 0 | 1 | 27 | 337 | 1 | 24 | 1338 | 1 | 43 | 10 | E | 9 | 10 | A | 7 | 23 | A | 7 | 13 | A | 7 | 53 | A | 7 | 987 | E | 9 | 180 | A | 7 | 5.1 | A | 7 | 16100 | B | 7 | 1800 | A | 7 | 2.3 | E | 8 | 0.196 | F | 8 | 0.16 | F | 8 | 0 | 1 | D | 9 | 5 | C | 8
[26 empty] | 3559700% | 13:00 | 1264 | 1324 | 351 | 1 | 24 | 76 | 1 | 27 | 278 | 1 | 24 | 399 | 1 | 24 | 82 | 1 | 27 | 320 | 1 | 24 | 1755 | 1 | 43 | 9 | E | 9 | 9 | A | 7 | 25 | A | 7 | 13 | A | 7 | 47 | A | 7 | 987 | E | 9 | 190 | A | 7 | 5.1 | A | 7 | 16100 | B | 7 | 4500 | A | 7 | 2.3 | E | 8 | 0.196 | F | 8 | 0.16 | F | 8 | 0 | 1 | D | 9 | 5 | C | 8
[26 empty] | 3559700% | 14:00 | 1214 | 1324 | 492 | 1 | 24 | 60 | 1 | 27 | 436 | 1 | 24 | 542 | 1 | 24 | 62 | 1 | 27 | 486 | 1 | 24 | 2183 | 1 | 43 | 9 | E | 9 | 9 | A | 7 | 26 | A | 7 | 13 | A | 7 | 45 | A | 7 | 987 | E | 9 | 180 | A | 7 | 6.2 | A | 7 | 16100 | B | 7 | 4500 | A | 7 | 2.4 | E | 8 | 0.196 | F | 8 | 0.16 | F | 8 | 0 | 1 | D | 9 | 5 | C | 8
[26 empty] | 3559700% | 15:00 | 1103 | 1324 | 235 | 1 | 24 | 65 | 1 | 27 | 181 | 1 | 24 | 271 | 1 | 24 | 70 | 1 | 27 | 212 | 1 | 24 | 701 | 1 | 43 | 9 | E | 9 | 9 | A | 7 | 27 | A | 7 | 14 | A | 7 | 45 | A | 7 | 987 | E | 9 | 180 | A | 7 | 6.7 | A | 7 | 16100 | B | 7 | 4500 | A | 7 | 2.5 | E | 8 | 0.196 | F | 8 | 0.16 | F | 8 | 0 | 1 | D | 9 | 5 | C | 8
[26 empty] | 3559700% | 16:00 | 940 | 1324 | 505 | 1 | 24 | 187 | 1 | 27 | 371 | 1 | 24 | 547 | 1 | 24 | 197 | 1 | 27 | 407 | 1 | 24 | 1140 | 1 | 43 | 9 | E | 9 | 9 | A | 7 | 27 | A | 7 | 14 | A | 7 | 45 | A | 7 | 987 | E | 9 | 180 | A | 7 | 7.7 | A | 7 | 16100 | B | 7 | 4500 | A | 7 | 2.6 | E | 8 | 0.196 | F | 8 | 0.16 | F | 8 | 0 | 1 | D | 9 | 5 | C | 8
[26 empty] | 3559700% | 17:00 | 736 | 1324 | 346 | 1 | 24 | 158 | 1 | 27 | 258 | 1 | 24 | 376 | 1 | 24 | 164 | 1 | 27 | 285 | 1 | 24 | 671 | 1 | 43 | 9 | E | 9 | 9 | A | 7 | 27 | A | 7 | 15 | A | 7 | 48 | A | 7 | 987 | E | 9 | 210 | A | 7 | 5.1 | A | 7 | 11300 | B | 7 | 4500 | A | 7 | 2.6 | E | 8 | 0.196 | F | 8 | 0.16 | F | 8 | 0 | 1 | D | 9 | 5 | C | 8
[26 empty] | 3559700% | 18:00 | 505 | 1324 | 102 | 1 | 24 | 55 | 1 | 27 | 81 | 1 | 24 | 116 | 1 | 24 | 54 | 1 | 27 | 95 | 1 | 24 | 188 | 1 | 43 | 9 | E | 9 | 9 | A | 7 | 26 | A | 7 | 15 | A | 7 | 51 | A | 7 | 987 | E | 9 | 190 | A | 7 | 6.2 | A | 7 | 16100 | B | 7 | 4500 | A | 7 | 2.7 | E | 8 | 0.196 | F | 8 | 0.16 | F | 8 | 0 | 1 | D | 9 | 5 | C | 8
[26 empty] | 3559700% | 19:00 | 263 | 1324 | 88 | 1 | 25 | 32 | 1 | 28 | 82 | 1 | 25 | 97 | 1 | 25 | 26 | 1 | 28 | 91 | 1 | 25 | 198 | 1 | 45 | 9 | B | 8 | 9 | B | 8 | 24.6 | B | 8 | 14.6 | B | 8 | 54 | A | 7 | 987 | E | 9 | 190 | B | 8 | 5.6 | B | 8 | 16100 | C | 8 | 4500 | B | 8 | 2.8 | E | 8 | 0.196 | F | 8 | 0.16 | F | 8 | 0 | 1 | D | 9 | 5 | C | 8
[26 empty] | 3559700% | 20:00 | 45 | 871 | 9 | 1 | 24 | 4 | 1 | 27 | 9 | 1 | 24 | 10 | 1 | 24 | 2 | 1 | 27 | 10 | 1 | 24 | 23 | 1 | 43 | 9 | E | 9 | 9 | A | 7 | 23 | A | 7 | 14 | A | 7 | 57 | A | 7 | 987 | E | 9 | 180 | A | 7 | 5.1 | A | 7 | 16100 | B | 7 | 4500 | A | 7 | 2.8 | E | 8 | 0.196 | F | 8 | 0.16 | F | 8 | 0 | 1 | D | 9 | 5 | C | 8
[26 empty] | 3559700% | 21:00 | 0 | 0 | 0 | 1 | 0 | 0 | 1 | 0 | 0 | 1 | 0 | 0 | 1 | 0 | 0 | 1 | 0 | 0 | 1 | 0 | 0 | 1 | 0 | 9 | E | 9 | 9 | A | 7 | 23 | A | 7 | 15 | A | 7 | 61 | A | 7 | 987 | E | 9 | 180 | A | 7 | 5.1 | A | 7 | 16100 | B | 7 | 4500 | A | 7 | 2.9 | E | 8 | 0.196 | F | 8 | 0.16 | F | 8 | 0 | 1 | D | 9 | 5 | C | 8
[26 empty] | 3559700% | 22:00 | 0 | 0 | 0 | 1 | 0 | 0 | 1 | 0 | 0 | 1 | 0 | 0 | 1 | 0 | 0 | 1 | 0 | 0 | 1 | 0 | 0 | 1 | 0 | 7 | E | 9 | 7 | E | 9 | 22.9 | E | 9 | 14.9 | E | 9 | 61 | A | 7 | 987 | E | 9 | 160 | E | 9 | 3.8 | E | 9 | 15500 | C | 8 | 6575 | E | 9 | 3 | E | 8 | 0.196 | F | 8 | 0.16 | F | 8 | 0 | 1 | D | 9 | 5 | C | 8
[26 empty] | 3559700% | 23:00 | 0 | 0 | 0 | 1 | 0 | 0 | 1 | 0 | 0 | 1 | 0 | 0 | 1 | 0 | 0 | 1 | 0 | 0 | 1 | 0 | 0 | 1 | 0 | 9 | E | 9 | 9 | E | 9 | 22.9 | E | 9 | 14.8 | E | 9 | 60 | A | 7 | 987 | E | 9 | 180 | E | 9 | 3.6 | E | 9 | 14900 | C | 8 | 8650 | E | 9 | 3 | E | 8 | 0.196 | F | 8 | 0.16 | F | 8 | 0 | 1 | D | 9 | 5 | C | 8
[26 empty] | 3559700% | 24:00 | 0 | 0 | 0 | 1 | 0 | 0 | 1 | 0 | 0 | 1 | 0 | 0 | 1 | 0 | 0 | 1 | 0 | 0 | 1 | 0 | 0 | 1 | 0 | 8 | E | 9 | 8 | E | 9 | 20.6 | E | 9 | 14.7 | E | 9 | 69 | A | 7 | 987 | E | 9 | 180 | E | 9 | 3.3 | E | 9 | 14300 | C | 8 | 10725 | E | 9 | 3.1 | E | 8 | 0.196 | F | 8 | 0.16 | F | 8 | 0 | 1 | D | 9 | 5 | C | 8
[26 empty] | 3559800% | 1:00 | 0 | 0 | 0 | 1 | 0 | 0 | 1 | 0 | 0 | 1 | 0 | 0 | 1 | 0 | 0 | 1 | 0 | 0 | 1 | 0 | 0 | 1 | 0 | 5 | E | 9 | 5 | E | 9 | 19.5 | E | 9 | 14.6 | E | 9 | 73 | A | 7 | 987 | E | 9 | 190 | E | 9 | 2.1 | E | 9 | 13700 | C | 8 | 12800 | E | 9 | 3.2 | E | 8 | 0.197 | F | 8 | 0.16 | F | 8 | 0 | 1 | D | 9 | 5 | C | 8
[26 empty] | 3559800% | 2:00 | 0 | 0 | 0 | 1 | 0 | 0 | 1 | 0 | 0 | 1 | 0 | 0 | 1 | 0 | 0 | 1 | 0 | 0 | 1 | 0 | 0 | 1 | 0 | 4 | E | 9 | 4 | E | 9 | 19.4 | E | 9 | 14.4 | E | 9 | 73 | A | 7 | 987 | E | 9 | 200 | E | 9 | 1.3 | E | 9 | 13100 | C | 8 | 14875 | E | 9 | 3.2 | E | 8 | 0.197 | F | 8 | 0.16 | F | 8 | 0 | 1 | D | 9 | 5 | C | 8
[26 empty] | 3559800% | 3:00 | 0 | 0 | 0 | 1 | 0 | 0 | 1 | 0 | 0 | 1 | 0 | 0 | 1 | 0 | 0 | 1 | 0 | 0 | 1 | 0 | 0 | 1 | 0 | 4 | E | 9 | 4 | E | 9 | 19.4 | E | 9 | 14.3 | E | 9 | 72 | A | 7 | 987 | E | 9 | 190 | E | 9 | 1.5 | E | 9 | 12500 | C | 8 | 16950 | E | 9 | 3.3 | E | 8 | 0.197 | F | 8 | 0.16 | F | 8 | 0 | 1 | D | 9 | 5 | C | 8
[26 empty] | 3559800% | 4:00 | 0 | 0 | 0 | 1 | 0 | 0 | 1 | 0 | 0 | 1 | 0 | 0 | 1 | 0 | 0 | 1 | 0 | 0 | 1 | 0 | 0 | 1 | 0 | 8 | E | 9 | 8 | E | 9 | 18.1 | E | 9 | 14.2 | E | 9 | 78 | A | 7 | 987 | E | 9 | 200 | E | 9 | 0.8 | E | 9 | 11900 | C | 8 | 19025 | E | 9 | 3.4 | E | 8 | 0.197 | F | 8 | 0.16 | F | 8 | 0 | 1 | D | 9 | 5 | C | 8
[26 empty] | 3559800% | 5:00 | 7 | 342 | 0 | 1 | 24 | 0 | 1 | 27 | 0 | 1 | 24 | 0 | 1 | 24 | 0 | 1 | 27 | 0 | 1 | 24 | 0 | 1 | 43 | 10 | E | 9 | 10 | A | 7 | 18 | A | 7 | 14.1 | E | 9 | 78 | A | 7 | 987 | E | 9 | 200 | A | 7 | 1.5 | A | 7 | 11300 | B | 7 | 1500 | A | 7 | 3.4 | E | 8 | 0.197 | F | 8 | 0.16 | F | 8 | 0 | 1 | D | 9 | 5 | C | 8
[26 empty] | 3559800% | 6:00 | 170 | 1323 | 25 | 1 | 24 | 0 | 1 | 27 | 25 | 1 | 24 | 29 | 1 | 24 | 0 | 1 | 27 | 29 | 1 | 24 | 94 | 1 | 43 | 10 | E | 9 | 10 | A | 7 | 18 | A | 7 | 14 | A | 7 | 77 | A | 7 | 987 | E | 9 | 180 | A | 7 | 1.5 | A | 7 | 12900 | B | 7 | 1380 | A | 7 | 3.5 | E | 8 | 0.197 | F | 8 | 0.16 | F | 8 | 0 | 1 | D | 9 | 5 | C | 8
[26 empty] | 3559800% | 7:00 | 410 | 1323 | 70 | 1 | 24 | 0 | 1 | 27 | 70 | 1 | 24 | 82 | 1 | 24 | 0 | 1 | 27 | 82 | 1 | 24 | 287 | 1 | 43 | 10 | E | 9 | 10 | A | 7 | 19 | A | 7 | 14 | A | 7 | 73 | A | 7 | 987 | E | 9 | 200 | B | 8 | 1.5 | A | 7 | 11300 | B | 7 | 1380 | A | 7 | 3.6 | E | 8 | 0.197 | F | 8 | 0.16 | F | 8 | 0 | 1 | D | 9 | 5 | C | 8
[26 empty] | 3559800% | 8:00 | 648 | 1323 | 129 | 1 | 24 | 0 | 1 | 27 | 129 | 1 | 24 | 151 | 1 | 24 | 0 | 1 | 27 | 151 | 1 | 24 | 567 | 1 | 43 | 10 | E | 9 | 10 | A | 7 | 21 | A | 7 | 16 | A | 7 | 73 | A | 7 | 987 | E | 9 | 230 | B | 8 | 1.5 | A | 7 | 11300 | B | 7 | 1800 | A | 7 | 3.6 | E | 8 | 0.197 | F | 8 | 0.16 | F | 8 | 0 | 1 | D | 9 | 5 | C | 8
[26 empty] | 3559800% | 9:00 | 864 | 1323 | 232 | 1 | 25 | 23 | 1 | 28 | 217 | 1 | 25 | 272 | 1 | 25 | 19 | 1 | 28 | 259 | 1 | 25 | 977 | 1 | 45 | 10 | B | 8 | 10 | B | 8 | 22.2 | B | 8 | 16 | B | 8 | 68 | A | 7 | 987 | E | 9 | 250 | B | 8 | 1.8 | B | 8 | 9650 | C | 8 | 1650 | B | 8 | 3.6 | E | 8 | 0.197 | F | 8 | 0.16 | F | 8 | 0 | 1 | D | 9 | 5 | C | 8
[26 empty] | 3559800% | 10:00 | 1045 | 1323 | 456 | 1 | 24 | 90 | 1 | 27 | 384 | 1 | 24 | 502 | 1 | 24 | 93 | 1 | 27 | 428 | 1 | 24 | 1490 | 1 | 43 | 10 | E | 9 | 9 | A | 7 | 23 | A | 7 | 16 | A | 7 | 65 | A | 7 | 987 | E | 9 | 270 | A | 7 | 2.1 | A | 7 | 8000 | B | 7 | 1500 | A | 7 | 3.6 | E | 8 | 0.197 | F | 8 | 0.16 | F | 8 | 0 | 1 | D | 9 | 5 | C | 8
[26 empty] | 3559800% | 11:00 | 1177 | 1323 | 268 | 1 | 24 | 0 | 1 | 27 | 267 | 1 | 24 | 322 | 1 | 24 | 0 | 1 | 27 | 322 | 1 | 24 | 1283 | 1 | 43 | 10 | E | 9 | 9 | A | 7 | 25 | A | 7 | 17 | A | 7 | 61 | A | 7 | 987 | E | 9 | 260 | A | 7 | 1.5 | A | 7 | 8000 | B | 7 | 2700 | A | 7 | 3.6 | E | 8 | 0.197 | F | 8 | 0.16 | F | 8 | 0 | 1 | D | 9 | 5 | C | 8
[26 empty] | 3559800% | 12:00 | 1252 | 1323 | 364 | 1 | 24 | 55 | 1 | 27 | 311 | 1 | 24 | 403 | 1 | 24 | 56 | 1 | 27 | 350 | 1 | 24 | 1791 | 1 | 43 | 10 | E | 9 | 9 | A | 7 | 27 | A | 7 | 18 | A | 7 | 58 | A | 7 | 987 | E | 9 | 10 | A | 7 | 3.6 | A | 7 | 8000 | B | 7 | 1500 | A | 7 | 3.6 | E | 8 | 0.197 | F | 8 | 0.16 | F | 8 | 0 | 1 | D | 9 | 5 | C | 8
[26 empty] | 3559800% | 13:00 | 1265 | 1323 | 413 | 1 | 24 | 17 | 1 | 27 | 397 | 1 | 24 | 490 | 1 | 24 | 16 | 1 | 27 | 475 | 1 | 24 | 1755 | 1 | 43 | 10 | E | 9 | 9 | A | 7 | 28 | A | 7 | 18 | A | 7 | 55 | A | 7 | 987 | E | 9 | 300 | A | 7 | 2.1 | A | 7 | 8000 | B | 7 | 1500 | A | 7 | 3.6 | E | 8 | 0.197 | F | 8 | 0.16 | F | 8 | 0 | 1 | D | 9 | 5 | C | 8
[26 empty] | 3559800% | 14:00 | 1214 | 1323 | 605 | 1 | 24 | 120 | 1 | 27 | 494 | 1 | 24 | 667 | 1 | 24 | 125 | 1 | 27 | 552 | 1 | 24 | 2428 | 1 | 43 | 10 | E | 9 | 9 | A | 7 | 29 | A | 7 | 17 | A | 7 | 48 | A | 7 | 987 | E | 9 | 330 | B | 8 | 2.6 | A | 7 | 16100 | B | 7 | 3000 | A | 7 | 3.6 | E | 8 | 0.197 | F | 8 | 0.16 | F | 8 | 0 | 1 | D | 9 | 5 | C | 8
[26 empty] | 3559800% | 15:00 | 1103 | 1323 | 301 | 1 | 24 | 116 | 1 | 27 | 203 | 1 | 24 | 343 | 1 | 24 | 125 | 1 | 27 | 239 | 1 | 24 | 787 | 1 | 43 | 10 | E | 9 | 9 | A | 7 | 30 | A | 7 | 16 | A | 7 | 43 | A | 7 | 987 | E | 9 | 360 | B | 8 | 2.1 | A | 7 | 24100 | B | 7 | 1350 | A | 7 | 3.6 | E | 8 | 0.197 | F | 8 | 0.16 | F | 8 | 0 | 1 | D | 9 | 5 | C | 8
[26 empty] | 3559800% | 16:00 | 941 | 1323 | 314 | 1 | 24 | 52 | 1 | 27 | 277 | 1 | 24 | 346 | 1 | 24 | 53 | 1 | 27 | 309 | 1 | 24 | 1017 | 1 | 43 | 10 | E | 9 | 9 | A | 7 | 31 | A | 7 | 15 | A | 7 | 38 | A | 7 | 987 | E | 9 | 40 | B | 8 | 1 | A | 7 | 24100 | B | 7 | 1500 | A | 7 | 3.6 | E | 8 | 0.197 | F | 8 | 0.16 | F | 8 | 0 | 1 | D | 9 | 5 | C | 8
[26 empty] | 3559800% | 17:00 | 737 | 1323 | 255 | 1 | 24 | 32 | 1 | 27 | 237 | 1 | 24 | 280 | 1 | 24 | 32 | 1 | 27 | 262 | 1 | 24 | 742 | 1 | 43 | 10 | E | 9 | 9 | A | 7 | 28 | A | 7 | 15 | A | 7 | 45 | A | 7 | 987 | E | 9 | 70 | B | 8 | 2.1 | A | 7 | 24100 | B | 7 | 1800 | A | 7 | 3.6 | E | 8 | 0.197 | F | 8 | 0.16 | F | 8 | 0 | 1 | D | 9 | 5 | C | 8
[26 empty] | 3559800% | 18:00 | 506 | 1323 | 167 | 1 | 24 | 116 | 1 | 27 | 123 | 1 | 24 | 185 | 1 | 24 | 114 | 1 | 27 | 142 | 1 | 24 | 285 | 1 | 43 | 10 | E | 9 | 9 | A | 7 | 27 | A | 7 | 18 | A | 7 | 58 | A | 7 | 987 | E | 9 | 100 | A | 7 | 5.1 | A | 7 | 24100 | B | 7 | 1800 | A | 7 | 3.6 | E | 8 | 0.197 | F | 8 | 0.16 | F | 8 | 0 | 1 | D | 9 | 5 | C | 8
[26 empty] | 3559800% | 19:00 | 264 | 1323 | 116 | 1 | 24 | 25 | 1 | 27 | 111 | 1 | 24 | 125 | 1 | 24 | 13 | 1 | 27 | 122 | 1 | 24 | 306 | 1 | 43 | 10 | E | 9 | 9 | A | 7 | 25 | A | 7 | 18 | A | 7 | 65 | A | 7 | 987 | E | 9 | 90 | A | 7 | 5.1 | A | 7 | 24100 | B | 7 | 4500 | A | 7 | 3.6 | E | 8 | 0.197 | F | 8 | 0.16 | F | 8 | 0 | 1 | D | 9 | 5 | C | 8
[26 empty] | 3559800% | 20:00 | 46 | 871 | 9 | 1 | 24 | 0 | 1 | 27 | 9 | 1 | 24 | 11 | 1 | 24 | 0 | 1 | 27 | 11 | 1 | 24 | 34 | 1 | 43 | 10 | E | 9 | 10 | A | 7 | 24 | A | 7 | 17 | A | 7 | 65 | A | 7 | 987 | E | 9 | 90 | A | 7 | 4.6 | A | 7 | 16100 | B | 7 | 4500 | A | 7 | 3.6 | E | 8 | 0.197 | F | 8 | 0.16 | F | 8 | 0 | 1 | D | 9 | 5 | C | 8
[26 empty] | 3559800% | 21:00 | 0 | 0 | 0 | 1 | 0 | 0 | 1 | 0 | 0 | 1 | 0 | 0 | 1 | 0 | 0 | 1 | 0 | 0 | 1 | 0 | 0 | 1 | 0 | 10 | E | 9 | 10 | A | 7 | 22 | A | 7 | 17 | A | 7 | 73 | A | 7 | 987 | E | 9 | 100 | A | 7 | 5.1 | A | 7 | 16100 | B | 7 | 4500 | A | 7 | 3.6 | E | 8 | 0.197 | F | 8 | 0.16 | F | 8 | 0 | 1 | D | 9 | 10 | C | 8
[26 empty] | 3559800% | 22:00 | 0 | 0 | 0 | 1 | 0 | 0 | 1 | 0 | 0 | 1 | 0 | 0 | 1 | 0 | 0 | 1 | 0 | 0 | 1 | 0 | 0 | 1 | 0 | 10 | E | 9 | 10 | E | 9 | 20.6 | E | 9 | 17.1 | E | 9 | 80 | A | 7 | 987 | E | 9 | 140 | E | 9 | 4.7 | E | 9 | 14487 | C | 8 | 4598 | E | 9 | 3.6 | E | 8 | 0.197 | F | 8 | 0.16 | F | 8 | 0 | 1 | D | 9 | 10 | C | 8
[26 empty] | 3559800% | 23:00 | 0 | 0 | 0 | 1 | 0 | 0 | 1 | 0 | 0 | 1 | 0 | 0 | 1 | 0 | 0 | 1 | 0 | 0 | 1 | 0 | 0 | 1 | 0 | 10 | E | 9 | 10 | E | 9 | 20 | E | 9 | 17.2 | E | 9 | 84 | A | 7 | 987 | E | 9 | 160 | E | 9 | 4.3 | E | 9 | 12875 | C | 8 | 3885 | E | 9 | 3.6 | E | 8 | 0.197 | F | 8 | 0.16 | F | 8 | 0 | 1 | D | 9 | 10 | C | 8
[26 empty] | 3559800% | 24:00 | 0 | 0 | 0 | 1 | 0 | 0 | 1 | 0 | 0 | 1 | 0 | 0 | 1 | 0 | 0 | 1 | 0 | 0 | 1 | 0 | 0 | 1 | 0 | 10 | E | 9 | 10 | E | 9 | 19.6 | E | 9 | 16.4 | E | 9 | 82 | A | 7 | 987 | E | 9 | 200 | E | 9 | 3.9 | E | 9 | 11262 | C | 8 | 3443 | E | 9 | 3.6 | E | 8 | 0.197 | F | 8 | 0.16 | F | 8 | 0 | 1 | D | 9 | 10 | C | 8
[26 empty] | 3559900% | 1:00 | 0 | 0 | 0 | 1 | 0 | 0 | 1 | 0 | 0 | 1 | 0 | 0 | 1 | 0 | 0 | 1 | 0 | 0 | 1 | 0 | 0 | 1 | 0 | 10 | E | 9 | 10 | E | 9 | 19 | E | 9 | 16.5 | E | 9 | 85 | A | 7 | 987 | E | 9 | 240 | E | 9 | 3.7 | E | 9 | 9650 | C | 8 | 3000 | E | 9 | 3.6 | E | 8 | 0.197 | F | 8 | 0.16 | F | 8 | 0 | 1 | D | 9 | 10 | C | 8
[26 empty] | 3559900% | 2:00 | 0 | 0 | 0 | 1 | 0 | 0 | 1 | 0 | 0 | 1 | 0 | 0 | 1 | 0 | 0 | 1 | 0 | 0 | 1 | 0 | 0 | 1 | 0 | 10 | E | 9 | 10 | E | 9 | 19.6 | E | 9 | 16.5 | E | 9 | 82 | A | 7 | 987 | E | 9 | 270 | E | 9 | 3.3 | E | 9 | 8037 | C | 8 | 2648 | E | 9 | 3.6 | E | 8 | 0.197 | F | 8 | 0.16 | F | 8 | 0 | 1 | D | 9 | 10 | C | 8
[26 empty] | 3559900% | 3:00 | 0 | 0 | 0 | 1 | 0 | 0 | 1 | 0 | 0 | 1 | 0 | 0 | 1 | 0 | 0 | 1 | 0 | 0 | 1 | 0 | 0 | 1 | 0 | 10 | E | 9 | 10 | E | 9 | 19 | E | 9 | 16.6 | E | 9 | 86 | A | 7 | 987 | E | 9 | 300 | E | 9 | 2.9 | E | 9 | 6425 | C | 8 | 2265 | E | 9 | 3.6 | E | 8 | 0.197 | F | 8 | 0.16 | F | 8 | 0 | 1 | D | 9 | 10 | C | 8
[26 empty] | 3559900% | 4:00 | 0 | 0 | 0 | 1 | 0 | 0 | 1 | 0 | 0 | 1 | 0 | 0 | 1 | 0 | 0 | 1 | 0 | 0 | 1 | 0 | 0 | 1 | 0 | 10 | E | 9 | 10 | E | 9 | 19.6 | E | 9 | 16.8 | E | 9 | 84 | A | 7 | 987 | E | 9 | 330 | E | 9 | 2.5 | E | 9 | 4812 | C | 8 | 1853 | E | 9 | 3.6 | E | 8 | 0.197 | F | 8 | 0.16 | F | 8 | 0 | 1 | D | 9 | 10 | C | 8
[26 empty] | 3559900% | 5:00 | 7 | 342 | 0 | 1 | 24 | 0 | 1 | 27 | 0 | 1 | 24 | 0 | 1 | 24 | 0 | 1 | 27 | 0 | 1 | 24 | 0 | 1 | 43 | 10 | E | 9 | 10 | A | 7 | 19 | A | 7 | 16.9 | E | 9 | 88 | A | 7 | 987 | E | 9 | 10 | A | 7 | 2.1 | A | 7 | 3200 | B | 7 | 1500 | A | 7 | 3.6 | E | 8 | 0.197 | F | 8 | 0.16 | F | 8 | 0 | 1 | D | 9 | 10 | C | 8
[26 empty] | 3559900% | 6:00 | 169 | 1323 | 27 | 1 | 24 | 0 | 1 | 27 | 27 | 1 | 24 | 31 | 1 | 24 | 0 | 1 | 27 | 31 | 1 | 24 | 100 | 1 | 43 | 10 | E | 9 | 10 | A | 7 | 19 | A | 7 | 17 | A | 7 | 88 | A | 7 | 987 | E | 9 | 330 | A | 7 | 1.5 | A | 7 | 1600 | B | 7 | 630 | A | 7 | 3.6 | E | 8 | 0.197 | F | 8 | 0.16 | F | 8 | 0 | 1 | D | 9 | 10 | C | 8
[26 empty] | 3559900% | 7:00 | 410 | 1323 | 68 | 1 | 24 | 0 | 1 | 27 | 68 | 1 | 24 | 80 | 1 | 24 | 0 | 1 | 27 | 80 | 1 | 24 | 280 | 1 | 43 | 10 | E | 9 | 10 | A | 7 | 19 | A | 7 | 17 | A | 7 | 88 | A | 7 | 987 | E | 9 | 350 | A | 7 | 1.5 | A | 7 | 1600 | B | 7 | 600 | A | 7 | 3.6 | E | 8 | 0.197 | F | 8 | 0.16 | F | 8 | 0 | 1 | D | 9 | 10 | C | 8
[26 empty] | 3559900% | 8:00 | 647 | 1323 | 125 | 1 | 24 | 0 | 1 | 27 | 125 | 1 | 24 | 147 | 1 | 24 | 0 | 1 | 27 | 147 | 1 | 24 | 553 | 1 | 43 | 10 | E | 9 | 10 | A | 7 | 19 | A | 7 | 17 | A | 7 | 88 | A | 7 | 987 | E | 9 | 320 | A | 7 | 2.1 | A | 7 | 1000 | B | 7 | 540 | A | 7 | 3.6 | E | 8 | 0.197 | F | 8 | 0.16 | F | 8 | 0 | 1 | D | 9 | 10 | C | 8
[26 empty] | 3559900% | 9:00 | 864 | 1323 | 151 | 1 | 24 | 0 | 1 | 27 | 151 | 1 | 24 | 182 | 1 | 24 | 0 | 1 | 27 | 182 | 1 | 24 | 731 | 1 | 43 | 10 | E | 9 | 10 | A | 7 | 19 | A | 7 | 17 | A | 7 | 88 | A | 7 | 987 | E | 9 | 320 | A | 7 | 2.1 | A | 7 | 1600 | B | 7 | 360 | A | 7 | 3.6 | E | 8 | 0.197 | F | 8 | 0.16 | F | 8 | 0 | 1 | D | 9 | 10 | C | 8
[26 empty] | 3559900% | 10:00 | 1044 | 1323 | 190 | 1 | 25 | 0 | 1 | 28 | 190 | 1 | 25 | 231 | 1 | 25 | 0 | 1 | 28 | 231 | 1 | 25 | 948 | 1 | 45 | 10 | B | 8 | 10 | B | 8 | 20.6 | B | 8 | 18.1 | B | 8 | 86 | A | 7 | 987 | E | 9 | 290 | B | 8 | 1.8 | B | 8 | 1800 | C | 8 | 300 | B | 8 | 3.6 | E | 8 | 0.197 | F | 8 | 0.16 | F | 8 | 0 | 1 | D | 9 | 10 | C | 8
[26 empty] | 3559900% | 11:00 | 1177 | 1323 | 218 | 1 | 24 | 0 | 1 | 27 | 218 | 1 | 24 | 267 | 1 | 24 | 0 | 1 | 27 | 267 | 1 | 24 | 1088 | 1 | 43 | 10 | E | 9 | 10 | A | 7 | 22 | A | 7 | 19 | A | 7 | 83 | A | 7 | 987 | E | 9 | 260 | B | 8 | 1.5 | A | 7 | 2000 | B | 7 | 240 | A | 7 | 3.6 | E | 8 | 0.197 | F | 8 | 0.16 | F | 8 | 0 | 1 | D | 9 | 10 | C | 8
[26 empty] | 3559900% | 12:00 | 1252 | 1323 | 233 | 1 | 24 | 0 | 1 | 27 | 233 | 1 | 24 | 287 | 1 | 24 | 0 | 1 | 27 | 287 | 1 | 24 | 1162 | 1 | 43 | 10 | E | 9 | 10 | A | 7 | 24 | A | 7 | 19 | A | 7 | 74 | A | 7 | 987 | E | 9 | 230 | A | 7 | 2.1 | A | 7 | 2400 | B | 7 | 300 | A | 7 | 3.6 | E | 8 | 0.197 | F | 8 | 0.16 | F | 8 | 0 | 1 | D | 9 | 10 | C | 8
[26 empty] | 3559900% | 13:00 | 1265 | 1323 | 282 | 1 | 24 | 0 | 1 | 27 | 282 | 1 | 24 | 343 | 1 | 24 | 0 | 1 | 27 | 343 | 1 | 24 | 1360 | 1 | 43 | 10 | E | 9 | 10 | A | 7 | 24 | A | 7 | 20 | A | 7 | 78 | A | 7 | 987 | E | 9 | 200 | A | 7 | 1.5 | A | 7 | 3200 | B | 7 | 420 | A | 7 | 3.6 | E | 8 | 0.197 | F | 8 | 0.16 | F | 8 | 0 | 1 | D | 9 | 10 | C | 8
[26 empty] | 3559900% | 14:00 | 1214 | 1323 | 269 | 1 | 24 | 0 | 1 | 27 | 269 | 1 | 24 | 326 | 1 | 24 | 0 | 1 | 27 | 326 | 1 | 24 | 1299 | 1 | 43 | 10 | E | 9 | 10 | A | 7 | 26 | A | 7 | 21 | A | 7 | 74 | A | 7 | 987 | E | 9 | 220 | A | 7 | 3.1 | A | 7 | 3200 | B | 7 | 600 | A | 7 | 3.6 | E | 8 | 0.197 | F | 8 | 0.16 | F | 8 | 0 | 1 | D | 9 | 5 | C | 8
[26 empty] | 3559900% | 15:00 | 1104 | 1323 | 338 | 1 | 24 | 60 | 1 | 27 | 287 | 1 | 24 | 373 | 1 | 24 | 61 | 1 | 27 | 322 | 1 | 24 | 1257 | 1 | 43 | 10 | E | 9 | 9 | A | 7 | 27 | A | 7 | 22 | A | 7 | 74 | A | 7 | 987 | E | 9 | 170 | A | 7 | 3.1 | A | 7 | 4000 | B | 7 | 690 | A | 7 | 3.6 | E | 8 | 0.197 | F | 8 | 0.16 | F | 8 | 0 | 1 | D | 9 | 5 | C | 8
[26 empty] | 3559900% | 16:00 | 941 | 1323 | 201 | 1 | 24 | 0 | 1 | 27 | 201 | 1 | 24 | 240 | 1 | 24 | 0 | 1 | 27 | 240 | 1 | 24 | 958 | 1 | 43 | 10 | E | 9 | 10 | A | 7 | 27 | A | 7 | 22 | A | 7 | 74 | A | 7 | 987 | E | 9 | 170 | A | 7 | 2.6 | A | 7 | 4000 | B | 7 | 750 | A | 7 | 3.6 | E | 8 | 0.197 | F | 8 | 0.16 | F | 8 | 0 | 1 | D | 9 | 5 | C | 8
[26 empty] | 3559900% | 17:00 | 738 | 1323 | 149 | 1 | 24 | 0 | 1 | 27 | 149 | 1 | 24 | 176 | 1 | 24 | 0 | 1 | 27 | 176 | 1 | 24 | 676 | 1 | 43 | 10 | E | 9 | 10 | A | 7 | 25 | A | 7 | 22 | A | 7 | 83 | A | 7 | 987 | E | 9 | 160 | A | 7 | 4.1 | A | 7 | 4000 | B | 7 | 600 | A | 7 | 3.6 | E | 8 | 0.197 | F | 8 | 0.16 | F | 8 | 0 | 1 | D | 9 | 80 | C | 8
[26 empty] | 3559900% | 18:00 | 507 | 1323 | 90 | 1 | 24 | 0 | 1 | 27 | 90 | 1 | 24 | 106 | 1 | 24 | 0 | 1 | 27 | 106 | 1 | 24 | 382 | 1 | 43 | 10 | E | 9 | 10 | A | 7 | 23 | A | 7 | 21 | A | 7 | 89 | A | 7 | 987 | E | 9 | 110 | B | 8 | 3.1 | A | 7 | 6400 | B | 7 | 630 | A | 7 | 3.6 | E | 8 | 0.197 | F | 8 | 0.16 | F | 8 | 0 | 1 | D | 9 | 80 | C | 8
[26 empty] | 3559900% | 19:00 | 265 | 1323 | 36 | 1 | 25 | 0 | 1 | 28 | 36 | 1 | 25 | 42 | 1 | 25 | 0 | 1 | 28 | 42 | 1 | 25 | 144 | 1 | 45 | 10 | B | 8 | 10 | B | 8 | 22.1 | B | 8 | 21.1 | B | 8 | 94 | A | 7 | 987 | E | 9 | 50 | B | 8 | 1.6 | B | 8 | 11250 | C | 8 | 540 | B | 8 | 3.6 | E | 8 | 0.197 | F | 8 | 0.16 | F | 8 | 0 | 1 | D | 9 | 80 | C | 8
[26 empty] | 3559900% | 20:00 | 47 | 871 | 12 | 1 | 24 | 2 | 1 | 27 | 12 | 1 | 24 | 14 | 1 | 24 | 0 | 1 | 27 | 14 | 1 | 24 | 44 | 1 | 43 | 10 | E | 9 | 9 | A | 7 | 21 | A | 7 | 21 | A | 7 | 100 | A | 7 | 987 | E | 9 | 0 | A | 7 | 0 | A | 7 | 16100 | B | 7 | 450 | A | 7 | 3.6 | E | 8 | 0.197 | F | 8 | 0.16 | F | 8 | 0 | 1 | D | 9 | 10 | C | 8
[26 empty] | 3559900% | 21:00 | 0 | 0 | 0 | 1 | 0 | 0 | 1 | 0 | 0 | 1 | 0 | 0 | 1 | 0 | 0 | 1 | 0 | 0 | 1 | 0 | 0 | 1 | 0 | 10 | E | 9 | 9 | A | 7 | 21 | A | 7 | 20 | A | 7 | 94 | A | 7 | 987 | E | 9 | 0 | A | 7 | 0 | A | 7 | 6400 | B | 7 | 3600 | A | 7 | 3.6 | E | 8 | 0.197 | F | 8 | 0.16 | F | 8 | 0 | 1 | D | 9 | 10 | C | 8
[26 empty] | 3559900% | 22:00 | 0 | 0 | 0 | 1 | 0 | 0 | 1 | 0 | 0 | 1 | 0 | 0 | 1 | 0 | 0 | 1 | 0 | 0 | 1 | 0 | 0 | 1 | 0 | 7 | E | 9 | 6 | E | 9 | 19.3 | E | 9 | 19.3 | E | 9 | 100 | A | 7 | 987 | E | 9 | 20 | E | 9 | 0.4 | E | 9 | 7012 | C | 8 | 77777 | E | 9 | 3.6 | E | 8 | 0.197 | F | 8 | 0.16 | F | 8 | 0 | 1 | D | 9 | 10 | C | 8
[26 empty] | 3559900% | 23:00 | 0 | 0 | 0 | 1 | 0 | 0 | 1 | 0 | 0 | 1 | 0 | 0 | 1 | 0 | 0 | 1 | 0 | 0 | 1 | 0 | 0 | 1 | 0 | 4 | E | 9 | 2 | E | 9 | 17.8 | E | 9 | 17.8 | E | 9 | 100 | A | 7 | 987 | E | 9 | 50 | E | 9 | 1.4 | E | 9 | 7625 | C | 8 | 77777 | E | 9 | 3.6 | E | 8 | 0.197 | F | 8 | 0.16 | F | 8 | 0 | 1 | D | 9 | 10 | C | 8
[26 empty] | 3559900% | 24:00 | 0 | 0 | 0 | 1 | 0 | 0 | 1 | 0 | 0 | 1 | 0 | 0 | 1 | 0 | 0 | 1 | 0 | 0 | 1 | 0 | 0 | 1 | 0 | 9 | E | 9 | 8 | E | 9 | 18.1 | E | 9 | 18.1 | E | 9 | 100 | A | 7 | 987 | E | 9 | 80 | E | 9 | 1.6 | E | 9 | 8237 | C | 8 | 77777 | E | 9 | 3.6 | E | 8 | 0.197 | F | 8 | 0.16 | F | 8 | 0 | 1 | D | 9 | 10 | C | 8
[26 empty] | 3560000% | 1:00 | 0 | 0 | 0 | 1 | 0 | 0 | 1 | 0 | 0 | 1 | 0 | 0 | 1 | 0 | 0 | 1 | 0 | 0 | 1 | 0 | 0 | 1 | 0 | 8 | E | 9 | 5 | E | 9 | 18.2 | E | 9 | 18.2 | E | 9 | 100 | A | 7 | 987 | E | 9 | 120 | E | 9 | 1.8 | E | 9 | 8850 | C | 8 | 77777 | E | 9 | 3.6 | E | 8 | 0.198 | F | 8 | 0.16 | F | 8 | 0 | 1 | D | 9 | 10 | C | 8
[26 empty] | 3560000% | 2:00 | 0 | 0 | 0 | 1 | 0 | 0 | 1 | 0 | 0 | 1 | 0 | 0 | 1 | 0 | 0 | 1 | 0 | 0 | 1 | 0 | 0 | 1 | 0 | 10 | E | 9 | 10 | E | 9 | 18.9 | E | 9 | 17.9 | E | 9 | 94 | A | 7 | 987 | E | 9 | 160 | E | 9 | 2 | E | 9 | 9462 | C | 8 | 2138 | E | 9 | 3.6 | E | 8 | 0.198 | F | 8 | 0.16 | F | 8 | 0 | 1 | D | 9 | 10 | C | 8
[26 empty] | 3560000% | 3:00 | 0 | 0 | 0 | 1 | 0 | 0 | 1 | 0 | 0 | 1 | 0 | 0 | 1 | 0 | 0 | 1 | 0 | 0 | 1 | 0 | 0 | 1 | 0 | 10 | E | 9 | 10 | E | 9 | 19.2 | E | 9 | 17.4 | E | 9 | 89 | A | 7 | 987 | E | 9 | 220 | E | 9 | 3 | E | 9 | 10075 | C | 8 | 1725 | E | 9 | 3.6 | E | 8 | 0.198 | F | 8 | 0.16 | F | 8 | 0 | 1 | D | 9 | 10 | C | 8
[26 empty] | 3560000% | 4:00 | 0 | 0 | 0 | 1 | 0 | 0 | 1 | 0 | 0 | 1 | 0 | 0 | 1 | 0 | 0 | 1 | 0 | 0 | 1 | 0 | 0 | 1 | 0 | 10 | E | 9 | 10 | E | 9 | 19.7 | E | 9 | 16.8 | E | 9 | 83 | A | 7 | 987 | E | 9 | 270 | E | 9 | 3.5 | E | 9 | 10687 | C | 8 | 713 | E | 9 | 3.6 | E | 8 | 0.198 | F | 8 | 0.16 | F | 8 | 0 | 1 | D | 9 | 10 | C | 8
[26 empty] | 3560000% | 5:00 | 7 | 342 | 0 | 1 | 24 | 0 | 1 | 27 | 0 | 1 | 24 | 0 | 1 | 24 | 0 | 1 | 27 | 0 | 1 | 24 | 0 | 1 | 43 | 10 | E | 9 | 10 | A | 7 | 20 | A | 7 | 16.3 | E | 9 | 79 | A | 7 | 987 | E | 9 | 330 | A | 7 | 4.1 | A | 7 | 11300 | B | 7 | 600 | A | 7 | 3.6 | E | 8 | 0.198 | F | 8 | 0.16 | F | 8 | 0 | 1 | D | 9 | 10 | C | 8
[26 empty] | 3560000% | 6:00 | 168 | 1323 | 47 | 1 | 24 | 4 | 1 | 27 | 46 | 1 | 24 | 51 | 1 | 24 | 0 | 1 | 27 | 51 | 1 | 24 | 149 | 1 | 43 | 5 | E | 9 | 5 | A | 7 | 19 | A | 7 | 16 | A | 7 | 83 | A | 7 | 987 | E | 9 | 10 | B | 8 | 3.1 | A | 7 | 16100 | B | 7 | 77777 | A | 7 | 3.6 | E | 8 | 0.198 | F | 8 | 0.16 | F | 8 | 0 | 1 | D | 9 | 10 | C | 8
[26 empty] | 3560000% | 7:00 | 409 | 1323 | 158 | 1 | 24 | 101 | 1 | 27 | 127 | 1 | 24 | 172 | 1 | 24 | 93 | 1 | 27 | 143 | 1 | 24 | 285 | 1 | 43 | 5 | E | 9 | 5 | A | 7 | 20 | A | 7 | 16 | A | 7 | 78 | A | 7 | 987 | E | 9 | 40 | A | 7 | 3.6 | A | 7 | 16100 | B | 7 | 77777 | A | 7 | 3.6 | E | 8 | 0.198 | F | 8 | 0.16 | F | 8 | 0 | 1 | D | 9 | 10 | C | 8
[26 empty] | 3560000% | 8:00 | 646 | 1323 | 343 | 1 | 24 | 235 | 1 | 27 | 228 | 1 | 24 | 372 | 1 | 24 | 239 | 1 | 27 | 255 | 1 | 24 | 564 | 1 | 43 | 3 | E | 9 | 3 | A | 7 | 21 | A | 7 | 15 | A | 7 | 69 | A | 7 | 987 | E | 9 | 20 | A | 7 | 5.1 | A | 7 | 14500 | B | 7 | 77777 | A | 7 | 3.6 | E | 8 | 0.198 | F | 8 | 0.16 | F | 8 | 0 | 1 | D | 9 | 10 | C | 8
[26 empty] | 3560000% | 9:00 | 863 | 1323 | 422 | 1 | 25 | 266 | 1 | 28 | 248 | 1 | 25 | 459 | 1 | 25 | 285 | 1 | 28 | 273 | 1 | 25 | 649 | 1 | 45 | 3 | B | 8 | 3 | B | 8 | 22.2 | B | 8 | 14.5 | B | 8 | 62 | A | 7 | 987 | E | 9 | 360 | A | 7 | 5.1 | A | 7 | 16100 | B | 7 | 77777 | B | 8 | 3.6 | E | 8 | 0.198 | F | 8 | 0.16 | F | 8 | 0 | 1 | D | 9 | 10 | C | 8
[26 empty] | 3560000% | 10:00 | 1044 | 1323 | 576 | 1 | 24 | 359 | 1 | 27 | 292 | 1 | 24 | 635 | 1 | 24 | 390 | 1 | 27 | 327 | 1 | 24 | 982 | 1 | 43 | 3 | E | 9 | 3 | A | 7 | 23 | A | 7 | 14 | A | 7 | 57 | A | 7 | 987 | E | 9 | 340 | A | 7 | 5.1 | A | 7 | 16100 | B | 7 | 77777 | A | 7 | 3.6 | E | 8 | 0.198 | F | 8 | 0.16 | F | 8 | 0 | 1 | D | 9 | 10 | C | 8
[26 empty] | 3560000% | 11:00 | 1176 | 1323 | 824 | 1 | 24 | 526 | 1 | 27 | 356 | 1 | 24 | 878 | 1 | 24 | 549 | 1 | 27 | 389 | 1 | 24 | 1834 | 1 | 43 | 2 | E | 9 | 2 | A | 7 | 24 | A | 7 | 15 | A | 7 | 57 | A | 7 | 987 | E | 9 | 310 | A | 7 | 5.1 | A | 7 | 16100 | B | 7 | 77777 | A | 7 | 3.6 | E | 8 | 0.198 | F | 8 | 0.16 | F | 8 | 0 | 1 | D | 9 | 10 | C | 8
[26 empty] | 3560000% | 12:00 | 1251 | 1323 | 911 | 1 | 24 | 594 | 1 | 27 | 349 | 1 | 24 | 983 | 1 | 24 | 622 | 1 | 27 | 394 | 1 | 24 | 2537 | 1 | 43 | 0 | E | 9 | 0 | A | 7 | 26 | A | 7 | 14 | A | 7 | 48 | A | 7 | 987 | E | 9 | 330 | A | 7 | 4.1 | A | 7 | 19300 | B | 7 | 77777 | A | 7 | 3.6 | E | 8 | 0.198 | F | 8 | 0.16 | F | 8 | 0 | 1 | D | 9 | 10 | C | 8
[26 empty] | 3560000% | 13:00 | 1264 | 1323 | 923 | 1 | 24 | 597 | 1 | 27 | 351 | 1 | 24 | 996 | 1 | 24 | 625 | 1 | 27 | 398 | 1 | 24 | 2769 | 1 | 43 | 0 | E | 9 | 0 | A | 7 | 27 | A | 7 | 13 | A | 7 | 42 | A | 7 | 987 | E | 9 | 340 | A | 7 | 5.1 | A | 7 | 16100 | B | 7 | 77777 | A | 7 | 3.6 | E | 8 | 0.198 | F | 8 | 0.16 | F | 8 | 0 | 1 | D | 9 | 10 | C | 8
[26 empty] | 3560000% | 14:00 | 1214 | 1323 | 876 | 1 | 24 | 582 | 1 | 27 | 341 | 1 | 24 | 942 | 1 | 24 | 609 | 1 | 27 | 383 | 1 | 24 | 2047 | 1 | 43 | 0 | E | 9 | 0 | A | 7 | 27 | A | 7 | 14 | A | 7 | 45 | A | 7 | 987 | E | 9 | 300 | A | 7 | 3.6 | A | 7 | 16100 | B | 7 | 77777 | A | 7 | 3.6 | E | 8 | 0.198 | F | 8 | 0.16 | F | 8 | 0 | 1 | D | 9 | 10 | C | 8
[26 empty] | 3560000% | 15:00 | 1104 | 1323 | 682 | 1 | 24 | 422 | 1 | 27 | 330 | 1 | 24 | 726 | 1 | 24 | 440 | 1 | 27 | 358 | 1 | 24 | 1351 | 1 | 43 | 2 | E | 9 | 2 | A | 7 | 28 | A | 7 | 15 | A | 7 | 45 | A | 7 | 987 | E | 9 | 320 | A | 7 | 3.6 | A | 7 | 16100 | B | 7 | 77777 | A | 7 | 3.6 | E | 8 | 0.198 | F | 8 | 0.16 | F | 8 | 0 | 1 | D | 9 | 5 | C | 8
[26 empty] | 3560000% | 16:00 | 942 | 1323 | 540 | 1 | 25 | 335 | 1 | 28 | 301 | 1 | 25 | 586 | 1 | 25 | 361 | 1 | 28 | 328 | 1 | 25 | 880 | 1 | 45 | 2 | B | 8 | 2 | B | 8 | 28.6 | B | 8 | 14.3 | B | 8 | 42 | A | 7 | 987 | E | 9 | 330 | B | 8 | 3.9 | B | 8 | 16100 | C | 8 | 77777 | B | 8 | 3.6 | E | 8 | 0.198 | F | 8 | 0.16 | F | 8 | 0 | 1 | D | 9 | 5 | C | 8
[26 empty] | 3560000% | 17:00 | 739 | 1323 | 411 | 1 | 24 | 342 | 1 | 27 | 219 | 1 | 24 | 442 | 1 | 24 | 361 | 1 | 27 | 241 | 1 | 24 | 516 | 1 | 43 | 2 | E | 9 | 2 | A | 7 | 29 | A | 7 | 14 | A | 7 | 40 | A | 7 | 987 | E | 9 | 340 | A | 7 | 4.1 | A | 7 | 16100 | B | 7 | 77777 | A | 7 | 3.6 | E | 8 | 0.198 | F | 8 | 0.16 | F | 8 | 0 | 1 | D | 9 | 5 | C | 8
[26 empty] | 3560000% | 18:00 | 508 | 1323 | 231 | 1 | 24 | 198 | 1 | 27 | 155 | 1 | 24 | 252 | 1 | 24 | 193 | 1 | 27 | 178 | 1 | 24 | 360 | 1 | 43 | 3 | E | 9 | 3 | A | 7 | 28 | A | 7 | 14 | A | 7 | 42 | A | 7 | 987 | E | 9 | 330 | A | 7 | 3.1 | A | 7 | 24100 | B | 7 | 77777 | A | 7 | 3.6 | E | 8 | 0.198 | F | 8 | 0.16 | F | 8 | 0 | 1 | D | 9 | 5 | C | 8
[26 empty] | 3560000% | 19:00 | 266 | 1323 | 89 | 1 | 24 | 60 | 1 | 27 | 77 | 1 | 24 | 97 | 1 | 24 | 49 | 1 | 27 | 88 | 1 | 24 | 190 | 1 | 43 | 2 | E | 9 | 2 | A | 7 | 26 | A | 7 | 16 | A | 7 | 54 | A | 7 | 987 | E | 9 | 350 | B | 8 | 1.5 | A | 7 | 16100 | B | 7 | 77777 | A | 7 | 3.6 | E | 8 | 0.198 | F | 8 | 0.16 | F | 8 | 0 | 1 | D | 9 | 5 | C | 8
[26 empty] | 3560000% | 20:00 | 47 | 893 | 10 | 1 | 24 | 0 | 1 | 27 | 10 | 1 | 24 | 12 | 1 | 24 | 0 | 1 | 27 | 12 | 1 | 24 | 37 | 1 | 43 | 0 | E | 9 | 0 | A | 7 | 25 | A | 7 | 16 | A | 7 | 57 | A | 7 | 987 | E | 9 | 0 | A | 7 | 0 | A | 7 | 16100 | B | 7 | 77777 | A | 7 | 3.6 | E | 8 | 0.198 | F | 8 | 0.16 | F | 8 | 0 | 1 | D | 9 | 5 | C | 8
[26 empty] | 3560000% | 21:00 | 0 | 0 | 0 | 1 | 0 | 0 | 1 | 0 | 0 | 1 | 0 | 0 | 1 | 0 | 0 | 1 | 0 | 0 | 1 | 0 | 0 | 1 | 0 | 0 | E | 9 | 0 | A | 7 | 23 | A | 7 | 16 | A | 7 | 65 | A | 7 | 987 | E | 9 | 0 | A | 7 | 0 | A | 7 | 16100 | B | 7 | 77777 | A | 7 | 3.6 | E | 8 | 0.198 | F | 8 | 0.16 | F | 8 | 0 | 1 | D | 9 | 5 | C | 8
[26 empty] | 3560000% | 22:00 | 0 | 0 | 0 | 1 | 0 | 0 | 1 | 0 | 0 | 1 | 0 | 0 | 1 | 0 | 0 | 1 | 0 | 0 | 1 | 0 | 0 | 1 | 0 | 0 | E | 9 | 0 | E | 9 | 21.9 | E | 9 | 15.9 | E | 9 | 69 | A | 7 | 987 | E | 9 | 40 | E | 9 | 1.1 | E | 9 | 15700 | C | 8 | 77777 | E | 9 | 3.6 | E | 8 | 0.198 | F | 8 | 0.16 | F | 8 | 0 | 1 | D | 9 | 5 | C | 8
[26 empty] | 3560000% | 23:00 | 0 | 0 | 0 | 1 | 0 | 0 | 1 | 0 | 0 | 1 | 0 | 0 | 1 | 0 | 0 | 1 | 0 | 0 | 1 | 0 | 0 | 1 | 0 | 0 | E | 9 | 0 | E | 9 | 21.3 | E | 9 | 16.8 | E | 9 | 76 | A | 7 | 987 | E | 9 | 50 | E | 9 | 0.8 | E | 9 | 15300 | C | 8 | 77777 | E | 9 | 3.6 | E | 8 | 0.198 | F | 8 | 0.16 | F | 8 | 0 | 1 | D | 9 | 5 | C | 8
[26 empty] | 3560000% | 24:00 | 0 | 0 | 0 | 1 | 0 | 0 | 1 | 0 | 0 | 1 | 0 | 0 | 1 | 0 | 0 | 1 | 0 | 0 | 1 | 0 | 0 | 1 | 0 | 0 | E | 9 | 0 | E | 9 | 20.4 | E | 9 | 15.7 | E | 9 | 74 | A | 7 | 987 | E | 9 | 80 | E | 9 | 0.4 | E | 9 | 14900 | C | 8 | 77777 | E | 9 | 3.6 | E | 8 | 0.198 | F | 8 | 0.16 | F | 8 | 0 | 1 | D | 9 | 5 | C | 8
[26 empty] | 3560100% | 1:00 | 0 | 0 | 0 | 1 | 0 | 0 | 1 | 0 | 0 | 1 | 0 | 0 | 1 | 0 | 0 | 1 | 0 | 0 | 1 | 0 | 0 | 1 | 0 | 0 | E | 9 | 0 | E | 9 | 19.5 | E | 9 | 16.6 | E | 9 | 83 | A | 7 | 987 | E | 9 | 60 | E | 9 | 0.5 | E | 9 | 14500 | C | 8 | 77777 | E | 9 | 3.6 | E | 8 | 0.198 | F | 8 | 0.16 | F | 8 | 0 | 1 | D | 9 | 5 | C | 8
[26 empty] | 3560100% | 2:00 | 0 | 0 | 0 | 1 | 0 | 0 | 1 | 0 | 0 | 1 | 0 | 0 | 1 | 0 | 0 | 1 | 0 | 0 | 1 | 0 | 0 | 1 | 0 | 1 | E | 9 | 0 | E | 9 | 18.9 | E | 9 | 16.5 | E | 9 | 86 | A | 7 | 987 | E | 9 | 0 | E | 9 | 0 | E | 9 | 14100 | C | 8 | 77777 | E | 9 | 3.6 | E | 8 | 0.198 | F | 8 | 0.16 | F | 8 | 0 | 1 | D | 9 | 5 | C | 8
[26 empty] | 3560100% | 3:00 | 0 | 0 | 0 | 1 | 0 | 0 | 1 | 0 | 0 | 1 | 0 | 0 | 1 | 0 | 0 | 1 | 0 | 0 | 1 | 0 | 0 | 1 | 0 | 4 | E | 9 | 1 | E | 9 | 18.4 | E | 9 | 16.4 | E | 9 | 88 | A | 7 | 987 | E | 9 | 40 | E | 9 | 0.3 | E | 9 | 13700 | C | 8 | 77777 | E | 9 | 3.6 | E | 8 | 0.198 | F | 8 | 0.16 | F | 8 | 0 | 1 | D | 9 | 5 | C | 8
[26 empty] | 3560100% | 4:00 | 0 | 0 | 0 | 1 | 0 | 0 | 1 | 0 | 0 | 1 | 0 | 0 | 1 | 0 | 0 | 1 | 0 | 0 | 1 | 0 | 0 | 1 | 0 | 6 | E | 9 | 3 | E | 9 | 17.8 | E | 9 | 16.4 | E | 9 | 92 | A | 7 | 987 | E | 9 | 0 | E | 9 | 0 | E | 9 | 13300 | C | 8 | 77777 | E | 9 | 3.7 | E | 8 | 0.198 | F | 8 | 0.16 | F | 8 | 0 | 1 | D | 9 | 5 | C | 8
[26 empty] | 3560100% | 5:00 | 7 | 342 | 0 | 1 | 24 | 0 | 1 | 27 | 0 | 1 | 24 | 0 | 1 | 24 | 0 | 1 | 27 | 0 | 1 | 24 | 0 | 1 | 43 | 8 | E | 9 | 5 | A | 7 | 17 | A | 7 | 16.2 | E | 9 | 95 | A | 7 | 987 | E | 9 | 0 | A | 7 | 0 | A | 7 | 12900 | B | 7 | 77777 | A | 7 | 3.7 | E | 8 | 0.198 | F | 8 | 0.16 | F | 8 | 0 | 1 | D | 9 | 5 | C | 8
[26 empty] | 3560100% | 6:00 | 168 | 1323 | 51 | 1 | 25 | 56 | 1 | 28 | 44 | 1 | 25 | 56 | 1 | 25 | 35 | 1 | 28 | 51 | 1 | 25 | 92 | 1 | 45 | 8 | B | 8 | 5 | B | 8 | 17.6 | B | 8 | 16.1 | E | 9 | 91 | A | 7 | 987 | E | 9 | 240 | B | 8 | 1.1 | B | 8 | 14500 | C | 8 | 77777 | B | 8 | 3.7 | E | 8 | 0.198 | F | 8 | 0.16 | F | 8 | 0 | 1 | D | 9 | 5 | C | 8
[26 empty] | 3560100% | 7:00 | 408 | 1323 | 149 | 1 | 24 | 91 | 1 | 27 | 121 | 1 | 24 | 162 | 1 | 24 | 84 | 1 | 27 | 136 | 1 | 24 | 271 | 1 | 43 | 8 | E | 9 | 5 | A | 7 | 19 | A | 7 | 17 | A | 7 | 88 | A | 7 | 987 | E | 9 | 300 | B | 8 | 2.1 | A | 7 | 16100 | B | 7 | 77777 | A | 7 | 3.7 | E | 8 | 0.198 | F | 8 | 0.16 | F | 8 | 0 | 1 | D | 9 | 5 | C | 8
[26 empty] | 3560100% | 8:00 | 646 | 1323 | 376 | 1 | 24 | 481 | 1 | 27 | 141 | 1 | 24 | 403 | 1 | 24 | 481 | 1 | 27 | 168 | 1 | 24 | 290 | 1 | 43 | 2 | E | 9 | 2 | A | 7 | 23 | A | 7 | 17 | A | 7 | 69 | A | 7 | 987 | E | 9 | 340 | B | 8 | 1.5 | A | 7 | 6400 | B | 7 | 77777 | A | 7 | 3.7 | E | 8 | 0.198 | F | 8 | 0.16 | F | 8 | 0 | 1 | D | 9 | 5 | C | 8
[26 empty] | 3560100% | 9:00 | 862 | 1323 | 412 | 1 | 24 | 162 | 1 | 27 | 306 | 1 | 24 | 449 | 1 | 24 | 170 | 1 | 27 | 338 | 1 | 24 | 873 | 1 | 43 | 10 | E | 9 | 9 | A | 7 | 24 | A | 7 | 17 | A | 7 | 65 | A | 7 | 987 | E | 9 | 20 | B | 8 | 2.1 | A | 7 | 4800 | B | 7 | 1200 | A | 7 | 3.7 | E | 8 | 0.198 | F | 8 | 0.16 | F | 8 | 0 | 1 | D | 9 | 5 | C | 8
[26 empty] | 3560100% | 10:00 | 1043 | 1323 | 538 | 1 | 24 | 302 | 1 | 27 | 300 | 1 | 24 | 592 | 1 | 24 | 328 | 1 | 27 | 333 | 1 | 24 | 1011 | 1 | 43 | 7 | E | 9 | 5 | A | 7 | 28 | A | 7 | 17 | A | 7 | 51 | A | 7 | 987 | E | 9 | 160 | B | 8 | 2.6 | A | 7 | 8000 | B | 7 | 77777 | A | 7 | 3.7 | E | 8 | 0.198 | F | 8 | 0.16 | F | 8 | 0 | 1 | D | 9 | 5 | C | 8
[26 empty] | 3560100% | 11:00 | 1176 | 1323 | 456 | 1 | 24 | 111 | 1 | 27 | 357 | 1 | 24 | 507 | 1 | 24 | 119 | 1 | 27 | 401 | 1 | 24 | 1633 | 1 | 43 | 10 | E | 9 | 9 | A | 7 | 29 | A | 7 | 18 | A | 7 | 52 | A | 7 | 987 | E | 9 | 170 | B | 8 | 2.6 | A | 7 | 9700 | B | 7 | 3600 | A | 7 | 3.7 | E | 8 | 0.198 | F | 8 | 0.16 | F | 8 | 0 | 1 | D | 9 | 5 | C | 8
[26 empty] | 3560100% | 12:00 | 1251 | 1323 | 558 | 1 | 24 | 53 | 1 | 27 | 507 | 1 | 24 | 615 | 1 | 24 | 55 | 1 | 27 | 563 | 1 | 24 | 2756 | 1 | 43 | 10 | E | 9 | 9 | A | 7 | 30 | A | 7 | 18 | A | 7 | 49 | A | 7 | 987 | E | 9 | 210 | B | 8 | 2.6 | A | 7 | 8000 | B | 7 | 2100 | A | 7 | 3.7 | E | 8 | 0.198 | F | 8 | 0.16 | F | 8 | 0 | 1 | D | 9 | 5 | C | 8
[26 empty] | 3560100% | 13:00 | 1264 | 1323 | 313 | 1 | 24 | 55 | 1 | 27 | 261 | 1 | 24 | 349 | 1 | 24 | 56 | 1 | 27 | 295 | 1 | 24 | 1589 | 1 | 43 | 10 | E | 9 | 9 | A | 7 | 31 | A | 7 | 18 | A | 7 | 46 | A | 7 | 987 | E | 9 | 240 | B | 8 | 2.6 | A | 7 | 11300 | B | 7 | 1500 | A | 7 | 3.7 | E | 8 | 0.198 | F | 8 | 0.16 | F | 8 | 0 | 1 | D | 9 | 5 | C | 8
[26 empty] | 3560100% | 14:00 | 1214 | 1323 | 566 | 1 | 24 | 48 | 1 | 27 | 521 | 1 | 24 | 623 | 1 | 24 | 50 | 1 | 27 | 577 | 1 | 24 | 2544 | 1 | 43 | 10 | E | 9 | 9 | A | 7 | 32 | A | 7 | 18 | A | 7 | 43 | A | 7 | 987 | E | 9 | 250 | B | 8 | 2.6 | A | 7 | 11300 | B | 7 | 1500 | A | 7 | 3.7 | E | 8 | 0.198 | F | 8 | 0.16 | F | 8 | 0 | 1 | D | 9 | 5 | C | 8
[26 empty] | 3560100% | 15:00 | 1105 | 1323 | 365 | 1 | 24 | 0 | 1 | 27 | 365 | 1 | 24 | 426 | 1 | 24 | 0 | 1 | 27 | 426 | 1 | 24 | 1587 | 1 | 43 | 10 | E | 9 | 9 | A | 7 | 31 | A | 7 | 18 | A | 7 | 46 | A | 7 | 987 | E | 9 | 280 | A | 7 | 2.6 | A | 7 | 11300 | B | 7 | 2100 | A | 7 | 3.7 | E | 8 | 0.198 | F | 8 | 0.16 | F | 8 | 0 | 1 | D | 9 | 5 | C | 8
[26 empty] | 3560100% | 16:00 | 943 | 1323 | 489 | 1 | 24 | 36 | 1 | 27 | 463 | 1 | 24 | 546 | 1 | 24 | 40 | 1 | 27 | 517 | 1 | 24 | 1640 | 1 | 43 | 10 | E | 9 | 9 | A | 7 | 32 | A | 7 | 18 | A | 7 | 43 | A | 7 | 987 | E | 9 | 250 | B | 8 | 1.5 | A | 7 | 11300 | B | 7 | 2100 | A | 7 | 3.7 | E | 8 | 0.198 | F | 8 | 0.16 | F | 8 | 0 | 1 | D | 9 | 5 | C | 8
[26 empty] | 3560100% | 17:00 | 739 | 1323 | 299 | 1 | 25 | 151 | 1 | 28 | 215 | 1 | 25 | 330 | 1 | 25 | 157 | 1 | 28 | 241 | 1 | 25 | 560 | 1 | 45 | 9 | B | 8 | 7 | B | 8 | 31.7 | B | 8 | 18.6 | B | 8 | 46 | A | 7 | 987 | E | 9 | 230 | B | 8 | 2.3 | B | 8 | 11300 | C | 8 | 12050 | B | 8 | 3.7 | E | 8 | 0.198 | F | 8 | 0.16 | F | 8 | 0 | 1 | D | 9 | 5 | C | 8
[26 empty] | 3560100% | 18:00 | 509 | 1323 | 237 | 1 | 24 | 253 | 1 | 27 | 139 | 1 | 24 | 253 | 1 | 24 | 248 | 1 | 27 | 158 | 1 | 24 | 285 | 1 | 43 | 7 | E | 9 | 5 | A | 7 | 31 | A | 7 | 19 | A | 7 | 49 | A | 7 | 987 | E | 9 | 200 | A | 7 | 3.1 | A | 7 | 11300 | B | 7 | 77777 | A | 7 | 3.7 | E | 8 | 0.198 | F | 8 | 0.16 | F | 8 | 0 | 1 | D | 9 | 5 | C | 8
[26 empty] | 3560100% | 19:00 | 267 | 1323 | 106 | 1 | 24 | 80 | 1 | 27 | 90 | 1 | 24 | 114 | 1 | 24 | 62 | 1 | 27 | 102 | 1 | 24 | 194 | 1 | 43 | 8 | E | 9 | 5 | A | 7 | 29 | A | 7 | 19 | A | 7 | 55 | A | 7 | 987 | E | 9 | 200 | A | 7 | 2.6 | A | 7 | 11300 | B | 7 | 77777 | A | 7 | 3.7 | E | 8 | 0.198 | F | 8 | 0.16 | F | 8 | 0 | 1 | D | 9 | 5 | C | 8
[26 empty] | 3560100% | 20:00 | 48 | 893 | 11 | 1 | 24 | 5 | 1 | 27 | 10 | 1 | 24 | 11 | 1 | 24 | 3 | 1 | 27 | 11 | 1 | 24 | 26 | 1 | 43 | 7 | E | 9 | 5 | A | 7 | 28 | A | 7 | 19 | A | 7 | 58 | A | 7 | 987 | E | 9 | 190 | A | 7 | 3.1 | A | 7 | 11300 | B | 7 | 77777 | A | 7 | 3.7 | E | 8 | 0.198 | F | 8 | 0.16 | F | 8 | 0 | 1 | D | 9 | 5 | C | 8
[26 empty] | 3560100% | 21:00 | 0 | 0 | 0 | 1 | 0 | 0 | 1 | 0 | 0 | 1 | 0 | 0 | 1 | 0 | 0 | 1 | 0 | 0 | 1 | 0 | 0 | 1 | 0 | 8 | E | 9 | 5 | A | 7 | 27 | A | 7 | 19 | A | 7 | 62 | A | 7 | 987 | E | 9 | 180 | A | 7 | 3.1 | A | 7 | 11300 | B | 7 | 77777 | A | 7 | 3.7 | E | 8 | 0.198 | F | 8 | 0.16 | F | 8 | 0 | 1 | D | 9 | 5 | C | 8
[26 empty] | 3560100% | 22:00 | 0 | 0 | 0 | 1 | 0 | 0 | 1 | 0 | 0 | 1 | 0 | 0 | 1 | 0 | 0 | 1 | 0 | 0 | 1 | 0 | 0 | 1 | 0 | 7 | E | 9 | 5 | E | 9 | 26 | E | 9 | 19.1 | E | 9 | 66 | A | 7 | 987 | E | 9 | 180 | E | 9 | 3.6 | E | 9 | 11500 | C | 8 | 77777 | E | 9 | 3.7 | E | 8 | 0.198 | F | 8 | 0.16 | F | 8 | 0 | 1 | D | 9 | 5 | C | 8
[26 empty] | 3560100% | 23:00 | 0 | 0 | 0 | 1 | 0 | 0 | 1 | 0 | 0 | 1 | 0 | 0 | 1 | 0 | 0 | 1 | 0 | 0 | 1 | 0 | 0 | 1 | 0 | 7 | E | 9 | 4 | E | 9 | 25 | E | 9 | 19.2 | E | 9 | 70 | A | 7 | 987 | E | 9 | 200 | E | 9 | 4.6 | E | 9 | 11700 | C | 8 | 77777 | E | 9 | 3.7 | E | 8 | 0.198 | F | 8 | 0.16 | F | 8 | 0 | 1 | D | 9 | 5 | C | 8
[26 empty] | 3560100% | 24:00 | 0 | 0 | 0 | 1 | 0 | 0 | 1 | 0 | 0 | 1 | 0 | 0 | 1 | 0 | 0 | 1 | 0 | 0 | 1 | 0 | 0 | 1 | 0 | 6 | E | 9 | 4 | E | 9 | 23 | E | 9 | 19.3 | E | 9 | 80 | A | 7 | 987 | E | 9 | 200 | E | 9 | 3.6 | E | 9 | 11900 | C | 8 | 77777 | E | 9 | 3.7 | E | 8 | 0.198 | F | 8 | 0.16 | F | 8 | 0 | 1 | D | 9 | 5 | C | 8
[26 empty] | 3560200% | 1:00 | 0 | 0 | 0 | 1 | 0 | 0 | 1 | 0 | 0 | 1 | 0 | 0 | 1 | 0 | 0 | 1 | 0 | 0 | 1 | 0 | 0 | 1 | 0 | 5 | E | 9 | 4 | E | 9 | 22.9 | E | 9 | 19.4 | E | 9 | 81 | A | 7 | 987 | E | 9 | 180 | E | 9 | 4.6 | E | 9 | 12100 | C | 8 | 77777 | E | 9 | 3.7 | E | 8 | 0.198 | F | 8 | 0.16 | F | 8 | 0 | 1 | D | 9 | 5 | C | 8
[26 empty] | 3560200% | 2:00 | 0 | 0 | 0 | 1 | 0 | 0 | 1 | 0 | 0 | 1 | 0 | 0 | 1 | 0 | 0 | 1 | 0 | 0 | 1 | 0 | 0 | 1 | 0 | 4 | E | 9 | 3 | E | 9 | 22.6 | E | 9 | 19.6 | E | 9 | 83 | A | 7 | 987 | E | 9 | 190 | E | 9 | 3.1 | E | 9 | 12300 | C | 8 | 77777 | E | 9 | 3.7 | E | 8 | 0.198 | F | 8 | 0.16 | F | 8 | 0 | 1 | D | 9 | 5 | C | 8
[26 empty] | 3560200% | 3:00 | 0 | 0 | 0 | 1 | 0 | 0 | 1 | 0 | 0 | 1 | 0 | 0 | 1 | 0 | 0 | 1 | 0 | 0 | 1 | 0 | 0 | 1 | 0 | 4 | E | 9 | 3 | E | 9 | 22.1 | E | 9 | 18.7 | E | 9 | 81 | A | 7 | 987 | E | 9 | 210 | E | 9 | 4.1 | E | 9 | 12500 | C | 8 | 77777 | E | 9 | 3.7 | E | 8 | 0.198 | F | 8 | 0.16 | F | 8 | 0 | 1 | D | 9 | 5 | C | 8
[26 empty] | 3560200% | 4:00 | 0 | 0 | 0 | 1 | 0 | 0 | 1 | 0 | 0 | 1 | 0 | 0 | 1 | 0 | 0 | 1 | 0 | 0 | 1 | 0 | 0 | 1 | 0 | 3 | E | 9 | 2 | E | 9 | 21.5 | E | 9 | 18.8 | E | 9 | 85 | A | 7 | 987 | E | 9 | 200 | E | 9 | 4.1 | E | 9 | 12700 | C | 8 | 21978 | E | 9 | 3.7 | E | 8 | 0.198 | F | 8 | 0.16 | F | 8 | 0 | 1 | D | 9 | 5 | C | 8
[26 empty] | 3560200% | 5:00 | 6 | 342 | 0 | 1 | 24 | 0 | 1 | 27 | 0 | 1 | 24 | 0 | 1 | 24 | 0 | 1 | 27 | 0 | 1 | 24 | 0 | 1 | 43 | 2 | E | 9 | 2 | A | 7 | 21 | A | 7 | 18.9 | E | 9 | 88 | A | 7 | 987 | E | 9 | 200 | A | 7 | 2.6 | A | 7 | 12900 | B | 7 | 77777 | A | 7 | 3.7 | E | 8 | 0.198 | F | 8 | 0.16 | F | 8 | 0 | 1 | D | 9 | 5 | C | 8
[26 empty] | 3560200% | 6:00 | 167 | 1322 | 48 | 1 | 24 | 33 | 1 | 27 | 44 | 1 | 24 | 53 | 1 | 24 | 23 | 1 | 27 | 50 | 1 | 24 | 106 | 1 | 43 | 5 | E | 9 | 5 | A | 7 | 23 | A | 7 | 19 | A | 7 | 78 | A | 7 | 987 | E | 9 | 240 | B | 8 | 2.6 | A | 7 | 6400 | B | 7 | 77777 | A | 7 | 3.7 | E | 8 | 0.198 | F | 8 | 0.16 | F | 8 | 0 | 1 | D | 9 | 5 | C | 8
[26 empty] | 3560200% | 7:00 | 407 | 1322 | 150 | 1 | 24 | 165 | 1 | 27 | 99 | 1 | 24 | 161 | 1 | 24 | 151 | 1 | 27 | 115 | 1 | 24 | 191 | 1 | 43 | 5 | E | 9 | 5 | A | 7 | 23 | A | 7 | 20 | A | 7 | 83 | A | 7 | 987 | E | 9 | 280 | B | 8 | 1.5 | A | 7 | 6400 | B | 7 | 77777 | A | 7 | 3.7 | E | 8 | 0.198 | F | 8 | 0.16 | F | 8 | 0 | 1 | D | 9 | 5 | C | 8
[26 empty] | 3560200% | 8:00 | 645 | 1322 | 244 | 1 | 24 | 124 | 1 | 27 | 183 | 1 | 24 | 268 | 1 | 24 | 127 | 1 | 27 | 206 | 1 | 24 | 452 | 1 | 43 | 5 | E | 9 | 5 | A | 7 | 25 | A | 7 | 19 | A | 7 | 69 | A | 7 | 987 | E | 9 | 320 | B | 8 | 2.1 | A | 7 | 8000 | B | 7 | 77777 | A | 7 | 3.7 | E | 8 | 0.198 | F | 8 | 0.16 | F | 8 | 0 | 1 | D | 9 | 5 | C | 8
[26 empty] | 3560200% | 9:00 | 861 | 1322 | 333 | 1 | 24 | 59 | 1 | 27 | 294 | 1 | 24 | 366 | 1 | 24 | 60 | 1 | 27 | 327 | 1 | 24 | 989 | 1 | 43 | 5 | E | 9 | 5 | A | 7 | 26 | A | 7 | 20 | A | 7 | 70 | A | 7 | 987 | E | 9 | 0 | A | 7 | 0 | A | 7 | 8000 | B | 7 | 77777 | A | 7 | 3.8 | E | 8 | 0.198 | F | 8 | 0.16 | F | 8 | 0 | 1 | D | 9 | 5 | C | 8
[26 empty] | 3560200% | 10:00 | 1042 | 1322 | 679 | 1 | 24 | 451 | 1 | 27 | 323 | 1 | 24 | 717 | 1 | 24 | 469 | 1 | 27 | 346 | 1 | 24 | 1138 | 1 | 43 | 3 | E | 9 | 3 | A | 7 | 29 | A | 7 | 20 | A | 7 | 58 | A | 7 | 987 | E | 9 | 250 | A | 7 | 2.6 | A | 7 | 8000 | B | 7 | 77777 | A | 7 | 3.8 | E | 8 | 0.198 | F | 8 | 0.16 | F | 8 | 0 | 1 | D | 9 | 5 | C | 8
[26 empty] | 3560200% | 11:00 | 1175 | 1322 | 720 | 1 | 24 | 437 | 1 | 27 | 331 | 1 | 24 | 773 | 1 | 24 | 457 | 1 | 27 | 366 | 1 | 24 | 1695 | 1 | 43 | 5 | E | 9 | 5 | A | 7 | 29 | A | 7 | 21 | A | 7 | 62 | A | 7 | 987 | E | 9 | 260 | A | 7 | 2.6 | A | 7 | 11300 | B | 7 | 77777 | A | 7 | 3.8 | E | 8 | 0.198 | F | 8 | 0.16 | F | 8 | 0 | 1 | D | 9 | 5 | C | 8
[26 empty] | 3560200% | 12:00 | 1251 | 1322 | 912 | 1 | 25 | 613 | 1 | 28 | 332 | 1 | 25 | 989 | 1 | 25 | 642 | 1 | 28 | 381 | 1 | 25 | 2406 | 1 | 45 | 5 | B | 8 | 5 | B | 8 | 30.5 | B | 8 | 20 | B | 8 | 54 | A | 7 | 987 | E | 9 | 270 | B | 8 | 3.9 | B | 8 | 13700 | C | 8 | 77777 | B | 8 | 3.8 | E | 8 | 0.198 | F | 8 | 0.16 | F | 8 | 0 | 1 | D | 9 | 5 | C | 8
[26 empty] | 3560200% | 13:00 | 1264 | 1322 | 785 | 1 | 24 | 481 | 1 | 27 | 325 | 1 | 24 | 855 | 1 | 24 | 504 | 1 | 27 | 372 | 1 | 24 | 2561 | 1 | 43 | 5 | E | 9 | 5 | A | 7 | 32 | A | 7 | 19 | A | 7 | 46 | A | 7 | 987 | E | 9 | 270 | A | 7 | 5.1 | A | 7 | 16100 | B | 7 | 77777 | A | 7 | 3.8 | E | 8 | 0.198 | F | 8 | 0.16 | F | 8 | 0 | 1 | D | 9 | 5 | C | 8
[26 empty] | 3560200% | 14:00 | 1215 | 1322 | 634 | 1 | 24 | 374 | 1 | 27 | 290 | 1 | 24 | 693 | 1 | 24 | 392 | 1 | 27 | 332 | 1 | 24 | 1736 | 1 | 43 | 5 | E | 9 | 5 | A | 7 | 31 | A | 7 | 18 | A | 7 | 46 | A | 7 | 987 | E | 9 | 280 | A | 7 | 4.1 | A | 7 | 16100 | B | 7 | 77777 | A | 7 | 3.8 | E | 8 | 0.198 | F | 8 | 0.16 | F | 8 | 0 | 1 | D | 9 | 5 | C | 8
[26 empty] | 3560200% | 15:00 | 1105 | 1322 | 722 | 1 | 24 | 482 | 1 | 27 | 318 | 1 | 24 | 770 | 1 | 24 | 503 | 1 | 27 | 349 | 1 | 24 | 1303 | 1 | 43 | 5 | E | 9 | 5 | A | 7 | 34 | A | 7 | 19 | A | 7 | 41 | A | 7 | 987 | E | 9 | 270 | A | 7 | 4.1 | A | 7 | 16100 | B | 7 | 77777 | A | 7 | 3.9 | E | 8 | 0.198 | F | 8 | 0.16 | F | 8 | 0 | 1 | D | 9 | 5 | C | 8
[26 empty] | 3560200% | 16:00 | 943 | 1322 | 503 | 1 | 24 | 340 | 1 | 27 | 260 | 1 | 24 | 552 | 1 | 24 | 367 | 1 | 27 | 289 | 1 | 24 | 744 | 1 | 43 | 5 | E | 9 | 5 | A | 7 | 34 | A | 7 | 18 | A | 7 | 39 | A | 7 | 987 | E | 9 | 250 | A | 7 | 5.1 | A | 7 | 16100 | B | 7 | 77777 | A | 7 | 3.9 | E | 8 | 0.198 | F | 8 | 0.16 | F | 8 | 0 | 1 | D | 9 | 5 | C | 8
[26 empty] | 3560200% | 17:00 | 740 | 1322 | 393 | 1 | 24 | 365 | 1 | 27 | 189 | 1 | 24 | 417 | 1 | 24 | 371 | 1 | 27 | 209 | 1 | 24 | 424 | 1 | 43 | 2 | E | 9 | 2 | A | 7 | 33 | A | 7 | 18 | A | 7 | 41 | A | 7 | 987 | E | 9 | 250 | A | 7 | 4.1 | A | 7 | 16100 | B | 7 | 77777 | A | 7 | 3.9 | E | 8 | 0.198 | F | 8 | 0.16 | F | 8 | 0 | 1 | D | 9 | 5 | C | 8
[26 empty] | 3560200% | 18:00 | 510 | 1322 | 260 | 1 | 24 | 305 | 1 | 27 | 143 | 1 | 24 | 278 | 1 | 24 | 299 | 1 | 27 | 163 | 1 | 24 | 295 | 1 | 43 | 3 | E | 9 | 3 | A | 7 | 33 | A | 7 | 18 | A | 7 | 41 | A | 7 | 987 | E | 9 | 220 | A | 7 | 3.6 | A | 7 | 16100 | B | 7 | 77777 | A | 7 | 3.9 | E | 8 | 0.198 | F | 8 | 0.16 | F | 8 | 0 | 1 | D | 9 | 5 | C | 8
[26 empty] | 3560200% | 19:00 | 268 | 1322 | 103 | 1 | 24 | 156 | 1 | 27 | 71 | 1 | 24 | 109 | 1 | 24 | 118 | 1 | 27 | 85 | 1 | 24 | 135 | 1 | 43 | 0 | E | 9 | 0 | A | 7 | 32 | A | 7 | 19 | A | 7 | 46 | A | 7 | 987 | E | 9 | 220 | A | 7 | 3.1 | A | 7 | 16100 | B | 7 | 77777 | A | 7 | 3.9 | E | 8 | 0.198 | F | 8 | 0.16 | F | 8 | 0 | 1 | D | 9 | 5 | C | 8
[26 empty] | 3560200% | 20:00 | 48 | 893 | 11 | 1 | 24 | 3 | 1 | 27 | 10 | 1 | 24 | 11 | 1 | 24 | 2 | 1 | 27 | 11 | 1 | 24 | 26 | 1 | 43 | 0 | E | 9 | 0 | A | 7 | 30 | A | 7 | 19 | A | 7 | 52 | A | 7 | 987 | E | 9 | 200 | A | 7 | 3.1 | A | 7 | 16100 | B | 7 | 77777 | A | 7 | 3.9 | E | 8 | 0.198 | F | 8 | 0.16 | F | 8 | 0 | 1 | D | 9 | 5 | C | 8
[26 empty] | 3560200% | 21:00 | 0 | 0 | 0 | 1 | 0 | 0 | 1 | 0 | 0 | 1 | 0 | 0 | 1 | 0 | 0 | 1 | 0 | 0 | 1 | 0 | 0 | 1 | 0 | 0 | E | 9 | 0 | A | 7 | 28 | A | 7 | 19 | A | 7 | 58 | A | 7 | 987 | E | 9 | 190 | A | 7 | 3.1 | A | 7 | 16100 | B | 7 | 77777 | A | 7 | 4 | E | 8 | 0.198 | F | 8 | 0.16 | F | 8 | 0 | 1 | D | 9 | 5 | C | 8
[26 empty] | 3560200% | 22:00 | 0 | 0 | 0 | 1 | 0 | 0 | 1 | 0 | 0 | 1 | 0 | 0 | 1 | 0 | 0 | 1 | 0 | 0 | 1 | 0 | 0 | 1 | 0 | 0 | E | 9 | 0 | E | 9 | 27.1 | E | 9 | 18.3 | E | 9 | 59 | A | 7 | 987 | E | 9 | 180 | E | 9 | 3.5 | E | 9 | 15388 | C | 8 | 77777 | E | 9 | 4 | E | 8 | 0.198 | F | 8 | 0.16 | F | 8 | 0 | 1 | D | 9 | 5 | C | 8
[26 empty] | 3560200% | 23:00 | 0 | 0 | 0 | 1 | 0 | 0 | 1 | 0 | 0 | 1 | 0 | 0 | 1 | 0 | 0 | 1 | 0 | 0 | 1 | 0 | 0 | 1 | 0 | 0 | E | 9 | 0 | E | 9 | 26.2 | E | 9 | 18.4 | E | 9 | 62 | A | 7 | 987 | E | 9 | 180 | E | 9 | 3.4 | E | 9 | 14677 | C | 8 | 77777 | E | 9 | 4 | E | 8 | 0.198 | F | 8 | 0.16 | F | 8 | 0 | 1 | D | 9 | 5 | C | 8
[26 empty] | 3560200% | 24:00 | 0 | 0 | 0 | 1 | 0 | 0 | 1 | 0 | 0 | 1 | 0 | 0 | 1 | 0 | 0 | 1 | 0 | 0 | 1 | 0 | 0 | 1 | 0 | 0 | E | 9 | 0 | E | 9 | 24.4 | E | 9 | 18.7 | E | 9 | 71 | A | 7 | 987 | E | 9 | 190 | E | 9 | 2.2 | E | 9 | 13966 | C | 8 | 77777 | E | 9 | 4 | E | 8 | 0.198 | F | 8 | 0.16 | F | 8 | 0 | 1 | D | 9 | 5 | C | 8
[26 empty] | 3560300% | 1:00 | 0 | 0 | 0 | 1 | 0 | 0 | 1 | 0 | 0 | 1 | 0 | 0 | 1 | 0 | 0 | 1 | 0 | 0 | 1 | 0 | 0 | 1 | 0 | 0 | E | 9 | 0 | E | 9 | 25.5 | E | 9 | 17.9 | E | 9 | 63 | A | 7 | 987 | E | 9 | 190 | E | 9 | 1.6 | E | 9 | 13255 | C | 8 | 77777 | E | 9 | 4 | E | 8 | 0.199 | F | 8 | 0.16 | F | 8 | 0 | 1 | D | 9 | 5 | C | 8
[26 empty] | 3560300% | 2:00 | 0 | 0 | 0 | 1 | 0 | 0 | 1 | 0 | 0 | 1 | 0 | 0 | 1 | 0 | 0 | 1 | 0 | 0 | 1 | 0 | 0 | 1 | 0 | 0 | E | 9 | 0 | E | 9 | 24.5 | E | 9 | 19.1 | E | 9 | 72 | A | 7 | 987 | E | 9 | 190 | E | 9 | 1.5 | E | 9 | 12544 | C | 8 | 77777 | E | 9 | 4 | E | 8 | 0.199 | F | 8 | 0.16 | F | 8 | 0 | 1 | D | 9 | 5 | C | 8
[26 empty] | 3560300% | 3:00 | 0 | 0 | 0 | 1 | 0 | 0 | 1 | 0 | 0 | 1 | 0 | 0 | 1 | 0 | 0 | 1 | 0 | 0 | 1 | 0 | 0 | 1 | 0 | 0 | E | 9 | 0 | E | 9 | 23.6 | E | 9 | 18.3 | E | 9 | 72 | A | 7 | 987 | E | 9 | 200 | E | 9 | 2.4 | E | 9 | 11833 | C | 8 | 77777 | E | 9 | 4 | E | 8 | 0.199 | F | 8 | 0.16 | F | 8 | 0 | 1 | D | 9 | 5 | C | 8
[26 empty] | 3560300% | 4:00 | 0 | 0 | 0 | 1 | 0 | 0 | 1 | 0 | 0 | 1 | 0 | 0 | 1 | 0 | 0 | 1 | 0 | 0 | 1 | 0 | 0 | 1 | 0 | 0 | E | 9 | 0 | E | 9 | 22.8 | E | 9 | 18.6 | E | 9 | 77 | A | 7 | 987 | E | 9 | 200 | E | 9 | 1.2 | E | 9 | 11122 | C | 8 | 77777 | E | 9 | 4.1 | E | 8 | 0.199 | F | 8 | 0.16 | F | 8 | 0 | 1 | D | 9 | 5 | C | 8
[26 empty] | 3560300% | 5:00 | 6 | 320 | 0 | 1 | 28 | 0 | 1 | 31 | 0 | 1 | 28 | 0 | 1 | 28 | 0 | 1 | 31 | 0 | 1 | 28 | 0 | 1 | 50 | 0 | E | 9 | 0 | E | 9 | 20.9 | E | 9 | 18.7 | E | 9 | 87 | A | 7 | 987 | E | 9 | 210 | E | 9 | 0.6 | E | 9 | 10411 | C | 8 | 77777 | E | 9 | 4.1 | E | 8 | 0.199 | F | 8 | 0.16 | F | 8 | 0 | 1 | D | 9 | 5 | C | 8
[26 empty] | 3560300% | 6:00 | 166 | 1322 | 46 | 1 | 24 | 36 | 1 | 27 | 41 | 1 | 24 | 50 | 1 | 24 | 25 | 1 | 27 | 47 | 1 | 24 | 100 | 1 | 43 | 5 | E | 9 | 5 | A | 7 | 23 | A | 7 | 19 | A | 7 | 78 | A | 7 | 987 | E | 9 | 210 | A | 7 | 1.5 | A | 7 | 9700 | B | 7 | 77777 | A | 7 | 4.1 | E | 8 | 0.199 | F | 8 | 0.16 | F | 8 | 0 | 1 | D | 9 | 5 | C | 8
[26 empty] | 3560300% | 7:00 | 406 | 1322 | 173 | 1 | 24 | 122 | 1 | 27 | 135 | 1 | 24 | 186 | 1 | 24 | 112 | 1 | 27 | 152 | 1 | 24 | 303 | 1 | 43 | 5 | E | 9 | 5 | A | 7 | 24 | A | 7 | 19 | A | 7 | 74 | A | 7 | 987 | E | 9 | 220 | A | 7 | 3.1 | A | 7 | 9700 | B | 7 | 77777 | A | 7 | 4.1 | E | 8 | 0.199 | F | 8 | 0.16 | F | 8 | 0 | 1 | D | 9 | 5 | C | 8
[26 empty] | 3560300% | 8:00 | 644 | 1322 | 371 | 1 | 24 | 451 | 1 | 27 | 151 | 1 | 24 | 395 | 1 | 24 | 450 | 1 | 27 | 175 | 1 | 24 | 312 | 1 | 43 | 2 | E | 9 | 2 | A | 7 | 26 | A | 7 | 19 | A | 7 | 65 | A | 7 | 987 | E | 9 | 240 | A | 7 | 3.1 | A | 7 | 11300 | B | 7 | 77777 | A | 7 | 4.1 | E | 8 | 0.199 | F | 8 | 0.16 | F | 8 | 0 | 1 | D | 9 | 5 | C | 8
[26 empty] | 3560300% | 9:00 | 860 | 1322 | 442 | 1 | 24 | 284 | 1 | 27 | 257 | 1 | 24 | 480 | 1 | 24 | 304 | 1 | 27 | 281 | 1 | 24 | 675 | 1 | 43 | 5 | E | 9 | 5 | A | 7 | 28 | A | 7 | 21 | A | 7 | 66 | A | 7 | 987 | E | 9 | 270 | A | 7 | 3.6 | A | 7 | 11300 | B | 7 | 77777 | A | 7 | 4 | E | 8 | 0.199 | F | 8 | 0.16 | F | 8 | 0 | 1 | D | 9 | 5 | C | 8
[26 empty] | 3560300% | 10:00 | 1041 | 1322 | 406 | 1 | 24 | 84 | 1 | 27 | 339 | 1 | 24 | 447 | 1 | 24 | 86 | 1 | 27 | 379 | 1 | 24 | 1342 | 1 | 43 | 9 | E | 9 | 9 | A | 7 | 29 | A | 7 | 21 | A | 7 | 62 | A | 7 | 987 | E | 9 | 300 | A | 7 | 5.1 | A | 7 | 11300 | B | 7 | 1110 | A | 7 | 4 | E | 8 | 0.199 | F | 8 | 0.16 | F | 8 | 0 | 1 | D | 9 | 5 | C | 8
[26 empty] | 3560300% | 11:00 | 1174 | 1322 | 634 | 1 | 24 | 93 | 1 | 27 | 551 | 1 | 24 | 698 | 1 | 24 | 97 | 1 | 27 | 611 | 1 | 24 | 2436 | 1 | 43 | 9 | E | 9 | 9 | A | 7 | 29 | A | 7 | 21 | A | 7 | 62 | A | 7 | 987 | E | 9 | 250 | A | 7 | 5.1 | A | 7 | 9700 | B | 7 | 1260 | A | 7 | 3.9 | E | 8 | 0.199 | F | 8 | 0.16 | F | 8 | 0 | 1 | D | 9 | 5 | C | 8
[26 empty] | 3560300% | 12:00 | 1250 | 1322 | 750 | 1 | 24 | 261 | 1 | 27 | 503 | 1 | 24 | 814 | 1 | 24 | 283 | 1 | 27 | 546 | 1 | 24 | 3273 | 1 | 43 | 9 | E | 9 | 9 | A | 7 | 30 | A | 7 | 21 | A | 7 | 59 | A | 7 | 987 | E | 9 | 310 | A | 7 | 5.1 | A | 7 | 8000 | B | 7 | 1350 | A | 7 | 3.9 | E | 8 | 0.199 | F | 8 | 0.16 | F | 8 | 0 | 1 | D | 9 | 5 | C | 8
[26 empty] | 3560300% | 13:00 | 1264 | 1322 | 280 | 1 | 24 | 0 | 1 | 27 | 280 | 1 | 24 | 341 | 1 | 24 | 0 | 1 | 27 | 341 | 1 | 24 | 1352 | 1 | 43 | 10 | E | 9 | 10 | A | 7 | 25 | A | 7 | 22 | A | 7 | 83 | A | 7 | 987 | E | 9 | 240 | A | 7 | 3.6 | A | 7 | 6400 | B | 7 | 1050 | A | 7 | 3.8 | E | 8 | 0.199 | F | 8 | 0.16 | F | 8 | 0 | 1 | D | 9 | 81 | C | 8
[26 empty] | 3560300% | 14:00 | 1215 | 1322 | 444 | 1 | 24 | 42 | 1 | 27 | 406 | 1 | 24 | 491 | 1 | 24 | 43 | 1 | 27 | 452 | 1 | 24 | 2064 | 1 | 43 | 9 | E | 9 | 9 | A | 7 | 29 | A | 7 | 22 | A | 7 | 66 | A | 7 | 987 | E | 9 | 280 | A | 7 | 5.7 | A | 7 | 6400 | B | 7 | 3600 | A | 7 | 3.8 | E | 8 | 0.199 | F | 8 | 0.16 | F | 8 | 0 | 1 | D | 9 | 5 | C | 8
[26 empty] | 3560300% | 15:00 | 1105 | 1322 | 597 | 1 | 24 | 63 | 1 | 27 | 544 | 1 | 24 | 656 | 1 | 24 | 66 | 1 | 27 | 601 | 1 | 24 | 2131 | 1 | 43 | 9 | E | 9 | 9 | A | 7 | 29.1 | B | 8 | 21.6 | B | 8 | 64 | A | 7 | 987 | E | 9 | 280 | A | 7 | 5.1 | A | 7 | 6400 | B | 7 | 3600 | A | 7 | 3.8 | E | 8 | 0.199 | F | 8 | 0.16 | F | 8 | 0 | 1 | D | 9 | 5 | C | 8
[26 empty] | 3560300% | 16:00 | 944 | 1322 | 387 | 1 | 24 | 34 | 1 | 27 | 363 | 1 | 24 | 441 | 1 | 24 | 34 | 1 | 27 | 417 | 1 | 24 | 1457 | 1 | 43 | 9 | E | 9 | 9 | A | 7 | 29 | A | 7 | 21 | A | 7 | 62 | A | 7 | 987 | E | 9 | 300 | A | 7 | 5.7 | A | 7 | 6400 | B | 7 | 3600 | A | 7 | 3.7 | E | 8 | 0.199 | F | 8 | 0.16 | F | 8 | 0 | 1 | D | 9 | 5 | C | 8
[26 empty] | 3560300% | 17:00 | 741 | 1322 | 193 | 1 | 24 | 46 | 1 | 27 | 167 | 1 | 24 | 213 | 1 | 24 | 46 | 1 | 27 | 187 | 1 | 24 | 557 | 1 | 43 | 9 | E | 9 | 9 | A | 7 | 29 | A | 7 | 21 | A | 7 | 62 | A | 7 | 987 | E | 9 | 290 | A | 7 | 4.1 | A | 7 | 8000 | B | 7 | 3600 | A | 7 | 3.7 | E | 8 | 0.199 | F | 8 | 0.16 | F | 8 | 0 | 1 | D | 9 | 5 | C | 8
[26 empty] | 3560300% | 18:00 | 510 | 1322 | 108 | 1 | 24 | 18 | 1 | 27 | 101 | 1 | 24 | 119 | 1 | 24 | 17 | 1 | 27 | 112 | 1 | 24 | 303 | 1 | 43 | 9 | E | 9 | 9 | A | 7 | 30 | A | 7 | 19 | A | 7 | 52 | A | 7 | 987 | E | 9 | 320 | A | 7 | 4.1 | A | 7 | 9700 | B | 7 | 4200 | A | 7 | 3.6 | E | 8 | 0.199 | F | 8 | 0.16 | F | 8 | 0 | 1 | D | 9 | 5 | C | 8
[26 empty] | 3560300% | 19:00 | 269 | 1322 | 82 | 1 | 24 | 98 | 1 | 27 | 62 | 1 | 24 | 90 | 1 | 24 | 77 | 1 | 27 | 75 | 1 | 24 | 133 | 1 | 43 | 5 | E | 9 | 5 | A | 7 | 29 | A | 7 | 19 | A | 7 | 55 | A | 7 | 987 | E | 9 | 340 | A | 7 | 3.1 | A | 7 | 12900 | B | 7 | 77777 | A | 7 | 3.6 | E | 8 | 0.199 | F | 8 | 0.16 | F | 8 | 0 | 1 | D | 9 | 5 | C | 8
[26 empty] | 3560300% | 20:00 | 49 | 893 | 11 | 1 | 24 | 9 | 1 | 27 | 10 | 1 | 24 | 12 | 1 | 24 | 5 | 1 | 27 | 11 | 1 | 24 | 26 | 1 | 43 | 2 | E | 9 | 2 | A | 7 | 28 | A | 7 | 18 | A | 7 | 55 | A | 7 | 987 | E | 9 | 350 | A | 7 | 1.5 | A | 7 | 16100 | B | 7 | 77777 | A | 7 | 3.5 | E | 8 | 0.199 | F | 8 | 0.16 | F | 8 | 0 | 1 | D | 9 | 5 | C | 8
[26 empty] | 3560300% | 21:00 | 0 | 0 | 0 | 1 | 0 | 0 | 1 | 0 | 0 | 1 | 0 | 0 | 1 | 0 | 0 | 1 | 0 | 0 | 1 | 0 | 0 | 1 | 0 | 3 | E | 9 | 3 | A | 7 | 25 | A | 7 | 17 | A | 7 | 61 | A | 7 | 987 | E | 9 | 350 | A | 7 | 1.5 | A | 7 | 16100 | B | 7 | 77777 | A | 7 | 3.5 | E | 8 | 0.199 | F | 8 | 0.16 | F | 8 | 0 | 1 | D | 9 | 5 | C | 8
[26 empty] | 3560300% | 22:00 | 0 | 0 | 0 | 1 | 0 | 0 | 1 | 0 | 0 | 1 | 0 | 0 | 1 | 0 | 0 | 1 | 0 | 0 | 1 | 0 | 0 | 1 | 0 | 3 | E | 9 | 3 | E | 9 | 23.9 | E | 9 | 17.6 | E | 9 | 68 | A | 7 | 987 | E | 9 | 230 | E | 9 | 1 | E | 9 | 17100 | C | 8 | 21906 | E | 9 | 3.5 | E | 8 | 0.199 | F | 8 | 0.16 | F | 8 | 0 | 1 | D | 9 | 5 | C | 8
[26 empty] | 3560300% | 23:00 | 0 | 0 | 0 | 1 | 0 | 0 | 1 | 0 | 0 | 1 | 0 | 0 | 1 | 0 | 0 | 1 | 0 | 0 | 1 | 0 | 0 | 1 | 0 | 3 | E | 9 | 3 | E | 9 | 22.8 | E | 9 | 17.2 | E | 9 | 71 | A | 7 | 987 | E | 9 | 190 | E | 9 | 1 | E | 9 | 18100 | C | 8 | 21811 | E | 9 | 3.4 | E | 8 | 0.199 | F | 8 | 0.16 | F | 8 | 0 | 1 | D | 9 | 5 | C | 8
[26 empty] | 3560300% | 24:00 | 0 | 0 | 0 | 1 | 0 | 0 | 1 | 0 | 0 | 1 | 0 | 0 | 1 | 0 | 0 | 1 | 0 | 0 | 1 | 0 | 0 | 1 | 0 | 3 | E | 9 | 3 | E | 9 | 21.6 | E | 9 | 15.8 | E | 9 | 70 | A | 7 | 987 | E | 9 | 100 | E | 9 | 1.1 | E | 9 | 19100 | C | 8 | 21717 | E | 9 | 3.4 | E | 8 | 0.199 | F | 8 | 0.16 | F | 8 | 0 | 1 | D | 9 | 5 | C | 8
[26 empty] | 3560400% | 1:00 | 0 | 0 | 0 | 1 | 0 | 0 | 1 | 0 | 0 | 1 | 0 | 0 | 1 | 0 | 0 | 1 | 0 | 0 | 1 | 0 | 0 | 1 | 0 | 3 | E | 9 | 2 | E | 9 | 21.5 | E | 9 | 14.8 | E | 9 | 66 | A | 7 | 987 | E | 9 | 360 | E | 9 | 1.3 | E | 9 | 20100 | C | 8 | 77777 | E | 9 | 3.3 | E | 8 | 0.199 | F | 8 | 0.16 | F | 8 | 0 | 1 | D | 9 | 5 | C | 8
[26 empty] | 3560400% | 2:00 | 0 | 0 | 0 | 1 | 0 | 0 | 1 | 0 | 0 | 1 | 0 | 0 | 1 | 0 | 0 | 1 | 0 | 0 | 1 | 0 | 0 | 1 | 0 | 0 | E | 9 | 0 | E | 9 | 20.4 | E | 9 | 13.8 | E | 9 | 66 | A | 7 | 987 | E | 9 | 300 | E | 9 | 1.3 | E | 9 | 21100 | C | 8 | 77777 | E | 9 | 3.3 | E | 8 | 0.199 | F | 8 | 0.16 | F | 8 | 0 | 1 | D | 9 | 5 | C | 8
[26 empty] | 3560400% | 3:00 | 0 | 0 | 0 | 1 | 0 | 0 | 1 | 0 | 0 | 1 | 0 | 0 | 1 | 0 | 0 | 1 | 0 | 0 | 1 | 0 | 0 | 1 | 0 | 2 | E | 9 | 2 | E | 9 | 19.3 | E | 9 | 14.4 | E | 9 | 73 | A | 7 | 987 | E | 9 | 0 | E | 9 | 0 | E | 9 | 22100 | C | 8 | 77777 | E | 9 | 3.2 | E | 8 | 0.199 | F | 8 | 0.16 | F | 8 | 0 | 1 | D | 9 | 5 | C | 8
[26 empty] | 3560400% | 4:00 | 0 | 0 | 0 | 1 | 0 | 0 | 1 | 0 | 0 | 1 | 0 | 0 | 1 | 0 | 0 | 1 | 0 | 0 | 1 | 0 | 0 | 1 | 0 | 2 | E | 9 | 2 | E | 9 | 19.1 | E | 9 | 12.8 | E | 9 | 67 | A | 7 | 987 | E | 9 | 0 | E | 9 | 0 | E | 9 | 23100 | C | 8 | 21949 | E | 9 | 3.2 | E | 8 | 0.199 | F | 8 | 0.16 | F | 8 | 0 | 1 | D | 9 | 5 | C | 8
[26 empty] | 3560400% | 5:00 | 6 | 320 | 0 | 1 | 24 | 0 | 1 | 27 | 0 | 1 | 24 | 0 | 1 | 24 | 0 | 1 | 27 | 0 | 1 | 24 | 0 | 1 | 43 | 2 | E | 9 | 2 | A | 7 | 18 | A | 7 | 12.8 | E | 9 | 72 | A | 7 | 987 | E | 9 | 0 | A | 7 | 0 | A | 7 | 24100 | B | 7 | 77777 | A | 7 | 3.1 | E | 8 | 0.199 | F | 8 | 0.16 | F | 8 | 0 | 1 | D | 9 | 5 | C | 8
[26 empty] | 3560400% | 6:00 | 165 | 1322 | 48 | 1 | 24 | 74 | 1 | 27 | 39 | 1 | 24 | 53 | 1 | 24 | 46 | 1 | 27 | 47 | 1 | 24 | 82 | 1 | 43 | 5 | E | 9 | 5 | A | 7 | 18 | A | 7 | 13 | A | 7 | 73 | A | 7 | 987 | E | 9 | 350 | E | 9 | 1.5 | A | 7 | 32200 | B | 7 | 77777 | A | 7 | 3.1 | E | 8 | 0.199 | F | 8 | 0.16 | F | 8 | 0 | 1 | D | 9 | 5 | C | 8
[26 empty] | 3560400% | 7:00 | 405 | 1322 | 175 | 1 | 24 | 203 | 1 | 27 | 112 | 1 | 24 | 185 | 1 | 24 | 185 | 1 | 27 | 129 | 1 | 24 | 222 | 1 | 43 | 5 | E | 9 | 5 | A | 7 | 19 | A | 7 | 15 | A | 7 | 78 | A | 7 | 987 | E | 9 | 340 | E | 9 | 1.5 | A | 7 | 32200 | B | 7 | 77777 | A | 7 | 3.1 | E | 8 | 0.199 | F | 8 | 0.16 | F | 8 | 0 | 1 | D | 9 | 5 | C | 8
[26 empty] | 3560400% | 8:00 | 643 | 1322 | 381 | 1 | 24 | 460 | 1 | 27 | 157 | 1 | 24 | 404 | 1 | 24 | 459 | 1 | 27 | 180 | 1 | 24 | 326 | 1 | 43 | 5 | E | 9 | 5 | A | 7 | 23 | A | 7 | 15 | A | 7 | 61 | A | 7 | 987 | E | 9 | 330 | E | 9 | 1.5 | A | 7 | 32200 | B | 7 | 77777 | A | 7 | 3.1 | E | 8 | 0.199 | F | 8 | 0.16 | F | 8 | 0 | 1 | D | 9 | 5 | C | 8
[26 empty] | 3560400% | 9:00 | 859 | 1322 | 502 | 1 | 24 | 447 | 1 | 27 | 211 | 1 | 24 | 538 | 1 | 24 | 462 | 1 | 27 | 237 | 1 | 24 | 536 | 1 | 43 | 5 | E | 9 | 5 | A | 7 | 27 | A | 7 | 16 | A | 7 | 51 | A | 7 | 987 | E | 9 | 320 | E | 9 | 2.6 | A | 7 | 32200 | B | 7 | 77777 | A | 7 | 3.1 | E | 8 | 0.199 | F | 8 | 0.16 | F | 8 | 0 | 1 | D | 9 | 5 | C | 8
[26 empty] | 3560400% | 10:00 | 1041 | 1322 | 636 | 1 | 24 | 425 | 1 | 27 | 301 | 1 | 24 | 676 | 1 | 24 | 443 | 1 | 27 | 327 | 1 | 24 | 1052 | 1 | 43 | 5 | E | 9 | 5 | A | 7 | 28 | A | 7 | 14 | A | 7 | 42 | A | 7 | 987 | E | 9 | 310 | E | 9 | 2.6 | A | 7 | 32200 | B | 7 | 77777 | A | 7 | 3.1 | E | 8 | 0.199 | F | 8 | 0.16 | F | 8 | 0 | 1 | D | 9 | 5 | C | 8
[26 empty] | 3560400% | 11:00 | 1174 | 1322 | 722 | 1 | 24 | 505 | 1 | 27 | 272 | 1 | 24 | 789 | 1 | 24 | 529 | 1 | 27 | 318 | 1 | 24 | 1376 | 1 | 43 | 5 | E | 9 | 5 | A | 7 | 28 | A | 7 | 15 | A | 7 | 45 | A | 7 | 987 | E | 9 | 300 | E | 9 | 2.6 | A | 7 | 32200 | B | 7 | 77777 | A | 7 | 3.1 | E | 8 | 0.199 | F | 8 | 0.16 | F | 8 | 0 | 1 | D | 9 | 5 | C | 8
[26 empty] | 3560400% | 12:00 | 1250 | 1322 | 722 | 1 | 24 | 396 | 1 | 27 | 348 | 1 | 24 | 780 | 1 | 24 | 414 | 1 | 27 | 387 | 1 | 24 | 2519 | 1 | 43 | 5 | E | 9 | 5 | A | 7 | 30 | A | 7 | 13 | A | 7 | 35 | A | 7 | 987 | E | 9 | 290 | A | 7 | 5.1 | A | 7 | 32200 | B | 7 | 77777 | A | 7 | 3.1 | E | 8 | 0.199 | F | 8 | 0.16 | F | 8 | 0 | 1 | D | 9 | 5 | C | 8
[26 empty] | 3560400% | 13:00 | 1264 | 1322 | 746 | 1 | 24 | 372 | 1 | 27 | 390 | 1 | 24 | 827 | 1 | 24 | 405 | 1 | 27 | 439 | 1 | 24 | 2681 | 1 | 43 | 5 | E | 9 | 5 | A | 7 | 31 | A | 7 | 15 | A | 7 | 38 | A | 7 | 987 | E | 9 | 310 | B | 8 | 3.1 | A | 7 | 32200 | B | 7 | 77777 | A | 7 | 3 | E | 8 | 0.199 | F | 8 | 0.16 | F | 8 | 0 | 1 | D | 9 | 5 | C | 8
[26 empty] | 3560400% | 14:00 | 1215 | 1322 | 521 | 1 | 24 | 197 | 1 | 27 | 340 | 1 | 24 | 580 | 1 | 24 | 215 | 1 | 27 | 383 | 1 | 24 | 1825 | 1 | 43 | 5 | E | 9 | 5 | A | 7 | 32 | A | 7 | 13 | A | 7 | 31 | A | 7 | 987 | E | 9 | 320 | A | 7 | 4.1 | A | 7 | 32200 | B | 7 | 77777 | A | 7 | 3 | E | 8 | 0.199 | F | 8 | 0.16 | F | 8 | 0 | 1 | D | 9 | 5 | C | 8
[26 empty] | 3560400% | 15:00 | 1106 | 1322 | 314 | 1 | 24 | 2 | 1 | 27 | 312 | 1 | 24 | 371 | 1 | 24 | 2 | 1 | 27 | 369 | 1 | 24 | 1423 | 1 | 43 | 9 | E | 9 | 9 | A | 7 | 32 | A | 7 | 12 | A | 7 | 29 | A | 7 | 987 | E | 9 | 310 | A | 7 | 5.1 | A | 7 | 32200 | B | 7 | 4500 | A | 7 | 3 | E | 8 | 0.199 | F | 8 | 0.16 | F | 8 | 0 | 1 | D | 9 | 5 | C | 8
[26 empty] | 3560400% | 16:00 | 944 | 1322 | 293 | 1 | 24 | 0 | 1 | 27 | 292 | 1 | 24 | 339 | 1 | 24 | 0 | 1 | 27 | 339 | 1 | 24 | 1270 | 1 | 43 | 9 | E | 9 | 9 | A | 7 | 33 | A | 7 | 12 | A | 7 | 28 | A | 7 | 987 | E | 9 | 340 | A | 7 | 3.1 | A | 7 | 32200 | B | 7 | 4500 | A | 7 | 3 | E | 8 | 0.199 | F | 8 | 0.16 | F | 8 | 0 | 1 | D | 9 | 5 | C | 8
[26 empty] | 3560400% | 17:00 | 741 | 1322 | 390 | 1 | 24 | 270 | 1 | 27 | 238 | 1 | 24 | 418 | 1 | 24 | 285 | 1 | 27 | 258 | 1 | 24 | 571 | 1 | 43 | 5 | E | 9 | 5 | A | 7 | 32 | A | 7 | 13 | A | 7 | 31 | A | 7 | 987 | E | 9 | 350 | A | 7 | 5.7 | A | 7 | 32200 | B | 7 | 77777 | A | 7 | 3 | E | 8 | 0.199 | F | 8 | 0.16 | F | 8 | 0 | 1 | D | 9 | 5 | C | 8
[26 empty] | 3560400% | 18:00 | 511 | 1322 | 264 | 1 | 24 | 379 | 1 | 27 | 117 | 1 | 24 | 280 | 1 | 24 | 361 | 1 | 27 | 140 | 1 | 24 | 225 | 1 | 43 | 3 | E | 9 | 3 | A | 7 | 29 | A | 7 | 13 | A | 7 | 37 | A | 7 | 987 | E | 9 | 360 | A | 7 | 4.1 | A | 7 | 32200 | B | 7 | 77777 | A | 7 | 3 | E | 8 | 0.199 | F | 8 | 0.16 | F | 8 | 0 | 1 | D | 9 | 5 | C | 8
[26 empty] | 3560400% | 19:00 | 269 | 1322 | 85 | 1 | 25 | 123 | 1 | 28 | 60 | 1 | 25 | 91 | 1 | 25 | 93 | 1 | 28 | 72 | 1 | 25 | 110 | 1 | 45 | 3 | B | 8 | 3 | B | 8 | 28.1 | B | 8 | 12.6 | B | 8 | 38 | A | 7 | 987 | E | 9 | 20 | B | 8 | 3.1 | B | 8 | 32200 | C | 8 | 77777 | B | 8 | 3 | E | 8 | 0.199 | F | 8 | 0.16 | F | 8 | 0 | 1 | D | 9 | 5 | C | 8
[26 empty] | 3560400% | 20:00 | 49 | 892 | 11 | 1 | 24 | 14 | 1 | 27 | 10 | 1 | 24 | 12 | 1 | 24 | 6 | 1 | 27 | 12 | 1 | 24 | 21 | 1 | 43 | 3 | E | 9 | 3 | A | 7 | 27 | A | 7 | 12 | A | 7 | 39 | A | 7 | 987 | E | 9 | 30 | A | 7 | 2.1 | A | 7 | 32200 | B | 7 | 77777 | A | 7 | 3 | E | 8 | 0.199 | F | 8 | 0.16 | F | 8 | 0 | 1 | D | 9 | 5 | C | 8
[26 empty] | 3560400% | 21:00 | 0 | 0 | 0 | 1 | 0 | 0 | 1 | 0 | 0 | 1 | 0 | 0 | 1 | 0 | 0 | 1 | 0 | 0 | 1 | 0 | 0 | 1 | 0 | 2 | E | 9 | 2 | A | 7 | 27 | A | 7 | 12 | A | 7 | 39 | A | 7 | 987 | E | 9 | 30 | A | 7 | 1.5 | A | 7 | 16100 | B | 7 | 77777 | A | 7 | 3 | E | 8 | 0.199 | F | 8 | 0.16 | F | 8 | 0 | 1 | D | 9 | 5 | C | 8
[26 empty] | 3560400% | 22:00 | 0 | 0 | 0 | 1 | 0 | 0 | 1 | 0 | 0 | 1 | 0 | 0 | 1 | 0 | 0 | 1 | 0 | 0 | 1 | 0 | 0 | 1 | 0 | 8 | E | 9 | 7 | E | 9 | 25.5 | E | 9 | 12.1 | E | 9 | 43 | A | 7 | 987 | E | 9 | 30 | E | 9 | 1.5 | E | 9 | 17100 | C | 8 | 77777 | E | 9 | 3 | E | 8 | 0.199 | F | 8 | 0.16 | F | 8 | 0 | 1 | D | 9 | 5 | C | 8
[26 empty] | 3560400% | 23:00 | 0 | 0 | 0 | 1 | 0 | 0 | 1 | 0 | 0 | 1 | 0 | 0 | 1 | 0 | 0 | 1 | 0 | 0 | 1 | 0 | 0 | 1 | 0 | 8 | E | 9 | 4 | E | 9 | 24 | E | 9 | 13.2 | E | 9 | 51 | A | 7 | 987 | E | 9 | 50 | E | 9 | 0.3 | E | 9 | 18100 | C | 8 | 77777 | E | 9 | 3 | E | 8 | 0.199 | F | 8 | 0.16 | F | 8 | 0 | 1 | D | 9 | 5 | C | 8
[26 empty] | 3560400% | 24:00 | 0 | 0 | 0 | 1 | 0 | 0 | 1 | 0 | 0 | 1 | 0 | 0 | 1 | 0 | 0 | 1 | 0 | 0 | 1 | 0 | 0 | 1 | 0 | 6 | E | 9 | 5 | E | 9 | 22.5 | E | 9 | 13.3 | E | 9 | 56 | A | 7 | 987 | E | 9 | 70 | E | 9 | 0.8 | E | 9 | 19100 | C | 8 | 77777 | E | 9 | 3 | E | 8 | 0.199 | F | 8 | 0.16 | F | 8 | 0 | 1 | D | 9 | 5 | C | 8
[26 empty] | 3560500% | 1:00 | 0 | 0 | 0 | 1 | 0 | 0 | 1 | 0 | 0 | 1 | 0 | 0 | 1 | 0 | 0 | 1 | 0 | 0 | 1 | 0 | 0 | 1 | 0 | 3 | E | 9 | 1 | E | 9 | 20.1 | E | 9 | 13.4 | E | 9 | 65 | A | 7 | 987 | E | 9 | 360 | E | 9 | 0.2 | E | 9 | 20100 | C | 8 | 77777 | E | 9 | 3 | E | 8 | 0.199 | F | 8 | 0.16 | F | 8 | 0 | 1 | D | 9 | 5 | C | 8
[26 empty] | 3560500% | 2:00 | 0 | 0 | 0 | 1 | 0 | 0 | 1 | 0 | 0 | 1 | 0 | 0 | 1 | 0 | 0 | 1 | 0 | 0 | 1 | 0 | 0 | 1 | 0 | 0 | E | 9 | 0 | E | 9 | 19.5 | E | 9 | 13.6 | E | 9 | 69 | A | 7 | 987 | E | 9 | 350 | E | 9 | 0.2 | E | 9 | 21100 | C | 8 | 77777 | E | 9 | 3 | E | 8 | 0.199 | F | 8 | 0.16 | F | 8 | 0 | 1 | D | 9 | 5 | C | 8
[26 empty] | 3560500% | 3:00 | 0 | 0 | 0 | 1 | 0 | 0 | 1 | 0 | 0 | 1 | 0 | 0 | 1 | 0 | 0 | 1 | 0 | 0 | 1 | 0 | 0 | 1 | 0 | 5 | E | 9 | 5 | E | 9 | 18 | E | 9 | 12.7 | E | 9 | 71 | A | 7 | 987 | E | 9 | 360 | E | 9 | 0.1 | E | 9 | 22100 | C | 8 | 18533 | E | 9 | 3 | E | 8 | 0.199 | F | 8 | 0.16 | F | 8 | 0 | 1 | D | 9 | 5 | C | 8
[26 empty] | 3560500% | 4:00 | 0 | 0 | 0 | 1 | 0 | 0 | 1 | 0 | 0 | 1 | 0 | 0 | 1 | 0 | 0 | 1 | 0 | 0 | 1 | 0 | 0 | 1 | 0 | 0 | E | 9 | 0 | E | 9 | 17.6 | E | 9 | 12.8 | E | 9 | 73 | A | 7 | 987 | E | 9 | 0 | E | 9 | 0 | E | 9 | 23100 | C | 8 | 77777 | E | 9 | 3 | E | 8 | 0.199 | F | 8 | 0.16 | F | 8 | 0 | 1 | D | 9 | 5 | C | 8
[26 empty] | 3560500% | 5:00 | 6 | 319 | 0 | 1 | 24 | 3 | 1 | 27 | 0 | 1 | 24 | 0 | 1 | 24 | 0 | 1 | 27 | 0 | 1 | 24 | 0 | 1 | 43 | 3 | E | 9 | 3 | A | 7 | 18 | A | 7 | 12.9 | E | 9 | 72 | A | 7 | 987 | E | 9 | 0 | A | 7 | 0 | A | 7 | 24100 | B | 7 | 77777 | A | 7 | 3 | E | 8 | 0.199 | F | 8 | 0.16 | F | 8 | 0 | 1 | D | 9 | 5 | C | 8
[26 empty] | 3560500% | 6:00 | 164 | 1322 | 64 | 1 | 24 | 222 | 1 | 27 | 36 | 1 | 24 | 67 | 1 | 24 | 129 | 1 | 27 | 51 | 1 | 24 | 64 | 1 | 43 | 0 | E | 9 | 0 | A | 7 | 18 | A | 7 | 13 | A | 7 | 73 | A | 7 | 987 | E | 9 | 360 | B | 8 | 1.5 | A | 7 | 16100 | B | 7 | 77777 | A | 7 | 3 | E | 8 | 0.199 | F | 8 | 0.16 | F | 8 | 0 | 1 | D | 9 | 5 | C | 8
[26 empty] | 3560500% | 7:00 | 404 | 1322 | 226 | 1 | 24 | 519 | 1 | 27 | 68 | 1 | 24 | 236 | 1 | 24 | 462 | 1 | 27 | 95 | 1 | 24 | 129 | 1 | 43 | 0 | E | 9 | 0 | A | 7 | 21 | A | 7 | 14 | A | 7 | 64 | A | 7 | 987 | E | 9 | 0 | A | 7 | 0 | A | 7 | 16100 | B | 7 | 77777 | A | 7 | 3 | E | 8 | 0.199 | F | 8 | 0.16 | F | 8 | 0 | 1 | D | 9 | 5 | C | 8
[26 empty] | 3560500% | 8:00 | 642 | 1322 | 423 | 1 | 24 | 674 | 1 | 27 | 96 | 1 | 24 | 449 | 1 | 24 | 666 | 1 | 27 | 125 | 1 | 24 | 206 | 1 | 43 | 0 | E | 9 | 0 | A | 7 | 24 | A | 7 | 16 | A | 7 | 61 | A | 7 | 987 | E | 9 | 310 | B | 8 | 1.5 | A | 7 | 16100 | B | 7 | 77777 | A | 7 | 3 | E | 8 | 0.199 | F | 8 | 0.16 | F | 8 | 0 | 1 | D | 9 | 5 | C | 8
[26 empty] | 3560500% | 9:00 | 858 | 1322 | 613 | 1 | 24 | 760 | 1 | 27 | 119 | 1 | 24 | 642 | 1 | 24 | 760 | 1 | 27 | 148 | 1 | 24 | 288 | 1 | 43 | 0 | E | 9 | 0 | A | 7 | 27 | A | 7 | 16 | A | 7 | 51 | A | 7 | 987 | E | 9 | 250 | A | 7 | 2.6 | A | 7 | 16100 | B | 7 | 77777 | A | 7 | 3 | E | 8 | 0.199 | F | 8 | 0.16 | F | 8 | 0 | 1 | D | 9 | 5 | C | 8
[26 empty] | 3560500% | 10:00 | 1040 | 1322 | 775 | 1 | 25 | 812 | 1 | 28 | 136 | 1 | 25 | 823 | 1 | 25 | 820 | 1 | 28 | 176 | 1 | 25 | 446 | 1 | 45 | 0 | B | 8 | 0 | B | 8 | 28 | A | 7 | 17 | A | 7 | 51 | A | 7 | 987 | E | 9 | 240 | A | 7 | 3.6 | A | 7 | 16100 | B | 7 | 77777 | B | 8 | 3 | E | 8 | 0.199 | F | 8 | 0.16 | F | 8 | 0 | 1 | D | 9 | 5 | C | 8
[26 empty] | 3560500% | 11:00 | 1173 | 1322 | 895 | 1 | 24 | 842 | 1 | 27 | 147 | 1 | 24 | 959 | 1 | 24 | 854 | 1 | 27 | 199 | 1 | 24 | 704 | 1 | 43 | 0 | E | 9 | 0 | A | 7 | 30 | A | 7 | 17 | A | 7 | 46 | A | 7 | 987 | E | 9 | 260 | A | 7 | 3.1 | A | 7 | 16100 | B | 7 | 77777 | A | 7 | 3 | E | 8 | 0.199 | F | 8 | 0.16 | F | 8 | 0 | 1 | D | 9 | 5 | C | 8
[26 empty] | 3560500% | 12:00 | 1250 | 1322 | 754 | 1 | 24 | 585 | 1 | 27 | 201 | 1 | 24 | 817 | 1 | 24 | 602 | 1 | 27 | 247 | 1 | 24 | 1431 | 1 | 43 | 2 | E | 9 | 2 | A | 7 | 32 | A | 7 | 17 | A | 7 | 41 | A | 7 | 987 | E | 9 | 250 | A | 7 | 3.1 | A | 7 | 16100 | B | 7 | 77777 | A | 7 | 3 | E | 8 | 0.199 | F | 8 | 0.16 | F | 8 | 0 | 1 | D | 9 | 5 | C | 8
[26 empty] | 3560500% | 13:00 | 1264 | 1322 | 875 | 1 | 24 | 646 | 1 | 27 | 257 | 1 | 24 | 933 | 1 | 24 | 658 | 1 | 27 | 303 | 1 | 24 | 1976 | 1 | 43 | 3 | E | 9 | 3 | A | 7 | 33 | A | 7 | 17 | A | 7 | 38 | A | 7 | 987 | E | 9 | 260 | A | 7 | 5.1 | A | 7 | 16100 | B | 7 | 77777 | A | 7 | 3 | E | 8 | 0.199 | F | 8 | 0.16 | F | 8 | 0 | 1 | D | 9 | 5 | C | 8
[26 empty] | 3560500% | 14:00 | 1215 | 1322 | 850 | 1 | 24 | 682 | 1 | 27 | 223 | 1 | 24 | 911 | 1 | 24 | 698 | 1 | 27 | 269 | 1 | 24 | 1322 | 1 | 43 | 2 | E | 9 | 2 | A | 7 | 33 | A | 7 | 17 | A | 7 | 38 | A | 7 | 987 | E | 9 | 270 | A | 7 | 5.7 | A | 7 | 16100 | B | 7 | 77777 | A | 7 | 3 | E | 8 | 0.199 | F | 8 | 0.16 | F | 8 | 0 | 1 | D | 9 | 5 | C | 8
[26 empty] | 3560500% | 15:00 | 1106 | 1322 | 717 | 1 | 24 | 598 | 1 | 27 | 217 | 1 | 24 | 762 | 1 | 24 | 609 | 1 | 27 | 251 | 1 | 24 | 874 | 1 | 43 | 3 | E | 9 | 3 | A | 7 | 33 | A | 7 | 17 | A | 7 | 38 | A | 7 | 987 | E | 9 | 270 | A | 7 | 4.1 | A | 7 | 24100 | B | 7 | 77777 | A | 7 | 2.9 | E | 8 | 0.199 | F | 8 | 0.16 | F | 8 | 0 | 1 | D | 9 | 5 | C | 8
[26 empty] | 3560500% | 16:00 | 945 | 1322 | 659 | 1 | 24 | 625 | 1 | 27 | 211 | 1 | 24 | 687 | 1 | 24 | 629 | 1 | 27 | 237 | 1 | 24 | 592 | 1 | 43 | 2 | E | 9 | 2 | A | 7 | 34 | A | 7 | 17 | A | 7 | 36 | A | 7 | 987 | E | 9 | 280 | A | 7 | 3.1 | A | 7 | 24100 | B | 7 | 77777 | A | 7 | 2.9 | E | 8 | 0.199 | F | 8 | 0.16 | F | 8 | 0 | 1 | D | 9 | 5 | C | 8
[26 empty] | 3560500% | 17:00 | 742 | 1322 | 450 | 1 | 24 | 499 | 1 | 27 | 170 | 1 | 24 | 483 | 1 | 24 | 508 | 1 | 27 | 197 | 1 | 24 | 378 | 1 | 43 | 3 | E | 9 | 3 | A | 7 | 33 | A | 7 | 17 | A | 7 | 38 | A | 7 | 987 | E | 9 | 270 | A | 7 | 3.6 | A | 7 | 15000 | B | 7 | 77777 | A | 7 | 2.9 | E | 8 | 0.199 | F | 8 | 0.16 | F | 8 | 0 | 1 | D | 9 | 5 | C | 8
[26 empty] | 3560500% | 18:00 | 511 | 1322 | 313 | 1 | 24 | 601 | 1 | 27 | 81 | 1 | 24 | 329 | 1 | 24 | 569 | 1 | 27 | 109 | 1 | 24 | 161 | 1 | 43 | 0 | E | 9 | 0 | A | 7 | 32 | A | 7 | 16 | A | 7 | 38 | A | 7 | 987 | E | 9 | 270 | A | 7 | 4.1 | A | 7 | 29000 | B | 7 | 77777 | A | 7 | 2.9 | E | 8 | 0.199 | F | 8 | 0.16 | F | 8 | 0 | 1 | D | 9 | 5 | C | 8
[26 empty] | 3560500% | 19:00 | 270 | 1322 | 129 | 1 | 25 | 378 | 1 | 28 | 51 | 1 | 25 | 132 | 1 | 25 | 291 | 1 | 28 | 72 | 1 | 25 | 92 | 1 | 45 | 0 | B | 8 | 0 | B | 8 | 31.6 | B | 8 | 16.6 | B | 8 | 41 | A | 7 | 987 | E | 9 | 260 | B | 8 | 3.1 | B | 8 | 26550 | C | 8 | 77777 | B | 8 | 2.9 | E | 8 | 0.199 | F | 8 | 0.16 | F | 8 | 0 | 1 | D | 9 | 5 | C | 8
[26 empty] | 3560500% | 20:00 | 50 | 914 | 13 | 1 | 24 | 48 | 1 | 27 | 10 | 1 | 24 | 14 | 1 | 24 | 18 | 1 | 27 | 13 | 1 | 24 | 17 | 1 | 43 | 0 | E | 9 | 0 | A | 7 | 31 | A | 7 | 17 | A | 7 | 43 | A | 7 | 987 | E | 9 | 250 | A | 7 | 2.1 | A | 7 | 24100 | B | 7 | 77777 | A | 7 | 2.9 | E | 8 | 0.199 | F | 8 | 0.16 | F | 8 | 0 | 1 | D | 9 | 5 | C | 8
[26 empty] | 3560500% | 21:00 | 0 | 0 | 0 | 1 | 0 | 0 | 1 | 0 | 0 | 1 | 0 | 0 | 1 | 0 | 0 | 1 | 0 | 0 | 1 | 0 | 0 | 1 | 0 | 0 | E | 9 | 0 | A | 7 | 29 | A | 7 | 18 | A | 7 | 52 | A | 7 | 987 | E | 9 | 260 | B | 8 | 2.1 | A | 7 | 16100 | B | 7 | 77777 | A | 7 | 2.9 | E | 8 | 0.199 | F | 8 | 0.16 | F | 8 | 0 | 1 | D | 9 | 5 | C | 8
[26 empty] | 3560500% | 22:00 | 0 | 0 | 0 | 1 | 0 | 0 | 1 | 0 | 0 | 1 | 0 | 0 | 1 | 0 | 0 | 1 | 0 | 0 | 1 | 0 | 0 | 1 | 0 | 1 | E | 9 | 1 | E | 9 | 28.5 | E | 9 | 17.8 | E | 9 | 52 | A | 7 | 987 | E | 9 | 270 | B | 8 | 2.8 | E | 9 | 15500 | C | 8 | 19563 | E | 9 | 2.9 | E | 8 | 0.199 | F | 8 | 0.16 | F | 8 | 0 | 1 | D | 9 | 5 | C | 8
[26 empty] | 3560500% | 23:00 | 0 | 0 | 0 | 1 | 0 | 0 | 1 | 0 | 0 | 1 | 0 | 0 | 1 | 0 | 0 | 1 | 0 | 0 | 1 | 0 | 0 | 1 | 0 | 1 | E | 9 | 1 | E | 9 | 27 | E | 9 | 17.6 | E | 9 | 56 | A | 7 | 987 | E | 9 | 290 | B | 8 | 2.9 | E | 9 | 14900 | C | 8 | 77777 | E | 9 | 2.9 | E | 8 | 0.199 | F | 8 | 0.16 | F | 8 | 0 | 1 | D | 9 | 5 | C | 8
[26 empty] | 3560500% | 24:00 | 0 | 0 | 0 | 1 | 0 | 0 | 1 | 0 | 0 | 1 | 0 | 0 | 1 | 0 | 0 | 1 | 0 | 0 | 1 | 0 | 0 | 1 | 0 | 0 | E | 9 | 0 | E | 9 | 26.5 | E | 9 | 17.5 | E | 9 | 58 | A | 7 | 987 | E | 9 | 300 | B | 8 | 3.2 | E | 9 | 14300 | C | 8 | 77777 | E | 9 | 2.9 | E | 8 | 0.199 | F | 8 | 0.16 | F | 8 | 0 | 1 | D | 9 | 5 | C | 8
[26 empty] | 3560600% | 1:00 | 0 | 0 | 0 | 1 | 0 | 0 | 1 | 0 | 0 | 1 | 0 | 0 | 1 | 0 | 0 | 1 | 0 | 0 | 1 | 0 | 0 | 1 | 0 | 0 | E | 9 | 0 | E | 9 | 25 | E | 9 | 17.3 | E | 9 | 62 | A | 7 | 987 | E | 9 | 310 | B | 8 | 2.4 | E | 9 | 13700 | C | 8 | 77777 | E | 9 | 2.9 | E | 8 | 0.2 | F | 8 | 0.16 | F | 8 | 0 | 1 | D | 9 | 5 | C | 8
[26 empty] | 3560600% | 2:00 | 0 | 0 | 0 | 1 | 0 | 0 | 1 | 0 | 0 | 1 | 0 | 0 | 1 | 0 | 0 | 1 | 0 | 0 | 1 | 0 | 0 | 1 | 0 | 0 | E | 9 | 0 | E | 9 | 24.5 | E | 9 | 18.1 | E | 9 | 68 | A | 7 | 987 | E | 9 | 320 | B | 8 | 3.5 | E | 9 | 13100 | C | 8 | 77777 | E | 9 | 2.8 | E | 8 | 0.2 | F | 8 | 0.16 | F | 8 | 0 | 1 | D | 9 | 5 | C | 8
[26 empty] | 3560600% | 3:00 | 0 | 0 | 0 | 1 | 0 | 0 | 1 | 0 | 0 | 1 | 0 | 0 | 1 | 0 | 0 | 1 | 0 | 0 | 1 | 0 | 0 | 1 | 0 | 0 | E | 9 | 0 | E | 9 | 24 | E | 9 | 17.9 | E | 9 | 69 | A | 7 | 987 | E | 9 | 340 | B | 8 | 3.2 | E | 9 | 12500 | C | 8 | 77777 | E | 9 | 2.8 | E | 8 | 0.2 | F | 8 | 0.16 | F | 8 | 0 | 1 | D | 9 | 5 | C | 8
[26 empty] | 3560600% | 4:00 | 0 | 0 | 0 | 1 | 0 | 0 | 1 | 0 | 0 | 1 | 0 | 0 | 1 | 0 | 0 | 1 | 0 | 0 | 1 | 0 | 0 | 1 | 0 | 0 | E | 9 | 0 | E | 9 | 22.5 | E | 9 | 17.8 | E | 9 | 75 | A | 7 | 987 | E | 9 | 0 | B | 8 | 0 | E | 9 | 11900 | C | 8 | 77777 | E | 9 | 2.8 | E | 8 | 0.2 | F | 8 | 0.16 | F | 8 | 0 | 1 | D | 9 | 5 | C | 8
[26 empty] | 3560600% | 5:00 | 5 | 319 | 0 | 1 | 24 | 0 | 1 | 27 | 0 | 1 | 24 | 0 | 1 | 24 | 0 | 1 | 27 | 0 | 1 | 24 | 0 | 1 | 43 | 0 | E | 9 | 0 | A | 7 | 21 | A | 7 | 17.2 | E | 9 | 79 | A | 7 | 987 | E | 9 | 0 | A | 7 | 0 | A | 7 | 11300 | B | 7 | 77777 | A | 7 | 2.8 | E | 8 | 0.2 | F | 8 | 0.16 | F | 8 | 0 | 1 | D | 9 | 5 | C | 8
[26 empty] | 3560600% | 6:00 | 163 | 1322 | 50 | 1 | 24 | 65 | 1 | 27 | 42 | 1 | 24 | 55 | 1 | 24 | 40 | 1 | 27 | 50 | 1 | 24 | 88 | 1 | 43 | 3 | E | 9 | 3 | A | 7 | 23 | A | 7 | 17 | A | 7 | 69 | A | 7 | 987 | E | 9 | 310 | B | 8 | 1.5 | A | 7 | 12900 | B | 7 | 77777 | A | 7 | 2.8 | E | 8 | 0.2 | F | 8 | 0.16 | F | 8 | 0 | 1 | D | 9 | 5 | C | 8
[26 empty] | 3560600% | 7:00 | 403 | 1322 | 167 | 1 | 24 | 243 | 1 | 27 | 93 | 1 | 24 | 180 | 1 | 24 | 221 | 1 | 27 | 113 | 1 | 24 | 178 | 1 | 43 | 2 | E | 9 | 2 | A | 7 | 25 | A | 7 | 18 | A | 7 | 65 | A | 7 | 987 | E | 9 | 250 | B | 8 | 1.5 | A | 7 | 9700 | B | 7 | 77777 | A | 7 | 2.8 | E | 8 | 0.2 | F | 8 | 0.16 | F | 8 | 0 | 1 | D | 9 | 5 | C | 8
[26 empty] | 3560600% | 8:00 | 640 | 1322 | 340 | 1 | 24 | 404 | 1 | 27 | 144 | 1 | 24 | 364 | 1 | 24 | 403 | 1 | 27 | 168 | 1 | 24 | 296 | 1 | 43 | 3 | E | 9 | 3 | A | 7 | 27 | A | 7 | 19 | A | 7 | 62 | A | 7 | 987 | E | 9 | 200 | A | 7 | 1.5 | A | 7 | 9700 | B | 7 | 77777 | A | 7 | 2.8 | E | 8 | 0.2 | F | 8 | 0.16 | F | 8 | 0 | 1 | D | 9 | 5 | C | 8
[26 empty] | 3560600% | 9:00 | 857 | 1322 | 538 | 1 | 24 | 511 | 1 | 27 | 206 | 1 | 24 | 578 | 1 | 24 | 528 | 1 | 27 | 235 | 1 | 24 | 521 | 1 | 43 | 2 | E | 9 | 2 | A | 7 | 30 | A | 7 | 19 | A | 7 | 52 | A | 7 | 987 | E | 9 | 240 | B | 8 | 2.6 | A | 7 | 8000 | B | 7 | 77777 | A | 7 | 2.9 | E | 8 | 0.2 | F | 8 | 0.16 | F | 8 | 0 | 1 | D | 9 | 5 | C | 8
[26 empty] | 3560600% | 10:00 | 1039 | 1322 | 660 | 1 | 24 | 537 | 1 | 27 | 237 | 1 | 24 | 719 | 1 | 24 | 561 | 1 | 27 | 277 | 1 | 24 | 813 | 1 | 43 | 3 | E | 9 | 3 | A | 7 | 31 | A | 7 | 19 | A | 7 | 49 | A | 7 | 987 | E | 9 | 270 | A | 7 | 5.1 | A | 7 | 8000 | B | 7 | 77777 | A | 7 | 2.9 | E | 8 | 0.2 | F | 8 | 0.16 | F | 8 | 0 | 1 | D | 9 | 5 | C | 8
[26 empty] | 3560600% | 11:00 | 1173 | 1322 | 415 | 1 | 24 | 39 | 1 | 27 | 380 | 1 | 24 | 458 | 1 | 24 | 40 | 1 | 27 | 423 | 1 | 24 | 1788 | 1 | 43 | 10 | E | 9 | 9 | A | 7 | 33 | A | 7 | 19 | A | 7 | 44 | A | 7 | 987 | E | 9 | 290 | A | 7 | 6.2 | A | 7 | 9700 | B | 7 | 4500 | A | 7 | 2.9 | E | 8 | 0.2 | F | 8 | 0.16 | F | 8 | 0 | 1 | D | 9 | 5 | C | 8
[26 empty] | 3560600% | 12:00 | 1249 | 1322 | 486 | 1 | 24 | 55 | 1 | 27 | 434 | 1 | 24 | 537 | 1 | 24 | 57 | 1 | 27 | 484 | 1 | 24 | 2401 | 1 | 43 | 10 | E | 9 | 9 | A | 7 | 33 | A | 7 | 20 | A | 7 | 46 | A | 7 | 987 | E | 9 | 290 | A | 7 | 7.7 | A | 7 | 9700 | B | 7 | 1470 | A | 7 | 3 | E | 8 | 0.2 | F | 8 | 0.16 | F | 8 | 0 | 1 | D | 9 | 5 | C | 8
[26 empty] | 3560600% | 13:00 | 1264 | 1322 | 654 | 1 | 25 | 84 | 1 | 28 | 573 | 1 | 25 | 720 | 1 | 25 | 88 | 1 | 28 | 636 | 1 | 25 | 3198 | 1 | 45 | 10 | B | 8 | 9 | B | 8 | 33.6 | B | 8 | 20.6 | B | 8 | 47 | A | 7 | 987 | E | 9 | 280 | B | 8 | 6.4 | B | 8 | 8050 | C | 8 | 2985 | B | 8 | 3 | E | 8 | 0.2 | F | 8 | 0.16 | F | 8 | 0 | 1 | D | 9 | 5 | C | 8
[26 empty] | 3560600% | 14:00 | 1215 | 1322 | 492 | 1 | 24 | 93 | 1 | 27 | 406 | 1 | 24 | 543 | 1 | 24 | 96 | 1 | 27 | 455 | 1 | 24 | 2066 | 1 | 43 | 10 | E | 9 | 9 | A | 7 | 34 | A | 7 | 21 | A | 7 | 47 | A | 7 | 987 | E | 9 | 260 | A | 7 | 5.1 | A | 7 | 6400 | B | 7 | 4500 | A | 7 | 3.1 | E | 8 | 0.2 | F | 8 | 0.16 | F | 8 | 0 | 1 | D | 9 | 5 | C | 8
[26 empty] | 3560600% | 15:00 | 1106 | 1322 | 750 | 1 | 24 | 543 | 1 | 27 | 295 | 1 | 24 | 807 | 1 | 24 | 567 | 1 | 27 | 331 | 1 | 24 | 1208 | 1 | 43 | 6 | E | 9 | 5 | A | 7 | 35 | A | 7 | 20 | A | 7 | 42 | A | 7 | 987 | E | 9 | 270 | A | 7 | 6.7 | A | 7 | 8000 | B | 7 | 77777 | A | 7 | 3.1 | E | 8 | 0.2 | F | 8 | 0.16 | F | 8 | 0 | 1 | D | 9 | 5 | C | 8
[26 empty] | 3560600% | 16:00 | 945 | 1322 | 445 | 1 | 24 | 191 | 1 | 27 | 308 | 1 | 24 | 489 | 1 | 24 | 203 | 1 | 27 | 344 | 1 | 24 | 952 | 1 | 43 | 6 | E | 9 | 5 | A | 7 | 35 | A | 7 | 19 | A | 7 | 39 | A | 7 | 987 | E | 9 | 280 | A | 7 | 6.2 | A | 7 | 9700 | B | 7 | 77777 | A | 7 | 3.1 | E | 8 | 0.2 | F | 8 | 0.16 | F | 8 | 0 | 1 | D | 9 | 5 | C | 8
[26 empty] | 3560600% | 17:00 | 742 | 1322 | 298 | 1 | 24 | 102 | 1 | 27 | 241 | 1 | 24 | 328 | 1 | 24 | 103 | 1 | 27 | 270 | 1 | 24 | 756 | 1 | 43 | 6 | E | 9 | 5 | A | 7 | 35 | A | 7 | 20 | A | 7 | 42 | A | 7 | 987 | E | 9 | 270 | A | 7 | 5.1 | A | 7 | 9700 | B | 7 | 77777 | A | 7 | 3.2 | E | 8 | 0.2 | F | 8 | 0.16 | F | 8 | 0 | 1 | D | 9 | 5 | C | 8
[26 empty] | 3560600% | 18:00 | 512 | 1322 | 235 | 1 | 25 | 299 | 1 | 28 | 119 | 1 | 25 | 255 | 1 | 25 | 294 | 1 | 28 | 141 | 1 | 25 | 237 | 1 | 45 | 3 | B | 8 | 3 | B | 8 | 33.6 | B | 8 | 20 | B | 8 | 45 | A | 7 | 987 | E | 9 | 270 | B | 8 | 4.4 | B | 8 | 8850 | C | 8 | 77777 | B | 8 | 3.2 | E | 8 | 0.2 | F | 8 | 0.16 | F | 8 | 0 | 1 | D | 9 | 5 | C | 8
[26 empty] | 3560600% | 19:00 | 270 | 1322 | 110 | 1 | 24 | 209 | 1 | 27 | 67 | 1 | 24 | 117 | 1 | 24 | 159 | 1 | 27 | 84 | 1 | 24 | 125 | 1 | 43 | 0 | E | 9 | 0 | A | 7 | 32 | A | 7 | 20 | A | 7 | 49 | A | 7 | 987 | E | 9 | 270 | A | 7 | 3.6 | A | 7 | 8000 | B | 7 | 77777 | A | 7 | 3.2 | E | 8 | 0.2 | F | 8 | 0.16 | F | 8 | 0 | 1 | D | 9 | 5 | C | 8
[26 empty] | 3560600% | 20:00 | 50 | 914 | 11 | 1 | 25 | 7 | 1 | 28 | 11 | 1 | 25 | 13 | 1 | 25 | 4 | 1 | 28 | 12 | 1 | 25 | 28 | 1 | 45 | 0 | B | 8 | 0 | B | 8 | 30.2 | B | 8 | 20.5 | B | 8 | 56 | A | 7 | 987 | E | 9 | 280 | B | 8 | 2.9 | B | 8 | 7200 | C | 8 | 77777 | B | 8 | 3.3 | E | 8 | 0.2 | F | 8 | 0.16 | F | 8 | 0 | 1 | D | 9 | 5 | C | 8
[26 empty] | 3560600% | 21:00 | 0 | 0 | 0 | 1 | 0 | 0 | 1 | 0 | 0 | 1 | 0 | 0 | 1 | 0 | 0 | 1 | 0 | 0 | 1 | 0 | 0 | 1 | 0 | 0 | E | 9 | 0 | A | 7 | 29 | A | 7 | 21 | A | 7 | 62 | A | 7 | 987 | E | 9 | 290 | B | 8 | 2.1 | A | 7 | 6400 | B | 7 | 77777 | A | 7 | 3.3 | E | 8 | 0.2 | F | 8 | 0.16 | F | 8 | 0 | 1 | D | 9 | 5 | C | 8
[26 empty] | 3560600% | 22:00 | 0 | 0 | 0 | 1 | 0 | 0 | 1 | 0 | 0 | 1 | 0 | 0 | 1 | 0 | 0 | 1 | 0 | 0 | 1 | 0 | 0 | 1 | 0 | 1 | E | 9 | 1 | E | 9 | 28 | E | 9 | 21.2 | E | 9 | 67 | A | 7 | 987 | E | 9 | 300 | B | 8 | 2 | E | 9 | 6600 | C | 8 | 77777 | E | 9 | 3.3 | E | 8 | 0.2 | F | 8 | 0.16 | F | 8 | 0 | 1 | D | 9 | 5 | C | 8
[26 empty] | 3560600% | 23:00 | 0 | 0 | 0 | 1 | 0 | 0 | 1 | 0 | 0 | 1 | 0 | 0 | 1 | 0 | 0 | 1 | 0 | 0 | 1 | 0 | 0 | 1 | 0 | 1 | E | 9 | 1 | E | 9 | 27 | E | 9 | 20.4 | E | 9 | 67 | A | 7 | 987 | E | 9 | 310 | B | 8 | 0.8 | E | 9 | 6800 | C | 8 | 77777 | E | 9 | 3.4 | E | 8 | 0.2 | F | 8 | 0.16 | F | 8 | 0 | 1 | D | 9 | 5 | C | 8
[26 empty] | 3560600% | 24:00 | 0 | 0 | 0 | 1 | 0 | 0 | 1 | 0 | 0 | 1 | 0 | 0 | 1 | 0 | 0 | 1 | 0 | 0 | 1 | 0 | 0 | 1 | 0 | 2 | E | 9 | 2 | E | 9 | 26 | E | 9 | 19.7 | E | 9 | 68 | A | 7 | 987 | E | 9 | 0 | B | 8 | 0 | E | 9 | 7000 | C | 8 | 77777 | E | 9 | 3.4 | E | 8 | 0.2 | F | 8 | 0.16 | F | 8 | 0 | 1 | D | 9 | 5 | C | 8
[26 empty] | 3560700% | 1:00 | 0 | 0 | 0 | 1 | 0 | 0 | 1 | 0 | 0 | 1 | 0 | 0 | 1 | 0 | 0 | 1 | 0 | 0 | 1 | 0 | 0 | 1 | 0 | 3 | E | 9 | 3 | E | 9 | 26 | E | 9 | 20.9 | E | 9 | 74 | A | 7 | 987 | E | 9 | 320 | B | 8 | 1.6 | E | 9 | 7200 | C | 8 | 77777 | E | 9 | 3.5 | E | 8 | 0.2 | F | 8 | 0.16 | F | 8 | 0 | 1 | D | 9 | 5 | C | 8
[26 empty] | 3560700% | 2:00 | 0 | 0 | 0 | 1 | 0 | 0 | 1 | 0 | 0 | 1 | 0 | 0 | 1 | 0 | 0 | 1 | 0 | 0 | 1 | 0 | 0 | 1 | 0 | 3 | E | 9 | 3 | E | 9 | 25 | E | 9 | 21.1 | E | 9 | 79 | A | 7 | 987 | E | 9 | 330 | B | 8 | 1.4 | E | 9 | 7400 | C | 8 | 77777 | E | 9 | 3.5 | E | 8 | 0.2 | F | 8 | 0.16 | F | 8 | 0 | 1 | D | 9 | 5 | C | 8
[26 empty] | 3560700% | 3:00 | 0 | 0 | 0 | 1 | 0 | 0 | 1 | 0 | 0 | 1 | 0 | 0 | 1 | 0 | 0 | 1 | 0 | 0 | 1 | 0 | 0 | 1 | 0 | 4 | E | 9 | 4 | E | 9 | 24 | E | 9 | 20.3 | E | 9 | 80 | A | 7 | 987 | E | 9 | 340 | B | 8 | 0.3 | E | 9 | 7600 | C | 8 | 77777 | E | 9 | 3.5 | E | 8 | 0.2 | F | 8 | 0.16 | F | 8 | 0 | 1 | D | 9 | 5 | C | 8
[26 empty] | 3560700% | 4:00 | 0 | 0 | 0 | 1 | 0 | 0 | 1 | 0 | 0 | 1 | 0 | 0 | 1 | 0 | 0 | 1 | 0 | 0 | 1 | 0 | 0 | 1 | 0 | 4 | E | 9 | 4 | E | 9 | 23 | E | 9 | 20.6 | E | 9 | 86 | A | 7 | 987 | E | 9 | 350 | B | 8 | 0.6 | E | 9 | 7800 | C | 8 | 77777 | E | 9 | 3.6 | E | 8 | 0.2 | F | 8 | 0.16 | F | 8 | 0 | 1 | D | 9 | 5 | C | 8
[26 empty] | 3560700% | 5:00 | 5 | 297 | 0 | 1 | 24 | 2 | 1 | 27 | 0 | 1 | 24 | 0 | 1 | 24 | 0 | 1 | 27 | 0 | 1 | 24 | 0 | 1 | 43 | 5 | E | 9 | 5 | A | 7 | 23 | A | 7 | 20.8 | E | 9 | 87 | A | 7 | 987 | E | 9 | 0 | A | 7 | 0 | A | 7 | 8000 | B | 7 | 77777 | A | 7 | 3.6 | E | 8 | 0.2 | F | 8 | 0.16 | F | 8 | 0 | 1 | D | 9 | 5 | C | 8
[26 empty] | 3560700% | 6:00 | 161 | 1322 | 37 | 1 | 24 | 18 | 1 | 27 | 35 | 1 | 24 | 41 | 1 | 24 | 12 | 1 | 27 | 39 | 1 | 24 | 87 | 1 | 43 | 9 | E | 9 | 9 | A | 7 | 25 | A | 7 | 21 | A | 7 | 78 | A | 7 | 987 | E | 9 | 330 | B | 8 | 2.1 | A | 7 | 8000 | B | 7 | 4500 | A | 7 | 3.6 | E | 8 | 0.2 | F | 8 | 0.16 | F | 8 | 0 | 1 | D | 9 | 5 | C | 8
[26 empty] | 3560700% | 7:00 | 402 | 1322 | 72 | 1 | 24 | 49 | 1 | 27 | 57 | 1 | 24 | 82 | 1 | 24 | 45 | 1 | 27 | 68 | 1 | 24 | 127 | 1 | 43 | 9 | E | 9 | 9 | A | 7 | 27 | A | 7 | 21 | A | 7 | 70 | A | 7 | 987 | E | 9 | 300 | B | 8 | 2.6 | A | 7 | 8000 | B | 7 | 4500 | A | 7 | 3.7 | E | 8 | 0.2 | F | 8 | 0.16 | F | 8 | 0 | 1 | D | 9 | 5 | C | 8
[26 empty] | 3560700% | 8:00 | 639 | 1322 | 270 | 1 | 24 | 223 | 1 | 27 | 162 | 1 | 24 | 293 | 1 | 24 | 230 | 1 | 27 | 181 | 1 | 24 | 348 | 1 | 43 | 5 | E | 9 | 5 | A | 7 | 28 | A | 7 | 21 | A | 7 | 66 | A | 7 | 987 | E | 9 | 270 | A | 7 | 4.6 | A | 7 | 6400 | B | 7 | 77777 | A | 7 | 3.6 | E | 8 | 0.2 | F | 8 | 0.16 | F | 8 | 0 | 1 | D | 9 | 5 | C | 8
[26 empty] | 3560700% | 9:00 | 856 | 1322 | 522 | 1 | 24 | 523 | 1 | 27 | 182 | 1 | 24 | 567 | 1 | 24 | 541 | 1 | 27 | 216 | 1 | 24 | 455 | 1 | 43 | 3 | E | 9 | 3 | A | 7 | 30 | A | 7 | 19 | A | 7 | 52 | A | 7 | 987 | E | 9 | 270 | A | 7 | 5.1 | A | 7 | 8000 | B | 7 | 77777 | A | 7 | 3.6 | E | 8 | 0.2 | F | 8 | 0.16 | F | 8 | 0 | 1 | D | 9 | 5 | C | 8
[26 empty] | 3560700% | 10:00 | 1038 | 1322 | 738 | 1 | 24 | 714 | 1 | 27 | 177 | 1 | 24 | 789 | 1 | 24 | 731 | 1 | 27 | 214 | 1 | 24 | 612 | 1 | 43 | 2 | E | 9 | 2 | A | 7 | 31 | A | 7 | 18 | A | 7 | 46 | A | 7 | 987 | E | 9 | 300 | A | 7 | 6.7 | A | 7 | 8000 | B | 7 | 77777 | A | 7 | 3.5 | E | 8 | 0.2 | F | 8 | 0.16 | F | 8 | 0 | 1 | D | 9 | 5 | C | 8
[26 empty] | 3560700% | 11:00 | 1172 | 1322 | 365 | 1 | 24 | 58 | 1 | 27 | 312 | 1 | 24 | 403 | 1 | 24 | 59 | 1 | 27 | 350 | 1 | 24 | 1504 | 1 | 43 | 9 | E | 9 | 9 | A | 7 | 30 | A | 7 | 12 | A | 7 | 33 | A | 7 | 987 | E | 9 | 320 | A | 7 | 4.1 | A | 7 | 9700 | B | 7 | 1800 | A | 7 | 3.4 | E | 8 | 0.2 | F | 8 | 0.16 | F | 8 | 0 | 1 | D | 9 | 5 | C | 8
[26 empty] | 3560700% | 12:00 | 1249 | 1322 | 562 | 1 | 25 | 85 | 1 | 28 | 481 | 1 | 25 | 620 | 1 | 25 | 88 | 1 | 28 | 537 | 1 | 25 | 2621 | 1 | 45 | 10 | B | 8 | 10 | B | 8 | 30 | B | 8 | 15.5 | B | 8 | 41 | A | 7 | 987 | E | 9 | 290 | A | 7 | 4.1 | A | 7 | 9700 | B | 7 | 3900 | B | 8 | 3.4 | E | 8 | 0.2 | F | 8 | 0.16 | F | 8 | 0 | 1 | D | 9 | 5 | C | 8
[26 empty] | 3560700% | 13:00 | 1263 | 1322 | 354 | 1 | 24 | 0 | 1 | 27 | 354 | 1 | 24 | 423 | 1 | 24 | 0 | 1 | 27 | 423 | 1 | 24 | 1618 | 1 | 43 | 10 | E | 9 | 10 | A | 7 | 30 | A | 7 | 19 | A | 7 | 52 | A | 7 | 987 | E | 9 | 300 | A | 7 | 5.1 | A | 7 | 9700 | B | 7 | 6000 | A | 7 | 3.3 | E | 8 | 0.2 | F | 8 | 0.16 | F | 8 | 0 | 1 | D | 9 | 5 | C | 8
[26 empty] | 3560700% | 14:00 | 1215 | 1322 | 271 | 1 | 24 | 0 | 1 | 27 | 271 | 1 | 24 | 329 | 1 | 24 | 0 | 1 | 27 | 329 | 1 | 24 | 1307 | 1 | 43 | 10 | E | 9 | 10 | A | 7 | 26 | A | 7 | 21 | A | 7 | 74 | A | 7 | 987 | E | 9 | 270 | A | 7 | 4.1 | A | 7 | 6400 | B | 7 | 1200 | A | 7 | 3.2 | E | 8 | 0.2 | F | 8 | 0.16 | F | 8 | 0 | 1 | D | 9 | 5 | C | 8
[26 empty] | 3560700% | 15:00 | 1106 | 1322 | 244 | 1 | 24 | 0 | 1 | 27 | 244 | 1 | 24 | 294 | 1 | 24 | 0 | 1 | 27 | 294 | 1 | 24 | 1180 | 1 | 43 | 10 | E | 9 | 10 | A | 7 | 24 | A | 7 | 21 | A | 7 | 83 | A | 7 | 987 | E | 9 | 270 | B | 8 | 2.6 | A | 7 | 8000 | B | 7 | 990 | A | 7 | 3.2 | E | 8 | 0.2 | F | 8 | 0.16 | F | 8 | 0 | 1 | D | 9 | 5 | C | 8
[26 empty] | 3560700% | 16:00 | 945 | 1322 | 204 | 1 | 24 | 0 | 1 | 27 | 204 | 1 | 24 | 243 | 1 | 24 | 0 | 1 | 27 | 243 | 1 | 24 | 971 | 1 | 43 | 10 | E | 9 | 10 | A | 7 | 24 | A | 7 | 22 | A | 7 | 89 | A | 7 | 987 | E | 9 | 260 | A | 7 | 2.6 | A | 7 | 4800 | B | 7 | 2700 | A | 7 | 3.1 | E | 8 | 0.2 | F | 8 | 0.16 | F | 8 | 0 | 1 | D | 9 | 10 | C | 8
[26 empty] | 3560700% | 17:00 | 742 | 1322 | 153 | 1 | 24 | 0 | 1 | 27 | 153 | 1 | 24 | 180 | 1 | 24 | 0 | 1 | 27 | 180 | 1 | 24 | 692 | 1 | 43 | 10 | E | 9 | 10 | A | 7 | 24 | A | 7 | 23 | A | 7 | 94 | A | 7 | 987 | E | 9 | 290 | A | 7 | 2.6 | A | 7 | 4800 | B | 7 | 2700 | A | 7 | 3 | E | 8 | 0.2 | F | 8 | 0.16 | F | 8 | 0 | 1 | D | 9 | 10 | C | 8
[26 empty] | 3560700% | 18:00 | 512 | 1322 | 95 | 1 | 24 | 0 | 1 | 27 | 95 | 1 | 24 | 111 | 1 | 24 | 0 | 1 | 27 | 111 | 1 | 24 | 401 | 1 | 43 | 10 | E | 9 | 10 | A | 7 | 23 | A | 7 | 21 | A | 7 | 89 | A | 7 | 987 | E | 9 | 310 | A | 7 | 4.1 | A | 7 | 8000 | B | 7 | 1140 | A | 7 | 3 | E | 8 | 0.2 | F | 8 | 0.16 | F | 8 | 0 | 1 | D | 9 | 10 | C | 8
[26 empty] | 3560700% | 19:00 | 271 | 1322 | 50 | 1 | 24 | 39 | 1 | 27 | 42 | 1 | 24 | 56 | 1 | 24 | 31 | 1 | 27 | 50 | 1 | 24 | 90 | 1 | 43 | 9 | E | 9 | 9 | A | 7 | 22 | A | 7 | 19 | A | 7 | 83 | A | 7 | 987 | E | 9 | 320 | A | 7 | 3.1 | A | 7 | 16100 | B | 7 | 3600 | A | 7 | 2.9 | E | 8 | 0.2 | F | 8 | 0.16 | F | 8 | 0 | 1 | D | 9 | 10 | C | 8
[26 empty] | 3560700% | 20:00 | 50 | 914 | 11 | 1 | 24 | 22 | 1 | 27 | 9 | 1 | 24 | 12 | 1 | 24 | 7 | 1 | 27 | 11 | 1 | 24 | 14 | 1 | 43 | 9 | E | 9 | 9 | A | 7 | 22 | A | 7 | 19 | A | 7 | 83 | A | 7 | 987 | E | 9 | 320 | B | 8 | 1.5 | A | 7 | 16100 | B | 7 | 3600 | A | 7 | 2.9 | E | 8 | 0.2 | F | 8 | 0.16 | F | 8 | 0 | 1 | D | 9 | 10 | C | 8
[26 empty] | 3560700% | 21:00 | 0 | 0 | 0 | 1 | 0 | 0 | 1 | 0 | 0 | 1 | 0 | 0 | 1 | 0 | 0 | 1 | 0 | 0 | 1 | 0 | 0 | 1 | 0 | 9 | E | 9 | 9 | A | 7 | 21 | A | 7 | 18 | A | 7 | 83 | A | 7 | 987 | E | 9 | 320 | A | 7 | 2.6 | A | 7 | 16100 | B | 7 | 3600 | A | 7 | 2.8 | E | 8 | 0.2 | F | 8 | 0.16 | F | 8 | 0 | 1 | D | 9 | 10 | C | 8
[26 empty] | 3560700% | 22:00 | 0 | 0 | 0 | 1 | 0 | 0 | 1 | 0 | 0 | 1 | 0 | 0 | 1 | 0 | 0 | 1 | 0 | 0 | 1 | 0 | 0 | 1 | 0 | 4 | E | 9 | 4 | E | 9 | 20.5 | E | 9 | 17 | E | 9 | 80 | A | 7 | 987 | E | 9 | 280 | E | 9 | 2 | E | 9 | 15500 | C | 8 | 5900 | E | 9 | 2.7 | E | 8 | 0.2 | F | 8 | 0.16 | F | 8 | 0 | 1 | D | 9 | 10 | C | 8
[26 empty] | 3560700% | 23:00 | 0 | 0 | 0 | 1 | 0 | 0 | 1 | 0 | 0 | 1 | 0 | 0 | 1 | 0 | 0 | 1 | 0 | 0 | 1 | 0 | 0 | 1 | 0 | 4 | E | 9 | 4 | E | 9 | 19 | E | 9 | 16 | E | 9 | 83 | A | 7 | 987 | E | 9 | 210 | E | 9 | 1.3 | E | 9 | 14900 | C | 8 | 8200 | E | 9 | 2.7 | E | 8 | 0.2 | F | 8 | 0.16 | F | 8 | 0 | 1 | D | 9 | 10 | C | 8
[26 empty] | 3560700% | 24:00 | 0 | 0 | 0 | 1 | 0 | 0 | 1 | 0 | 0 | 1 | 0 | 0 | 1 | 0 | 0 | 1 | 0 | 0 | 1 | 0 | 0 | 1 | 0 | 4 | E | 9 | 4 | E | 9 | 18.5 | E | 9 | 16 | E | 9 | 85 | A | 7 | 987 | E | 9 | 180 | E | 9 | 1.2 | E | 9 | 14300 | C | 8 | 10500 | E | 9 | 2.6 | E | 8 | 0.2 | F | 8 | 0.16 | F | 8 | 0 | 1 | D | 9 | 10 | C | 8
[26 empty] | 3560800% | 1:00 | 0 | 0 | 0 | 1 | 0 | 0 | 1 | 0 | 0 | 1 | 0 | 0 | 1 | 0 | 0 | 1 | 0 | 0 | 1 | 0 | 0 | 1 | 0 | 3 | E | 9 | 3 | E | 9 | 18 | E | 9 | 18 | E | 9 | 100 | A | 7 | 987 | E | 9 | 190 | E | 9 | 1.1 | E | 9 | 13700 | C | 8 | 12800 | E | 9 | 2.5 | E | 8 | 0.2 | F | 8 | 0.16 | F | 8 | 0 | 1 | D | 9 | 10 | C | 8
[26 empty] | 3560800% | 2:00 | 0 | 0 | 0 | 1 | 0 | 0 | 1 | 0 | 0 | 1 | 0 | 0 | 1 | 0 | 0 | 1 | 0 | 0 | 1 | 0 | 0 | 1 | 0 | 3 | E | 9 | 3 | E | 9 | 17.5 | E | 9 | 16 | E | 9 | 91 | A | 7 | 987 | E | 9 | 150 | E | 9 | 0.9 | E | 9 | 13100 | C | 8 | 15100 | E | 9 | 2.5 | E | 8 | 0.2 | F | 8 | 0.16 | F | 8 | 0 | 1 | D | 9 | 10 | C | 8
[26 empty] | 3560800% | 3:00 | 0 | 0 | 0 | 1 | 0 | 0 | 1 | 0 | 0 | 1 | 0 | 0 | 1 | 0 | 0 | 1 | 0 | 0 | 1 | 0 | 0 | 1 | 0 | 3 | E | 9 | 3 | E | 9 | 17 | E | 9 | 17 | E | 9 | 100 | A | 7 | 987 | E | 9 | 100 | E | 9 | 0.8 | E | 9 | 12500 | C | 8 | 17400 | E | 9 | 2.4 | E | 8 | 0.2 | F | 8 | 0.16 | F | 8 | 0 | 1 | D | 9 | 10 | C | 8
[26 empty] | 3560800% | 4:00 | 0 | 0 | 0 | 1 | 0 | 0 | 1 | 0 | 0 | 1 | 0 | 0 | 1 | 0 | 0 | 1 | 0 | 0 | 1 | 0 | 0 | 1 | 0 | 2 | E | 9 | 2 | E | 9 | 16.5 | E | 9 | 16 | E | 9 | 97 | A | 7 | 987 | E | 9 | 30 | E | 9 | 0.1 | E | 9 | 11900 | C | 8 | 19700 | E | 9 | 2.3 | E | 8 | 0.2 | F | 8 | 0.16 | F | 8 | 0 | 1 | D | 9 | 10 | C | 8
[26 empty] | 3560800% | 5:00 | 5 | 297 | 0 | 1 | 24 | 0 | 1 | 27 | 0 | 1 | 24 | 0 | 1 | 24 | 0 | 1 | 27 | 0 | 1 | 24 | 0 | 1 | 43 | 2 | E | 9 | 2 | A | 7 | 16 | A | 7 | 16 | E | 9 | 100 | A | 7 | 987 | E | 9 | 0 | A | 7 | 0 | A | 7 | 11300 | B | 7 | 77777 | A | 7 | 2.3 | E | 8 | 0.2 | F | 8 | 0.16 | F | 8 | 0 | 1 | D | 9 | 10 | C | 8
[26 empty] | 3560800% | 6:00 | 160 | 1322 | 48 | 1 | 24 | 37 | 1 | 27 | 44 | 1 | 24 | 53 | 1 | 24 | 26 | 1 | 27 | 50 | 1 | 24 | 105 | 1 | 43 | 8 | E | 9 | 5 | A | 7 | 17 | A | 7 | 16 | A | 7 | 94 | A | 7 | 987 | E | 9 | 0 | A | 7 | 0 | A | 7 | 9700 | B | 7 | 77777 | A | 7 | 2.2 | E | 8 | 0.2 | F | 8 | 0.16 | F | 8 | 0 | 1 | D | 9 | 10 | C | 8
[26 empty] | 3560800% | 7:00 | 400 | 1322 | 178 | 1 | 25 | 242 | 1 | 28 | 104 | 1 | 25 | 189 | 1 | 25 | 219 | 1 | 28 | 123 | 1 | 25 | 203 | 1 | 45 | 4 | B | 8 | 3 | B | 8 | 19.9 | B | 8 | 16.6 | B | 8 | 81 | A | 7 | 987 | E | 9 | 360 | B | 8 | 0.8 | B | 8 | 9700 | C | 8 | 77777 | B | 8 | 2.2 | E | 8 | 0.2 | F | 8 | 0.16 | F | 8 | 0 | 1 | D | 9 | 5 | C | 8
[26 empty] | 3560800% | 8:00 | 638 | 1322 | 394 | 1 | 24 | 522 | 1 | 27 | 142 | 1 | 24 | 422 | 1 | 24 | 521 | 1 | 27 | 170 | 1 | 24 | 291 | 1 | 43 | 0 | E | 9 | 0 | A | 7 | 23 | A | 7 | 17 | A | 7 | 69 | A | 7 | 987 | E | 9 | 360 | B | 8 | 1.5 | A | 7 | 9700 | B | 7 | 77777 | A | 7 | 2.2 | E | 8 | 0.2 | F | 8 | 0.16 | F | 8 | 0 | 1 | D | 9 | 5 | C | 8
[26 empty] | 3560800% | 9:00 | 855 | 1322 | 554 | 1 | 24 | 530 | 1 | 27 | 211 | 1 | 24 | 594 | 1 | 24 | 547 | 1 | 27 | 239 | 1 | 24 | 533 | 1 | 43 | 2 | E | 9 | 2 | A | 7 | 24 | A | 7 | 13 | A | 7 | 50 | A | 7 | 987 | E | 9 | 360 | A | 7 | 5.1 | A | 7 | 24100 | B | 7 | 77777 | A | 7 | 2.2 | E | 8 | 0.2 | F | 8 | 0.16 | F | 8 | 0 | 1 | D | 9 | 5 | C | 8
[26 empty] | 3560800% | 10:00 | 1037 | 1322 | 728 | 1 | 24 | 603 | 1 | 27 | 254 | 1 | 24 | 758 | 1 | 24 | 605 | 1 | 27 | 282 | 1 | 24 | 842 | 1 | 43 | 3 | E | 9 | 3 | A | 7 | 26 | A | 7 | 11 | A | 7 | 39 | A | 7 | 987 | E | 9 | 360 | B | 8 | 3.1 | A | 7 | 40200 | B | 7 | 77777 | A | 7 | 2.2 | E | 8 | 0.2 | F | 8 | 0.16 | F | 8 | 0 | 1 | D | 9 | 5 | C | 8
[26 empty] | 3560800% | 11:00 | 1171 | 1322 | 781 | 1 | 24 | 552 | 1 | 27 | 292 | 1 | 24 | 850 | 1 | 24 | 578 | 1 | 27 | 336 | 1 | 24 | 1469 | 1 | 43 | 2 | E | 9 | 2 | A | 7 | 27 | A | 7 | 11 | A | 7 | 37 | A | 7 | 987 | E | 9 | 360 | A | 7 | 5.1 | A | 7 | 48300 | B | 7 | 77777 | A | 7 | 2.3 | E | 8 | 0.2 | F | 8 | 0.16 | F | 8 | 0 | 1 | D | 9 | 5 | C | 8
[26 empty] | 3560800% | 12:00 | 1248 | 1322 | 950 | 1 | 24 | 754 | 1 | 27 | 237 | 1 | 24 | 1017 | 1 | 24 | 771 | 1 | 27 | 288 | 1 | 24 | 1664 | 1 | 43 | 0 | E | 9 | 0 | A | 7 | 27 | A | 7 | 9 | A | 7 | 32 | A | 7 | 987 | E | 9 | 320 | E | 9 | 3.1 | A | 7 | 48300 | B | 7 | 77777 | A | 7 | 2.3 | E | 8 | 0.2 | F | 8 | 0.16 | F | 8 | 0 | 1 | D | 9 | 5 | C | 8
[26 empty] | 3560800% | 13:00 | 1263 | 1322 | 963 | 1 | 24 | 758 | 1 | 27 | 239 | 1 | 24 | 1033 | 1 | 24 | 775 | 1 | 27 | 291 | 1 | 24 | 1838 | 1 | 43 | 0 | E | 9 | 0 | A | 7 | 28 | A | 7 | 9 | A | 7 | 30 | A | 7 | 987 | E | 9 | 270 | E | 9 | 2.6 | A | 7 | 64400 | B | 7 | 77777 | A | 7 | 2.3 | E | 8 | 0.2 | F | 8 | 0.16 | F | 8 | 0 | 1 | D | 9 | 5 | C | 8
[26 empty] | 3560800% | 14:00 | 1215 | 1322 | 918 | 1 | 24 | 746 | 1 | 27 | 233 | 1 | 24 | 982 | 1 | 24 | 762 | 1 | 27 | 280 | 1 | 24 | 1378 | 1 | 43 | 0 | E | 9 | 0 | A | 7 | 29 | A | 7 | 9 | A | 7 | 29 | A | 7 | 987 | E | 9 | 310 | E | 9 | 2.6 | A | 7 | 64400 | B | 7 | 77777 | A | 7 | 2.3 | E | 8 | 0.2 | F | 8 | 0.16 | F | 8 | 0 | 1 | D | 9 | 5 | C | 8
[26 empty] | 3560800% | 15:00 | 1106 | 1322 | 818 | 1 | 24 | 716 | 1 | 27 | 218 | 1 | 24 | 868 | 1 | 24 | 729 | 1 | 27 | 257 | 1 | 24 | 879 | 1 | 43 | 0 | E | 9 | 0 | A | 7 | 29 | A | 7 | 9 | A | 7 | 29 | A | 7 | 987 | E | 9 | 270 | E | 9 | 2.6 | A | 7 | 64400 | B | 7 | 77777 | A | 7 | 2.4 | E | 8 | 0.2 | F | 8 | 0.16 | F | 8 | 0 | 1 | D | 9 | 5 | C | 8
[26 empty] | 3560800% | 16:00 | 945 | 1322 | 669 | 1 | 24 | 663 | 1 | 27 | 195 | 1 | 24 | 703 | 1 | 24 | 670 | 1 | 27 | 223 | 1 | 24 | 554 | 1 | 43 | 0 | E | 9 | 0 | A | 7 | 29 | A | 7 | 11 | A | 7 | 33 | A | 7 | 987 | E | 9 | 160 | E | 9 | 2.6 | A | 7 | 64400 | B | 7 | 77777 | A | 7 | 2.4 | E | 8 | 0.2 | F | 8 | 0.16 | F | 8 | 0 | 1 | D | 9 | 5 | C | 8
[26 empty] | 3560800% | 17:00 | 743 | 1322 | 485 | 1 | 25 | 577 | 1 | 28 | 161 | 1 | 25 | 504 | 1 | 25 | 571 | 1 | 28 | 182 | 1 | 25 | 353 | 1 | 45 | 0 | B | 8 | 0 | B | 8 | 28.7 | B | 8 | 11.6 | B | 8 | 35 | A | 7 | 987 | E | 9 | 80 | E | 9 | 2.6 | B | 8 | 64400 | C | 8 | 77777 | B | 8 | 2.4 | E | 8 | 0.2 | F | 8 | 0.16 | F | 8 | 0 | 1 | D | 9 | 5 | C | 8
[26 empty] | 3560800% | 18:00 | 513 | 1322 | 286 | 1 | 24 | 435 | 1 | 27 | 117 | 1 | 24 | 303 | 1 | 24 | 415 | 1 | 27 | 142 | 1 | 24 | 225 | 1 | 43 | 0 | E | 9 | 0 | A | 7 | 28 | A | 7 | 12 | A | 7 | 37 | A | 7 | 987 | E | 9 | 30 | E | 9 | 2.6 | A | 7 | 64400 | B | 7 | 77777 | A | 7 | 2.5 | E | 8 | 0.2 | F | 8 | 0.16 | F | 8 | 0 | 1 | D | 9 | 5 | C | 8
[26 empty] | 3560800% | 19:00 | 271 | 1322 | 110 | 1 | 24 | 206 | 1 | 27 | 68 | 1 | 24 | 117 | 1 | 24 | 156 | 1 | 27 | 85 | 1 | 24 | 128 | 1 | 43 | 0 | E | 9 | 0 | A | 7 | 28 | A | 7 | 12 | A | 7 | 37 | A | 7 | 987 | E | 9 | 350 | E | 9 | 1.5 | A | 7 | 64400 | B | 7 | 77777 | A | 7 | 2.5 | E | 8 | 0.2 | F | 8 | 0.16 | F | 8 | 0 | 1 | D | 9 | 5 | C | 8
[26 empty] | 3560800% | 20:00 | 50 | 914 | 11 | 1 | 24 | 7 | 1 | 27 | 11 | 1 | 24 | 13 | 1 | 24 | 4 | 1 | 27 | 12 | 1 | 24 | 28 | 1 | 43 | 0 | E | 9 | 0 | A | 7 | 26 | A | 7 | 12 | A | 7 | 42 | A | 7 | 987 | E | 9 | 0 | A | 7 | 0 | A | 7 | 64400 | B | 7 | 77777 | A | 7 | 2.5 | E | 8 | 0.2 | F | 8 | 0.16 | F | 8 | 0 | 1 | D | 9 | 5 | C | 8
[26 empty] | 3560800% | 21:00 | 0 | 0 | 0 | 1 | 0 | 0 | 1 | 0 | 0 | 1 | 0 | 0 | 1 | 0 | 0 | 1 | 0 | 0 | 1 | 0 | 0 | 1 | 0 | 0 | E | 9 | 0 | A | 7 | 24 | A | 7 | 13 | A | 7 | 50 | A | 7 | 987 | E | 9 | 0 | A | 7 | 0 | A | 7 | 32200 | B | 7 | 77777 | A | 7 | 2.5 | E | 8 | 0.2 | F | 8 | 0.16 | F | 8 | 0 | 1 | D | 9 | 5 | C | 8
[26 empty] | 3560800% | 22:00 | 0 | 0 | 0 | 1 | 0 | 0 | 1 | 0 | 0 | 1 | 0 | 0 | 1 | 0 | 0 | 1 | 0 | 0 | 1 | 0 | 0 | 1 | 0 | 0 | E | 9 | 0 | E | 9 | 22.3 | E | 9 | 12.1 | E | 9 | 52 | A | 7 | 987 | E | 9 | 10 | E | 9 | 0.2 | E | 9 | 31187 | C | 8 | 77777 | E | 9 | 2.6 | E | 8 | 0.2 | F | 8 | 0.16 | F | 8 | 0 | 1 | D | 9 | 5 | C | 8
[26 empty] | 3560800% | 23:00 | 0 | 0 | 0 | 1 | 0 | 0 | 1 | 0 | 0 | 1 | 0 | 0 | 1 | 0 | 0 | 1 | 0 | 0 | 1 | 0 | 0 | 1 | 0 | 0 | E | 9 | 0 | E | 9 | 21.5 | E | 9 | 12.2 | E | 9 | 55 | A | 7 | 987 | E | 9 | 120 | E | 9 | 0.4 | E | 9 | 30175 | C | 8 | 77777 | E | 9 | 2.6 | E | 8 | 0.2 | F | 8 | 0.16 | F | 8 | 0 | 1 | D | 9 | 5 | C | 8
[26 empty] | 3560800% | 24:00 | 0 | 0 | 0 | 1 | 0 | 0 | 1 | 0 | 0 | 1 | 0 | 0 | 1 | 0 | 0 | 1 | 0 | 0 | 1 | 0 | 0 | 1 | 0 | 0 | E | 9 | 0 | E | 9 | 20.8 | E | 9 | 12.3 | E | 9 | 58 | A | 7 | 987 | E | 9 | 0 | E | 9 | 0 | E | 9 | 29162 | C | 8 | 77777 | E | 9 | 2.6 | E | 8 | 0.2 | F | 8 | 0.16 | F | 8 | 0 | 1 | D | 9 | 5 | C | 8
[26 empty] | 3560900% | 1:00 | 0 | 0 | 0 | 1 | 0 | 0 | 1 | 0 | 0 | 1 | 0 | 0 | 1 | 0 | 0 | 1 | 0 | 0 | 1 | 0 | 0 | 1 | 0 | 0 | E | 9 | 0 | E | 9 | 20 | E | 9 | 11.4 | E | 9 | 58 | A | 7 | 987 | E | 9 | 0 | E | 9 | 0 | E | 9 | 28150 | C | 8 | 77777 | E | 9 | 2.7 | E | 8 | 0.201 | F | 8 | 0.16 | F | 8 | 0 | 1 | D | 9 | 5 | C | 8
[26 empty] | 3560900% | 2:00 | 0 | 0 | 0 | 1 | 0 | 0 | 1 | 0 | 0 | 1 | 0 | 0 | 1 | 0 | 0 | 1 | 0 | 0 | 1 | 0 | 0 | 1 | 0 | 0 | E | 9 | 0 | E | 9 | 18.3 | E | 9 | 11.5 | E | 9 | 65 | A | 7 | 987 | E | 9 | 0 | E | 9 | 0 | E | 9 | 27137 | C | 8 | 77777 | E | 9 | 2.7 | E | 8 | 0.201 | F | 8 | 0.16 | F | 8 | 0 | 1 | D | 9 | 5 | C | 8
[26 empty] | 3560900% | 3:00 | 0 | 0 | 0 | 1 | 0 | 0 | 1 | 0 | 0 | 1 | 0 | 0 | 1 | 0 | 0 | 1 | 0 | 0 | 1 | 0 | 0 | 1 | 0 | 0 | E | 9 | 0 | E | 9 | 17.5 | E | 9 | 12.6 | E | 9 | 73 | A | 7 | 987 | E | 9 | 50 | E | 9 | 1.1 | E | 9 | 26125 | C | 8 | 77777 | E | 9 | 2.7 | E | 8 | 0.201 | F | 8 | 0.16 | F | 8 | 0 | 1 | D | 9 | 5 | C | 8
[26 empty] | 3560900% | 4:00 | 0 | 0 | 0 | 1 | 0 | 0 | 1 | 0 | 0 | 1 | 0 | 0 | 1 | 0 | 0 | 1 | 0 | 0 | 1 | 0 | 0 | 1 | 0 | 0 | E | 9 | 0 | E | 9 | 16.8 | E | 9 | 12.7 | E | 9 | 77 | A | 7 | 987 | E | 9 | 0 | E | 9 | 0 | E | 9 | 25112 | C | 8 | 77777 | E | 9 | 2.7 | E | 8 | 0.201 | F | 8 | 0.16 | F | 8 | 0 | 1 | D | 9 | 5 | C | 8
[26 empty] | 3560900% | 5:00 | 5 | 275 | 0 | 1 | 24 | 1 | 1 | 27 | 0 | 1 | 24 | 0 | 1 | 24 | 0 | 1 | 27 | 0 | 1 | 24 | 0 | 1 | 43 | 0 | E | 9 | 0 | A | 7 | 15 | A | 7 | 12.8 | E | 9 | 87 | A | 7 | 987 | E | 9 | 0 | A | 7 | 0 | A | 7 | 24100 | B | 7 | 77777 | A | 7 | 2.8 | E | 8 | 0.201 | F | 8 | 0.16 | F | 8 | 0 | 1 | D | 9 | 5 | C | 8
[26 empty] | 3560900% | 6:00 | 158 | 1322 | 57 | 1 | 25 | 151 | 1 | 28 | 38 | 1 | 25 | 58 | 1 | 25 | 86 | 1 | 28 | 48 | 1 | 25 | 68 | 1 | 45 | 0 | B | 8 | 0 | B | 8 | 16.6 | B | 8 | 13.9 | E | 9 | 84 | A | 7 | 987 | E | 9 | 0 | B | 8 | 0 | B | 8 | 32150 | C | 8 | 77777 | B | 8 | 2.8 | E | 8 | 0.201 | F | 8 | 0.16 | F | 8 | 0 | 1 | D | 9 | 5 | C | 8
[26 empty] | 3560900% | 7:00 | 399 | 1322 | 213 | 1 | 24 | 446 | 1 | 27 | 78 | 1 | 24 | 219 | 1 | 24 | 392 | 1 | 27 | 100 | 1 | 24 | 144 | 1 | 43 | 0 | E | 9 | 0 | A | 7 | 19 | A | 7 | 14 | A | 7 | 73 | A | 7 | 987 | E | 9 | 0 | A | 7 | 0 | A | 7 | 40200 | B | 7 | 77777 | A | 7 | 2.8 | E | 8 | 0.201 | F | 8 | 0.16 | F | 8 | 0 | 1 | D | 9 | 5 | C | 8
[26 empty] | 3560900% | 8:00 | 637 | 1322 | 352 | 1 | 25 | 435 | 1 | 28 | 142 | 1 | 25 | 376 | 1 | 25 | 434 | 1 | 28 | 167 | 1 | 25 | 291 | 1 | 45 | 2 | B | 8 | 2 | B | 8 | 21.4 | B | 8 | 14.6 | B | 8 | 65 | A | 7 | 987 | E | 9 | 0 | B | 8 | 0 | B | 8 | 44250 | C | 8 | 77777 | B | 8 | 2.8 | E | 8 | 0.201 | F | 8 | 0.16 | F | 8 | 0 | 1 | D | 9 | 5 | C | 8
[26 empty] | 3560900% | 9:00 | 854 | 1322 | 572 | 1 | 24 | 583 | 1 | 27 | 195 | 1 | 24 | 618 | 1 | 24 | 602 | 1 | 27 | 228 | 1 | 24 | 489 | 1 | 43 | 3 | E | 9 | 3 | A | 7 | 24 | A | 7 | 15 | A | 7 | 57 | A | 7 | 987 | E | 9 | 0 | A | 7 | 0 | A | 7 | 48300 | B | 7 | 77777 | A | 7 | 2.8 | E | 8 | 0.201 | F | 8 | 0.16 | F | 8 | 0 | 1 | D | 9 | 5 | C | 8
[26 empty] | 3560900% | 10:00 | 1036 | 1322 | 695 | 1 | 25 | 515 | 1 | 28 | 290 | 1 | 25 | 741 | 1 | 25 | 536 | 1 | 28 | 319 | 1 | 25 | 1002 | 1 | 45 | 5 | B | 8 | 4 | B | 8 | 25.6 | B | 8 | 14.1 | B | 8 | 49 | A | 7 | 987 | E | 9 | 160 | E | 9 | 1.1 | B | 8 | 48300 | C | 8 | 77777 | B | 8 | 2.7 | E | 8 | 0.201 | F | 8 | 0.16 | F | 8 | 0 | 1 | D | 9 | 5 | C | 8
[26 empty] | 3560900% | 11:00 | 1170 | 1322 | 687 | 1 | 24 | 346 | 1 | 27 | 381 | 1 | 24 | 755 | 1 | 24 | 376 | 1 | 27 | 421 | 1 | 24 | 1774 | 1 | 43 | 6 | E | 9 | 5 | A | 7 | 27 | A | 7 | 13 | A | 7 | 42 | A | 7 | 987 | E | 9 | 110 | E | 9 | 2.1 | A | 7 | 48300 | B | 7 | 77777 | A | 7 | 2.7 | E | 8 | 0.201 | F | 8 | 0.16 | F | 8 | 0 | 1 | D | 9 | 5 | C | 8
[26 empty] | 3560900% | 12:00 | 1248 | 1322 | 587 | 1 | 24 | 281 | 1 | 27 | 322 | 1 | 24 | 659 | 1 | 24 | 307 | 1 | 27 | 369 | 1 | 24 | 2002 | 1 | 43 | 6 | E | 9 | 5 | A | 7 | 28 | A | 7 | 13 | A | 7 | 40 | A | 7 | 987 | E | 9 | 50 | E | 9 | 2.1 | A | 7 | 48300 | B | 7 | 77777 | A | 7 | 2.7 | E | 8 | 0.201 | F | 8 | 0.16 | F | 8 | 0 | 1 | D | 9 | 5 | C | 8
[26 empty] | 3560900% | 13:00 | 1263 | 1322 | 839 | 1 | 24 | 553 | 1 | 27 | 310 | 1 | 24 | 917 | 1 | 24 | 580 | 1 | 27 | 362 | 1 | 24 | 2427 | 1 | 43 | 6 | E | 9 | 5 | A | 7 | 28 | A | 7 | 13 | A | 7 | 40 | A | 7 | 987 | E | 9 | 350 | E | 9 | 3.1 | A | 7 | 48300 | B | 7 | 77777 | A | 7 | 2.6 | E | 8 | 0.201 | F | 8 | 0.16 | F | 8 | 0 | 1 | D | 9 | 5 | C | 8
[26 empty] | 3560900% | 14:00 | 1214 | 1322 | 590 | 1 | 24 | 323 | 1 | 27 | 293 | 1 | 24 | 645 | 1 | 24 | 339 | 1 | 27 | 333 | 1 | 24 | 1760 | 1 | 43 | 6 | E | 9 | 5 | A | 7 | 30 | A | 7 | 13 | A | 7 | 35 | A | 7 | 987 | E | 9 | 350 | E | 9 | 1.5 | A | 7 | 48300 | B | 7 | 77777 | A | 7 | 2.6 | E | 8 | 0.201 | F | 8 | 0.16 | F | 8 | 0 | 1 | D | 9 | 5 | C | 8
[26 empty] | 3560900% | 15:00 | 1106 | 1322 | 747 | 1 | 25 | 472 | 1 | 28 | 351 | 1 | 25 | 789 | 1 | 25 | 492 | 1 | 28 | 377 | 1 | 25 | 1455 | 1 | 45 | 6 | B | 8 | 5 | B | 8 | 31.1 | B | 8 | 12.1 | B | 8 | 31 | A | 7 | 987 | E | 9 | 270 | E | 9 | 2.1 | B | 8 | 48300 | C | 8 | 77777 | B | 8 | 2.6 | E | 8 | 0.201 | F | 8 | 0.16 | F | 8 | 0 | 1 | D | 9 | 5 | C | 8
[26 empty] | 3560900% | 16:00 | 945 | 1322 | 589 | 1 | 24 | 395 | 1 | 27 | 306 | 1 | 24 | 639 | 1 | 24 | 426 | 1 | 27 | 333 | 1 | 24 | 901 | 1 | 43 | 6 | E | 9 | 5 | A | 7 | 32 | A | 7 | 11 | A | 7 | 28 | A | 7 | 987 | E | 9 | 180 | A | 7 | 2.6 | A | 7 | 48300 | B | 7 | 77777 | A | 7 | 2.6 | E | 8 | 0.201 | F | 8 | 0.16 | F | 8 | 0 | 1 | D | 9 | 5 | C | 8
[26 empty] | 3560900% | 17:00 | 743 | 1322 | 344 | 1 | 24 | 322 | 1 | 27 | 163 | 1 | 24 | 371 | 1 | 24 | 328 | 1 | 27 | 186 | 1 | 24 | 362 | 1 | 43 | 6 | E | 9 | 5 | A | 7 | 32 | A | 7 | 12 | A | 7 | 29 | A | 7 | 987 | E | 9 | 200 | B | 8 | 1.5 | A | 7 | 48300 | B | 7 | 77777 | A | 7 | 2.5 | E | 8 | 0.201 | F | 8 | 0.16 | F | 8 | 0 | 1 | D | 9 | 5 | C | 8
[26 empty] | 3560900% | 18:00 | 513 | 1322 | 298 | 1 | 24 | 431 | 1 | 27 | 130 | 1 | 24 | 312 | 1 | 24 | 410 | 1 | 27 | 153 | 1 | 24 | 253 | 1 | 43 | 6 | E | 9 | 5 | A | 7 | 31 | A | 7 | 13 | A | 7 | 33 | A | 7 | 987 | E | 9 | 210 | A | 7 | 2.6 | A | 7 | 32200 | B | 7 | 77777 | A | 7 | 2.5 | E | 8 | 0.201 | F | 8 | 0.16 | F | 8 | 0 | 1 | D | 9 | 5 | C | 8
[26 empty] | 3560900% | 19:00 | 271 | 1322 | 104 | 1 | 24 | 81 | 1 | 27 | 87 | 1 | 24 | 112 | 1 | 24 | 64 | 1 | 27 | 99 | 1 | 24 | 188 | 1 | 43 | 6 | E | 9 | 5 | A | 7 | 29 | A | 7 | 13 | A | 7 | 37 | A | 7 | 987 | E | 9 | 210 | A | 7 | 3.6 | A | 7 | 32200 | B | 7 | 77777 | A | 7 | 2.5 | E | 8 | 0.201 | F | 8 | 0.16 | F | 8 | 0 | 1 | D | 9 | 5 | C | 8
[26 empty] | 3560900% | 20:00 | 50 | 914 | 11 | 1 | 24 | 6 | 1 | 27 | 11 | 1 | 24 | 13 | 1 | 24 | 3 | 1 | 27 | 12 | 1 | 24 | 28 | 1 | 43 | 6 | E | 9 | 5 | A | 7 | 26 | A | 7 | 12 | A | 7 | 42 | A | 7 | 987 | E | 9 | 220 | A | 7 | 2.1 | A | 7 | 32200 | B | 7 | 77777 | A | 7 | 2.4 | E | 8 | 0.201 | F | 8 | 0.16 | F | 8 | 0 | 1 | D | 9 | 5 | C | 8
[26 empty] | 3560900% | 21:00 | 0 | 0 | 0 | 1 | 0 | 0 | 1 | 0 | 0 | 1 | 0 | 0 | 1 | 0 | 0 | 1 | 0 | 0 | 1 | 0 | 0 | 1 | 0 | 6 | E | 9 | 5 | A | 7 | 25 | A | 7 | 13 | A | 7 | 47 | A | 7 | 987 | E | 9 | 190 | A | 7 | 1.5 | A | 7 | 30590 | C | 8 | 77777 | A | 7 | 2.4 | E | 8 | 0.201 | F | 8 | 0.16 | F | 8 | 0 | 1 | D | 9 | 5 | C | 8
[26 empty] | 3560900% | 22:00 | 0 | 0 | 0 | 1 | 0 | 0 | 1 | 0 | 0 | 1 | 0 | 0 | 1 | 0 | 0 | 1 | 0 | 0 | 1 | 0 | 0 | 1 | 0 | 0 | E | 9 | 0 | E | 9 | 24 | E | 9 | 14.1 | E | 9 | 54 | A | 7 | 987 | E | 9 | 130 | E | 9 | 1.3 | E | 9 | 28980 | C | 8 | 77777 | E | 9 | 2.4 | E | 8 | 0.201 | F | 8 | 0.16 | F | 8 | 0 | 1 | D | 9 | 5 | C | 8
[26 empty] | 3560900% | 23:00 | 0 | 0 | 0 | 1 | 0 | 0 | 1 | 0 | 0 | 1 | 0 | 0 | 1 | 0 | 0 | 1 | 0 | 0 | 1 | 0 | 0 | 1 | 0 | 3 | E | 9 | 2 | E | 9 | 23 | E | 9 | 13.2 | E | 9 | 54 | A | 7 | 987 | E | 9 | 70 | E | 9 | 1 | E | 9 | 27370 | C | 8 | 77777 | E | 9 | 2.4 | E | 8 | 0.201 | F | 8 | 0.16 | F | 8 | 0 | 1 | D | 9 | 5 | C | 8
[26 empty] | 3560900% | 24:00 | 0 | 0 | 0 | 1 | 0 | 0 | 1 | 0 | 0 | 1 | 0 | 0 | 1 | 0 | 0 | 1 | 0 | 0 | 1 | 0 | 0 | 1 | 0 | 4 | E | 9 | 4 | E | 9 | 21 | E | 9 | 13.3 | E | 9 | 61 | A | 7 | 987 | E | 9 | 10 | E | 9 | 0.8 | E | 9 | 25760 | C | 8 | 77777 | E | 9 | 2.3 | E | 8 | 0.201 | F | 8 | 0.16 | F | 8 | 0 | 1 | D | 9 | 5 | C | 8
[26 empty] | 3561000% | 1:00 | 0 | 0 | 0 | 1 | 0 | 0 | 1 | 0 | 0 | 1 | 0 | 0 | 1 | 0 | 0 | 1 | 0 | 0 | 1 | 0 | 0 | 1 | 0 | 2 | E | 9 | 0 | E | 9 | 20 | E | 9 | 13.4 | E | 9 | 66 | A | 7 | 987 | E | 9 | 20 | E | 9 | 0.6 | E | 9 | 24150 | C | 8 | 77777 | E | 9 | 2.3 | E | 8 | 0.201 | F | 8 | 0.16 | F | 8 | 0 | 1 | D | 9 | 5 | C | 8
[26 empty] | 3561000% | 2:00 | 0 | 0 | 0 | 1 | 0 | 0 | 1 | 0 | 0 | 1 | 0 | 0 | 1 | 0 | 0 | 1 | 0 | 0 | 1 | 0 | 0 | 1 | 0 | 2 | E | 9 | 1 | E | 9 | 20 | E | 9 | 13.6 | E | 9 | 67 | A | 7 | 987 | E | 9 | 40 | E | 9 | 0.3 | E | 9 | 22540 | C | 8 | 77777 | E | 9 | 2.3 | E | 8 | 0.201 | F | 8 | 0.16 | F | 8 | 0 | 1 | D | 9 | 5 | C | 8
[26 empty] | 3561000% | 3:00 | 0 | 0 | 0 | 1 | 0 | 0 | 1 | 0 | 0 | 1 | 0 | 0 | 1 | 0 | 0 | 1 | 0 | 0 | 1 | 0 | 0 | 1 | 0 | 7 | E | 9 | 6 | E | 9 | 19 | E | 9 | 13.7 | E | 9 | 71 | A | 7 | 987 | E | 9 | 50 | E | 9 | 0.1 | E | 9 | 20930 | C | 8 | 15067 | E | 9 | 2.2 | E | 8 | 0.201 | F | 8 | 0.16 | F | 8 | 0 | 1 | D | 9 | 5 | C | 8
[26 empty] | 3561000% | 4:00 | 0 | 0 | 0 | 1 | 0 | 0 | 1 | 0 | 0 | 1 | 0 | 0 | 1 | 0 | 0 | 1 | 0 | 0 | 1 | 0 | 0 | 1 | 0 | 0 | E | 9 | 0 | E | 9 | 19 | E | 9 | 13.8 | E | 9 | 72 | A | 7 | 987 | E | 9 | 0 | E | 9 | 0 | E | 9 | 19320 | C | 8 | 77777 | E | 9 | 2.2 | E | 8 | 0.201 | F | 8 | 0.16 | F | 8 | 0 | 1 | D | 9 | 5 | C | 8
[26 empty] | 3561000% | 5:00 | 4 | 275 | 0 | 1 | 28 | 0 | 1 | 31 | 0 | 1 | 28 | 0 | 1 | 28 | 0 | 1 | 31 | 0 | 1 | 28 | 0 | 1 | 50 | 6 | E | 9 | 5 | E | 9 | 18 | E | 9 | 13.9 | E | 9 | 77 | A | 7 | 987 | E | 9 | 0 | E | 9 | 0 | E | 9 | 17710 | C | 8 | 19289 | E | 9 | 2.2 | E | 8 | 0.201 | F | 8 | 0.16 | F | 8 | 0 | 1 | D | 9 | 5 | C | 8
[26 empty] | 3561000% | 6:00 | 157 | 1322 | 47 | 1 | 24 | 20 | 1 | 27 | 44 | 1 | 24 | 51 | 1 | 24 | 14 | 1 | 27 | 49 | 1 | 24 | 104 | 1 | 43 | 5 | E | 9 | 5 | A | 7 | 18 | A | 7 | 14 | A | 7 | 77 | A | 7 | 987 | E | 9 | 0 | A | 7 | 0 | A | 7 | 16100 | B | 7 | 77777 | A | 7 | 2.2 | E | 8 | 0.201 | F | 8 | 0.16 | F | 8 | 0 | 1 | D | 9 | 5 | C | 8
[26 empty] | 3561000% | 7:00 | 397 | 1322 | 142 | 1 | 24 | 129 | 1 | 27 | 104 | 1 | 24 | 157 | 1 | 24 | 118 | 1 | 27 | 121 | 1 | 24 | 232 | 1 | 43 | 5 | E | 9 | 5 | A | 7 | 20 | A | 7 | 15 | A | 7 | 73 | A | 7 | 987 | E | 9 | 0 | A | 7 | 0 | A | 7 | 16100 | B | 7 | 77777 | A | 7 | 2.1 | E | 8 | 0.201 | F | 8 | 0.16 | F | 8 | 0 | 1 | D | 9 | 0 | C | 8
[26 empty] | 3561000% | 8:00 | 635 | 1322 | 327 | 1 | 24 | 312 | 1 | 27 | 177 | 1 | 24 | 352 | 1 | 24 | 321 | 1 | 27 | 198 | 1 | 24 | 386 | 1 | 43 | 5 | E | 9 | 5 | A | 7 | 23 | A | 7 | 16 | A | 7 | 65 | A | 7 | 987 | E | 9 | 0 | A | 7 | 0 | A | 7 | 16100 | B | 7 | 77777 | A | 7 | 2.2 | E | 8 | 0.201 | F | 8 | 0.16 | F | 8 | 0 | 1 | D | 9 | 0 | C | 8
[26 empty] | 3561000% | 9:00 | 853 | 1322 | 551 | 1 | 24 | 327 | 1 | 27 | 339 | 1 | 24 | 584 | 1 | 24 | 349 | 1 | 27 | 358 | 1 | 24 | 934 | 1 | 43 | 5 | E | 9 | 5 | A | 7 | 25 | A | 7 | 16 | A | 7 | 57 | A | 7 | 987 | E | 9 | 280 | B | 8 | 1.5 | A | 7 | 32200 | B | 7 | 77777 | A | 7 | 2.2 | E | 8 | 0.201 | F | 8 | 0.16 | F | 8 | 0 | 1 | D | 9 | 0 | C | 8
[26 empty] | 3561000% | 10:00 | 1035 | 1322 | 448 | 1 | 24 | 151 | 1 | 27 | 330 | 1 | 24 | 495 | 1 | 24 | 161 | 1 | 27 | 369 | 1 | 24 | 1144 | 1 | 43 | 5 | E | 9 | 5 | A | 7 | 28 | A | 7 | 14 | A | 7 | 42 | A | 7 | 987 | E | 9 | 190 | A | 7 | 3.6 | A | 7 | 32200 | B | 7 | 77777 | A | 7 | 2.3 | E | 8 | 0.201 | F | 8 | 0.16 | F | 8 | 0 | 1 | D | 9 | 0 | C | 8
[26 empty] | 3561000% | 11:00 | 1170 | 1322 | 768 | 1 | 24 | 397 | 1 | 27 | 416 | 1 | 24 | 837 | 1 | 24 | 431 | 1 | 27 | 455 | 1 | 24 | 1951 | 1 | 43 | 5 | E | 9 | 5 | A | 7 | 27 | A | 7 | 13 | A | 7 | 42 | A | 7 | 987 | E | 9 | 300 | A | 7 | 2.6 | A | 7 | 32200 | B | 7 | 77777 | A | 7 | 2.3 | E | 8 | 0.201 | F | 8 | 0.16 | F | 8 | 0 | 1 | D | 9 | 0 | C | 8
[26 empty] | 3561000% | 12:00 | 1247 | 1322 | 601 | 1 | 24 | 237 | 1 | 27 | 377 | 1 | 24 | 666 | 1 | 24 | 258 | 1 | 27 | 422 | 1 | 24 | 2363 | 1 | 43 | 5 | E | 9 | 5 | A | 7 | 28 | A | 7 | 9 | A | 7 | 30 | A | 7 | 987 | E | 9 | 200 | A | 7 | 3.1 | A | 7 | 32200 | B | 7 | 77777 | A | 7 | 2.4 | E | 8 | 0.201 | F | 8 | 0.16 | F | 8 | 0 | 1 | D | 9 | 0 | C | 8
[26 empty] | 3561000% | 13:00 | 1262 | 1322 | 728 | 1 | 24 | 372 | 1 | 27 | 372 | 1 | 24 | 781 | 1 | 24 | 389 | 1 | 27 | 409 | 1 | 24 | 2922 | 1 | 43 | 5 | E | 9 | 5 | A | 7 | 29 | A | 7 | 13 | A | 7 | 37 | A | 7 | 987 | E | 9 | 200 | A | 7 | 4.1 | A | 7 | 32200 | B | 7 | 77777 | A | 7 | 2.4 | E | 8 | 0.201 | F | 8 | 0.16 | F | 8 | 0 | 1 | D | 9 | 0 | C | 8
[26 empty] | 3561000% | 14:00 | 1214 | 1322 | 623 | 1 | 24 | 211 | 1 | 27 | 428 | 1 | 24 | 686 | 1 | 24 | 225 | 1 | 27 | 479 | 1 | 24 | 2208 | 1 | 43 | 5 | E | 9 | 5 | A | 7 | 31 | A | 7 | 11 | A | 7 | 29 | A | 7 | 987 | E | 9 | 180 | A | 7 | 5.1 | A | 7 | 32200 | B | 7 | 77777 | A | 7 | 2.4 | E | 8 | 0.201 | F | 8 | 0.16 | F | 8 | 0 | 1 | D | 9 | 0 | C | 8
[26 empty] | 3561000% | 15:00 | 1106 | 1322 | 625 | 1 | 24 | 285 | 1 | 27 | 387 | 1 | 24 | 681 | 1 | 24 | 309 | 1 | 27 | 422 | 1 | 24 | 1530 | 1 | 43 | 5 | E | 9 | 5 | A | 7 | 31 | A | 7 | 12 | A | 7 | 31 | A | 7 | 987 | E | 9 | 200 | A | 7 | 4.1 | A | 7 | 32200 | B | 7 | 77777 | A | 7 | 2.5 | E | 8 | 0.201 | F | 8 | 0.16 | F | 8 | 0 | 1 | D | 9 | 0 | C | 8
[26 empty] | 3561000% | 16:00 | 945 | 1322 | 491 | 1 | 24 | 257 | 1 | 27 | 307 | 1 | 24 | 532 | 1 | 24 | 277 | 1 | 27 | 334 | 1 | 24 | 905 | 1 | 43 | 5 | E | 9 | 5 | A | 7 | 31 | A | 7 | 10 | A | 7 | 27 | A | 7 | 987 | E | 9 | 190 | A | 7 | 4.1 | A | 7 | 32200 | C | 8 | 77777 | A | 7 | 2.5 | E | 8 | 0.201 | F | 8 | 0.16 | F | 8 | 0 | 1 | D | 9 | 0 | C | 8
[26 empty] | 3561000% | 17:00 | 743 | 1322 | 354 | 1 | 24 | 80 | 1 | 27 | 308 | 1 | 24 | 387 | 1 | 24 | 81 | 1 | 27 | 341 | 1 | 24 | 910 | 1 | 43 | 5 | E | 9 | 5 | A | 7 | 30 | A | 7 | 9 | A | 7 | 27 | A | 7 | 987 | E | 9 | 180 | A | 7 | 3.1 | A | 7 | 32200 | B | 7 | 77777 | A | 7 | 2.6 | E | 8 | 0.201 | F | 8 | 0.16 | F | 8 | 0 | 1 | D | 9 | 0 | C | 8
[26 empty] | 3561000% | 18:00 | 513 | 1322 | 190 | 1 | 24 | 150 | 1 | 27 | 132 | 1 | 24 | 210 | 1 | 24 | 147 | 1 | 27 | 152 | 1 | 24 | 307 | 1 | 43 | 5 | E | 9 | 5 | A | 7 | 30 | A | 7 | 11 | A | 7 | 31 | A | 7 | 987 | E | 9 | 190 | A | 7 | 5.1 | A | 7 | 32200 | B | 7 | 77777 | A | 7 | 2.6 | E | 8 | 0.201 | F | 8 | 0.16 | F | 8 | 0 | 1 | D | 9 | 0 | C | 8
[26 empty] | 3561000% | 19:00 | 271 | 1322 | 89 | 1 | 24 | 60 | 1 | 27 | 77 | 1 | 24 | 98 | 1 | 24 | 49 | 1 | 27 | 88 | 1 | 24 | 191 | 1 | 43 | 5 | E | 9 | 5 | A | 7 | 27 | A | 7 | 8 | A | 7 | 30 | A | 7 | 987 | E | 9 | 190 | A | 7 | 3.1 | A | 7 | 32200 | B | 7 | 77777 | A | 7 | 2.7 | E | 8 | 0.201 | F | 8 | 0.16 | F | 8 | 0 | 1 | D | 9 | 0 | C | 8
[26 empty] | 3561000% | 20:00 | 50 | 914 | 11 | 1 | 24 | 0 | 1 | 27 | 11 | 1 | 24 | 13 | 1 | 24 | 0 | 1 | 27 | 13 | 1 | 24 | 41 | 1 | 43 | 5 | E | 9 | 5 | A | 7 | 26 | A | 7 | 8 | A | 7 | 32 | A | 7 | 987 | E | 9 | 190 | A | 7 | 2.1 | A | 7 | 32200 | B | 7 | 77777 | A | 7 | 2.7 | E | 8 | 0.201 | F | 8 | 0.16 | F | 8 | 0 | 1 | D | 9 | 0 | C | 8
[26 empty] | 3561000% | 21:00 | 0 | 0 | 0 | 1 | 0 | 0 | 1 | 0 | 0 | 1 | 0 | 0 | 1 | 0 | 0 | 1 | 0 | 0 | 1 | 0 | 0 | 1 | 0 | 5 | E | 9 | 5 | A | 7 | 24 | A | 7 | 10 | A | 7 | 41 | A | 7 | 987 | E | 9 | 180 | A | 7 | 2.1 | A | 7 | 16100 | B | 7 | 77777 | A | 7 | 2.7 | E | 8 | 0.201 | F | 8 | 0.16 | F | 8 | 0 | 1 | D | 9 | 0 | C | 8
[26 empty] | 3561000% | 22:00 | 0 | 0 | 0 | 1 | 0 | 0 | 1 | 0 | 0 | 1 | 0 | 0 | 1 | 0 | 0 | 1 | 0 | 0 | 1 | 0 | 0 | 1 | 0 | 5 | E | 9 | 5 | E | 9 | 22.1 | E | 9 | 11.5 | E | 9 | 51 | A | 7 | 987 | E | 9 | 40 | E | 9 | 3.1 | E | 9 | 16100 | C | 8 | 77777 | E | 9 | 2.8 | E | 8 | 0.201 | F | 8 | 0.16 | F | 8 | 0 | 1 | D | 9 | 0 | C | 8
[26 empty] | 3561000% | 23:00 | 0 | 0 | 0 | 1 | 0 | 0 | 1 | 0 | 0 | 1 | 0 | 0 | 1 | 0 | 0 | 1 | 0 | 0 | 1 | 0 | 0 | 1 | 0 | 5 | E | 9 | 5 | E | 9 | 22 | E | 9 | 11.9 | E | 9 | 53 | A | 7 | 987 | E | 9 | 320 | E | 9 | 3.8 | E | 9 | 16100 | C | 8 | 77777 | E | 9 | 2.8 | E | 8 | 0.201 | F | 8 | 0.16 | F | 8 | 0 | 1 | D | 9 | 0 | C | 8
[26 empty] | 3561000% | 24:00 | 0 | 0 | 0 | 1 | 0 | 0 | 1 | 0 | 0 | 1 | 0 | 0 | 1 | 0 | 0 | 1 | 0 | 0 | 1 | 0 | 0 | 1 | 0 | 7 | E | 9 | 7 | E | 9 | 21.1 | E | 9 | 12.4 | E | 9 | 58 | A | 7 | 987 | E | 9 | 260 | E | 9 | 3.4 | E | 9 | 16100 | C | 8 | 77777 | E | 9 | 2.9 | E | 8 | 0.201 | F | 8 | 0.16 | F | 8 | 0 | 1 | D | 9 | 0 | C | 8
[26 empty] | 3561100% | 1:00 | 0 | 0 | 0 | 1 | 0 | 0 | 1 | 0 | 0 | 1 | 0 | 0 | 1 | 0 | 0 | 1 | 0 | 0 | 1 | 0 | 0 | 1 | 0 | 5 | E | 9 | 5 | E | 9 | 21 | E | 9 | 12.8 | E | 9 | 59 | A | 7 | 987 | E | 9 | 240 | E | 9 | 3.4 | E | 9 | 16100 | C | 8 | 77777 | E | 9 | 2.9 | E | 8 | 0.201 | F | 8 | 0.16 | F | 8 | 0 | 1 | D | 9 | 0 | C | 8
[26 empty] | 3561100% | 2:00 | 0 | 0 | 0 | 1 | 0 | 0 | 1 | 0 | 0 | 1 | 0 | 0 | 1 | 0 | 0 | 1 | 0 | 0 | 1 | 0 | 0 | 1 | 0 | 5 | E | 9 | 5 | E | 9 | 20.1 | E | 9 | 13.2 | E | 9 | 64 | A | 7 | 987 | E | 9 | 220 | E | 9 | 1.9 | E | 9 | 16100 | C | 8 | 77777 | E | 9 | 3 | E | 8 | 0.201 | F | 8 | 0.16 | F | 8 | 0 | 1 | D | 9 | 0 | C | 8
[26 empty] | 3561100% | 3:00 | 0 | 0 | 0 | 1 | 0 | 0 | 1 | 0 | 0 | 1 | 0 | 0 | 1 | 0 | 0 | 1 | 0 | 0 | 1 | 0 | 0 | 1 | 0 | 5 | E | 9 | 5 | E | 9 | 20 | E | 9 | 13.6 | E | 9 | 67 | A | 7 | 987 | E | 9 | 190 | E | 9 | 0.9 | E | 9 | 16100 | C | 8 | 77777 | E | 9 | 3 | E | 8 | 0.201 | F | 8 | 0.16 | F | 8 | 0 | 1 | D | 9 | 0 | C | 8
[26 empty] | 3561100% | 4:00 | 0 | 0 | 0 | 1 | 0 | 0 | 1 | 0 | 0 | 1 | 0 | 0 | 1 | 0 | 0 | 1 | 0 | 0 | 1 | 0 | 0 | 1 | 0 | 6 | E | 9 | 6 | E | 9 | 19.1 | E | 9 | 14.1 | E | 9 | 73 | A | 7 | 987 | E | 9 | 90 | E | 9 | 1.1 | E | 9 | 16100 | C | 8 | 77777 | E | 9 | 3.1 | E | 8 | 0.201 | F | 8 | 0.16 | F | 8 | 0 | 1 | D | 9 | 0 | C | 8
[26 empty] | 3561100% | 5:00 | 4 | 275 | 0 | 1 | 24 | 0 | 1 | 27 | 0 | 1 | 24 | 0 | 1 | 24 | 0 | 1 | 27 | 0 | 1 | 24 | 0 | 1 | 43 | 5 | E | 9 | 5 | A | 7 | 18 | A | 7 | 14.5 | E | 9 | 80 | A | 7 | 987 | E | 9 | 0 | A | 7 | 0 | A | 7 | 16100 | B | 7 | 77777 | A | 7 | 3.1 | E | 8 | 0.201 | F | 8 | 0.16 | F | 8 | 0 | 1 | D | 9 | 0 | C | 8
[26 empty] | 3561100% | 6:00 | 155 | 1321 | 33 | 1 | 24 | 9 | 1 | 27 | 32 | 1 | 24 | 36 | 1 | 24 | 6 | 1 | 27 | 36 | 1 | 24 | 80 | 1 | 43 | 9 | E | 9 | 9 | A | 7 | 18 | A | 7 | 15 | A | 7 | 83 | A | 7 | 987 | E | 9 | 0 | A | 7 | 0 | A | 7 | 16100 | B | 7 | 4500 | A | 7 | 3.1 | E | 8 | 0.201 | F | 8 | 0.16 | F | 8 | 0 | 1 | D | 9 | 0 | C | 8
[26 empty] | 3561100% | 7:00 | 396 | 1321 | 69 | 1 | 24 | 25 | 1 | 27 | 61 | 1 | 24 | 76 | 1 | 24 | 22 | 1 | 27 | 69 | 1 | 24 | 178 | 1 | 43 | 9 | E | 9 | 9 | A | 7 | 20 | A | 7 | 16 | A | 7 | 78 | A | 7 | 987 | E | 9 | 0 | A | 7 | 0 | A | 7 | 16100 | B | 7 | 4500 | A | 7 | 3.2 | E | 8 | 0.201 | F | 8 | 0.16 | F | 8 | 0 | 1 | D | 9 | 0 | C | 8
[26 empty] | 3561100% | 8:00 | 634 | 1321 | 201 | 1 | 24 | 52 | 1 | 27 | 176 | 1 | 24 | 221 | 1 | 24 | 51 | 1 | 27 | 196 | 1 | 24 | 534 | 1 | 43 | 9 | E | 9 | 9 | A | 7 | 21 | A | 7 | 17 | A | 7 | 78 | A | 7 | 987 | E | 9 | 300 | B | 8 | 1.5 | A | 7 | 16100 | B | 7 | 4500 | A | 7 | 3.2 | E | 8 | 0.201 | F | 8 | 0.16 | F | 8 | 0 | 1 | D | 9 | 0 | C | 8
[26 empty] | 3561100% | 9:00 | 851 | 1321 | 330 | 1 | 24 | 15 | 1 | 27 | 320 | 1 | 24 | 374 | 1 | 24 | 15 | 1 | 27 | 364 | 1 | 24 | 1261 | 1 | 43 | 9 | E | 9 | 9 | A | 7 | 22 | A | 7 | 17 | A | 7 | 73 | A | 7 | 987 | E | 9 | 230 | A | 7 | 2.6 | A | 7 | 16100 | B | 7 | 4500 | A | 7 | 3.3 | E | 8 | 0.201 | F | 8 | 0.16 | F | 8 | 0 | 1 | D | 9 | 0 | C | 8
[26 empty] | 3561100% | 10:00 | 1034 | 1321 | 343 | 1 | 24 | 48 | 1 | 27 | 305 | 1 | 24 | 378 | 1 | 24 | 49 | 1 | 27 | 340 | 1 | 24 | 1218 | 1 | 43 | 9 | E | 9 | 9 | A | 7 | 24 | A | 7 | 17 | A | 7 | 65 | A | 7 | 987 | E | 9 | 180 | A | 7 | 2.6 | A | 7 | 16100 | B | 7 | 4500 | A | 7 | 3.3 | E | 8 | 0.201 | F | 8 | 0.16 | F | 8 | 0 | 1 | D | 9 | 0 | C | 8
[26 empty] | 3561100% | 11:00 | 1169 | 1321 | 301 | 1 | 24 | 51 | 1 | 27 | 255 | 1 | 24 | 333 | 1 | 24 | 52 | 1 | 27 | 287 | 1 | 24 | 1248 | 1 | 43 | 9 | E | 9 | 9 | A | 7 | 28 | A | 7 | 17 | A | 7 | 51 | A | 7 | 987 | E | 9 | 200 | B | 8 | 1.5 | A | 7 | 16100 | B | 7 | 4500 | A | 7 | 3.4 | E | 8 | 0.201 | F | 8 | 0.16 | F | 8 | 0 | 1 | D | 9 | 0 | C | 8
[26 empty] | 3561100% | 12:00 | 1246 | 1321 | 581 | 1 | 24 | 27 | 1 | 27 | 555 | 1 | 24 | 669 | 1 | 24 | 29 | 1 | 27 | 642 | 1 | 24 | 2133 | 1 | 43 | 9 | E | 9 | 9 | A | 7 | 28 | A | 7 | 15 | A | 7 | 45 | A | 7 | 987 | E | 9 | 220 | A | 7 | 3.6 | A | 7 | 16100 | B | 7 | 4500 | A | 7 | 3.4 | E | 8 | 0.201 | F | 8 | 0.16 | F | 8 | 0 | 1 | D | 9 | 0 | C | 8
[26 empty] | 3561100% | 13:00 | 1262 | 1321 | 643 | 1 | 25 | 94 | 1 | 28 | 553 | 1 | 25 | 709 | 1 | 25 | 98 | 1 | 28 | 615 | 1 | 25 | 3090 | 1 | 45 | 9 | B | 8 | 9 | B | 8 | 29.6 | B | 8 | 14.6 | B | 8 | 40 | A | 7 | 987 | E | 9 | 200 | B | 8 | 3.9 | B | 8 | 16100 | C | 8 | 4500 | B | 8 | 3.4 | E | 8 | 0.201 | F | 8 | 0.16 | F | 8 | 0 | 1 | D | 9 | 0 | C | 8
[26 empty] | 3561100% | 14:00 | 1214 | 1321 | 473 | 1 | 24 | 0 | 1 | 27 | 473 | 1 | 24 | 550 | 1 | 24 | 0 | 1 | 27 | 550 | 1 | 24 | 1934 | 1 | 43 | 9 | E | 9 | 9 | A | 7 | 31 | A | 7 | 14 | A | 7 | 36 | A | 7 | 987 | E | 9 | 180 | A | 7 | 4.1 | A | 7 | 16100 | B | 7 | 4500 | A | 7 | 3.5 | E | 8 | 0.201 | F | 8 | 0.16 | F | 8 | 0 | 1 | D | 9 | 0 | C | 8
[26 empty] | 3561100% | 15:00 | 1106 | 1321 | 528 | 1 | 24 | 139 | 1 | 27 | 411 | 1 | 24 | 578 | 1 | 24 | 148 | 1 | 27 | 454 | 1 | 24 | 1608 | 1 | 43 | 9 | E | 9 | 9 | A | 7 | 30 | A | 7 | 14 | A | 7 | 38 | A | 7 | 987 | E | 9 | 210 | A | 7 | 5.1 | A | 7 | 16100 | B | 7 | 4500 | A | 7 | 3.5 | E | 8 | 0.201 | F | 8 | 0.16 | F | 8 | 0 | 1 | D | 9 | 0 | C | 8
[26 empty] | 3561100% | 16:00 | 945 | 1321 | 330 | 1 | 24 | 98 | 1 | 27 | 259 | 1 | 24 | 366 | 1 | 24 | 104 | 1 | 27 | 291 | 1 | 24 | 801 | 1 | 43 | 9 | E | 9 | 9 | A | 7 | 31 | A | 7 | 14 | A | 7 | 36 | A | 7 | 987 | E | 9 | 200 | A | 7 | 3.6 | A | 7 | 16100 | B | 7 | 4500 | A | 7 | 3.6 | E | 8 | 0.201 | F | 8 | 0.16 | F | 8 | 0 | 1 | D | 9 | 0 | C | 8
[26 empty] | 3561100% | 17:00 | 743 | 1321 | 270 | 1 | 24 | 125 | 1 | 27 | 199 | 1 | 24 | 298 | 1 | 24 | 131 | 1 | 27 | 224 | 1 | 24 | 520 | 1 | 43 | 9 | E | 9 | 9 | A | 7 | 29 | A | 7 | 15 | A | 7 | 43 | A | 7 | 987 | E | 9 | 180 | A | 7 | 4.1 | A | 7 | 16100 | B | 7 | 4500 | A | 7 | 3.6 | E | 8 | 0.201 | F | 8 | 0.16 | F | 8 | 0 | 1 | D | 9 | 0 | C | 8
[26 empty] | 3561100% | 18:00 | 513 | 1321 | 195 | 1 | 24 | 48 | 1 | 27 | 176 | 1 | 24 | 213 | 1 | 24 | 46 | 1 | 27 | 195 | 1 | 24 | 476 | 1 | 43 | 9 | E | 9 | 9 | A | 7 | 28 | A | 7 | 16 | A | 7 | 48 | A | 7 | 987 | E | 9 | 180 | A | 7 | 4.1 | A | 7 | 16100 | B | 7 | 4500 | A | 7 | 3.7 | E | 8 | 0.201 | F | 8 | 0.16 | F | 8 | 0 | 1 | D | 9 | 0 | C | 8
[26 empty] | 3561100% | 19:00 | 271 | 1321 | 73 | 1 | 24 | 41 | 1 | 27 | 65 | 1 | 24 | 80 | 1 | 24 | 33 | 1 | 27 | 74 | 1 | 24 | 167 | 1 | 43 | 9 | E | 9 | 9 | A | 7 | 27 | A | 7 | 16 | A | 7 | 51 | A | 7 | 987 | E | 9 | 200 | A | 7 | 5.1 | A | 7 | 16100 | C | 8 | 4500 | A | 7 | 3.7 | E | 8 | 0.201 | F | 8 | 0.16 | F | 8 | 0 | 1 | D | 9 | 0 | C | 8
[26 empty] | 3561100% | 20:00 | 50 | 914 | 10 | 1 | 24 | 3 | 1 | 27 | 10 | 1 | 24 | 11 | 1 | 24 | 2 | 1 | 27 | 11 | 1 | 24 | 26 | 1 | 43 | 9 | E | 9 | 9 | A | 7 | 24 | A | 7 | 16 | A | 7 | 61 | A | 7 | 987 | E | 9 | 190 | A | 7 | 4.1 | A | 7 | 16100 | B | 7 | 3600 | A | 7 | 3.7 | E | 8 | 0.201 | F | 8 | 0.16 | F | 8 | 0 | 1 | D | 9 | 0 | C | 8
[26 empty] | 3561100% | 21:00 | 0 | 0 | 0 | 1 | 0 | 0 | 1 | 0 | 0 | 1 | 0 | 0 | 1 | 0 | 0 | 1 | 0 | 0 | 1 | 0 | 0 | 1 | 0 | 9 | E | 9 | 9 | A | 7 | 24 | A | 7 | 16 | A | 7 | 61 | A | 7 | 987 | E | 9 | 190 | A | 7 | 3.1 | A | 7 | 16100 | B | 7 | 3600 | A | 7 | 3.8 | E | 8 | 0.201 | F | 8 | 0.16 | F | 8 | 0 | 1 | D | 9 | 0 | C | 8
[26 empty] | 3561100% | 22:00 | 0 | 0 | 0 | 1 | 0 | 0 | 1 | 0 | 0 | 1 | 0 | 0 | 1 | 0 | 0 | 1 | 0 | 0 | 1 | 0 | 0 | 1 | 0 | 10 | E | 9 | 10 | E | 9 | 23.9 | E | 9 | 16 | E | 9 | 67 | A | 7 | 987 | E | 9 | 180 | E | 9 | 3 | E | 9 | 16088 | C | 8 | 3338 | E | 9 | 3.8 | E | 8 | 0.201 | F | 8 | 0.16 | F | 8 | 0 | 1 | D | 9 | 0 | C | 8
[26 empty] | 3561100% | 23:00 | 0 | 0 | 0 | 1 | 0 | 0 | 1 | 0 | 0 | 1 | 0 | 0 | 1 | 0 | 0 | 1 | 0 | 0 | 1 | 0 | 0 | 1 | 0 | 10 | E | 9 | 10 | E | 9 | 23.9 | E | 9 | 16 | E | 9 | 69 | A | 7 | 987 | E | 9 | 200 | E | 9 | 2.9 | E | 9 | 16077 | C | 8 | 3076 | E | 9 | 3.9 | E | 8 | 0.201 | F | 8 | 0.16 | F | 8 | 0 | 1 | D | 9 | 0 | C | 8
[26 empty] | 3561100% | 24:00 | 0 | 0 | 0 | 1 | 0 | 0 | 1 | 0 | 0 | 1 | 0 | 0 | 1 | 0 | 0 | 1 | 0 | 0 | 1 | 0 | 0 | 1 | 0 | 10 | E | 9 | 10 | E | 9 | 23.8 | E | 9 | 16 | E | 9 | 71 | A | 7 | 987 | E | 9 | 190 | E | 9 | 2.8 | E | 9 | 16066 | C | 8 | 2812 | E | 9 | 3.9 | E | 8 | 0.201 | F | 8 | 0.16 | F | 8 | 0 | 1 | D | 9 | 0 | C | 8
[26 empty] | 3342000% | 1:00 | 0 | 0 | 0 | 1 | 0 | 0 | 1 | 0 | 0 | 1 | 0 | 0 | 1 | 0 | 0 | 1 | 0 | 0 | 1 | 0 | 0 | 1 | 0 | 10 | E | 9 | 10 | E | 9 | 23.7 | E | 9 | 16 | E | 9 | 52 | A | 7 | 987 | E | 9 | 210 | E | 9 | 2.6 | E | 9 | 16055 | C | 8 | 0 | E | 9 | 3.9 | E | 8 | 0.202 | F | 8 | 0.14 | F | 8 | 0 | 1 | D | 9 | 0 | C | 8
[26 empty] | 3342000% | 2:00 | 0 | 0 | 0 | 1 | 0 | 0 | 1 | 0 | 0 | 1 | 0 | 0 | 1 | 0 | 0 | 1 | 0 | 0 | 1 | 0 | 0 | 1 | 0 | 10 | E | 9 | 10 | E | 9 | 23.6 | E | 9 | 16 | E | 9 | 56 | A | 7 | 987 | E | 9 | 280 | E | 9 | 2.5 | E | 9 | 16044 | C | 8 | 0 | E | 9 | 3.9 | E | 8 | 0.202 | F | 8 | 0.14 | F | 8 | 0 | 1 | D | 9 | 0 | C | 8
[26 empty] | 3342000% | 3:00 | 0 | 0 | 0 | 1 | 0 | 0 | 1 | 0 | 0 | 1 | 0 | 0 | 1 | 0 | 0 | 1 | 0 | 0 | 1 | 0 | 0 | 1 | 0 | 9 | E | 9 | 9 | E | 9 | 23.6 | E | 9 | 16 | E | 9 | 57 | A | 7 | 987 | E | 9 | 340 | E | 9 | 2.4 | E | 9 | 16033 | C | 8 | 0 | E | 9 | 3.9 | E | 8 | 0.202 | F | 8 | 0.14 | F | 8 | 0 | 1 | D | 9 | 0 | C | 8
[26 empty] | 3342000% | 4:00 | 0 | 0 | 0 | 1 | 0 | 0 | 1 | 0 | 0 | 1 | 0 | 0 | 1 | 0 | 0 | 1 | 0 | 0 | 1 | 0 | 0 | 1 | 0 | 9 | E | 9 | 9 | E | 9 | 23.5 | E | 9 | 16 | E | 9 | 63 | A | 7 | 987 | E | 9 | 350 | E | 9 | 2.3 | E | 9 | 16022 | C | 8 | 0 | E | 9 | 3.8 | E | 8 | 0.202 | F | 8 | 0.14 | F | 8 | 0 | 1 | D | 9 | 0 | C | 8
[26 empty] | 3342000% | 5:00 | 4 | 253 | 0 | 1 | 28 | 0 | 1 | 31 | 0 | 1 | 28 | 0 | 1 | 28 | 0 | 1 | 31 | 0 | 1 | 28 | 0 | 1 | 50 | 10 | E | 9 | 10 | E | 9 | 23.2 | E | 9 | 16 | E | 9 | 64 | A | 7 | 987 | E | 9 | 350 | E | 9 | 2.7 | E | 9 | 16011 | C | 8 | 0 | E | 9 | 3.8 | E | 8 | 0.202 | F | 8 | 0.14 | F | 8 | 0 | 1 | D | 9 | 0 | C | 8
[26 empty] | 3342000% | 6:00 | 154 | 1321 | 29 | 1 | 24 | 0 | 1 | 27 | 29 | 1 | 24 | 33 | 1 | 24 | 0 | 1 | 27 | 33 | 1 | 24 | 104 | 1 | 43 | 10 | A | 7 | 10 | E | 9 | 22.8 | A | 7 | 16.1 | A | 7 | 66 | A | 7 | 987 | E | 9 | 360 | A | 7 | 3.1 | A | 7 | 16000 | B | 7 | 1200 | A | 7 | 3.8 | E | 8 | 0.202 | F | 8 | 0.14 | F | 8 | 0 | 1 | D | 9 | 0 | C | 8
[26 empty] | 3342000% | 7:00 | 395 | 1321 | 64 | 1 | 24 | 0 | 1 | 27 | 64 | 1 | 24 | 75 | 1 | 24 | 0 | 1 | 27 | 75 | 1 | 24 | 263 | 1 | 43 | 10 | A | 7 | 10 | E | 9 | 23.3 | A | 7 | 16.1 | A | 7 | 64 | A | 7 | 987 | E | 9 | 360 | A | 7 | 3.1 | A | 7 | 11200 | B | 7 | 900 | A | 7 | 3.7 | E | 8 | 0.202 | F | 8 | 0.14 | F | 8 | 0 | 1 | D | 9 | 0 | C | 8
[26 empty] | 3342000% | 8:00 | 633 | 1321 | 113 | 1 | 24 | 0 | 1 | 27 | 113 | 1 | 24 | 134 | 1 | 24 | 0 | 1 | 27 | 134 | 1 | 24 | 505 | 1 | 43 | 10 | A | 7 | 10 | E | 9 | 23.3 | A | 7 | 16.7 | A | 7 | 66 | A | 7 | 987 | E | 9 | 60 | A | 7 | 5.1 | A | 7 | 11200 | B | 7 | 600 | A | 7 | 3.8 | E | 8 | 0.202 | F | 8 | 0.14 | F | 8 | 0 | 1 | D | 9 | 0 | C | 8
[26 empty] | 3342000% | 9:00 | 851 | 1321 | 169 | 1 | 24 | 0 | 1 | 27 | 169 | 1 | 24 | 201 | 1 | 24 | 0 | 1 | 27 | 201 | 1 | 24 | 798 | 1 | 43 | 10 | A | 7 | 10 | E | 9 | 22.8 | A | 7 | 16.7 | A | 7 | 68 | A | 7 | 987 | E | 9 | 30 | A | 7 | 4.1 | A | 7 | 11200 | B | 7 | 660 | A | 7 | 3.8 | E | 8 | 0.202 | F | 8 | 0.14 | F | 8 | 0 | 1 | D | 9 | 0 | C | 8
[26 empty] | 3342000% | 10:00 | 1033 | 1321 | 217 | 1 | 24 | 0 | 1 | 27 | 217 | 1 | 24 | 261 | 1 | 24 | 0 | 1 | 27 | 261 | 1 | 24 | 1055 | 1 | 43 | 10 | A | 7 | 10 | E | 9 | 22.8 | A | 7 | 16.7 | A | 7 | 68 | A | 7 | 987 | E | 9 | 80 | A | 7 | 4.1 | A | 7 | 16000 | B | 7 | 570 | A | 7 | 3.8 | E | 8 | 0.202 | F | 8 | 0.14 | F | 8 | 0 | 1 | D | 9 | 0 | C | 8
[26 empty] | 3342000% | 11:00 | 1168 | 1321 | 252 | 1 | 24 | 0 | 1 | 27 | 252 | 1 | 24 | 305 | 1 | 24 | 0 | 1 | 27 | 305 | 1 | 24 | 1224 | 1 | 43 | 10 | A | 7 | 10 | E | 9 | 23.9 | A | 7 | 17.2 | A | 7 | 66 | A | 7 | 987 | E | 9 | 100 | A | 7 | 4.1 | A | 7 | 9600 | B | 7 | 540 | A | 7 | 3.8 | E | 8 | 0.202 | F | 8 | 0.14 | F | 8 | 0 | 1 | D | 9 | 5 | C | 8
[26 empty] | 3342000% | 12:00 | 1246 | 1321 | 272 | 1 | 24 | 0 | 1 | 27 | 272 | 1 | 24 | 331 | 1 | 24 | 0 | 1 | 27 | 331 | 1 | 24 | 1318 | 1 | 43 | 10 | A | 7 | 10 | E | 9 | 24.4 | A | 7 | 16.7 | A | 7 | 62 | A | 7 | 987 | E | 9 | 90 | A | 7 | 2.6 | A | 7 | 9600 | B | 7 | 540 | A | 7 | 3.8 | E | 8 | 0.202 | F | 8 | 0.14 | F | 8 | 0 | 1 | D | 9 | 5 | C | 8
[26 empty] | 3342000% | 13:00 | 1262 | 1321 | 231 | 1 | 24 | 35 | 1 | 27 | 197 | 1 | 24 | 257 | 1 | 24 | 35 | 1 | 27 | 223 | 1 | 24 | 1214 | 1 | 43 | 9 | A | 7 | 9 | E | 9 | 25.6 | A | 7 | 17.2 | A | 7 | 60 | A | 7 | 987 | E | 9 | 150 | A | 7 | 4.1 | A | 7 | 4800 | B | 7 | 900 | A | 7 | 3.8 | E | 8 | 0.202 | F | 8 | 0.14 | F | 8 | 0 | 1 | D | 9 | 5 | C | 8
[26 empty] | 3342000% | 14:00 | 1214 | 1321 | 347 | 1 | 24 | 25 | 1 | 27 | 323 | 1 | 24 | 383 | 1 | 24 | 26 | 1 | 27 | 360 | 1 | 24 | 1687 | 1 | 43 | 9 | A | 7 | 9 | E | 9 | 26.1 | A | 7 | 17.8 | A | 7 | 60 | A | 7 | 987 | E | 9 | 130 | A | 7 | 3.6 | A | 7 | 4800 | B | 7 | 900 | A | 7 | 3.8 | E | 8 | 0.202 | F | 8 | 0.14 | F | 8 | 0 | 1 | D | 9 | 5 | C | 8
[26 empty] | 3342000% | 15:00 | 1106 | 1321 | 439 | 1 | 24 | 72 | 1 | 27 | 378 | 1 | 24 | 484 | 1 | 24 | 74 | 1 | 27 | 422 | 1 | 24 | 1600 | 1 | 43 | 9 | A | 7 | 9 | E | 9 | 28.3 | A | 7 | 18.3 | A | 7 | 55 | A | 7 | 987 | E | 9 | 180 | A | 7 | 4.1 | A | 7 | 6400 | B | 7 | 4800 | A | 7 | 3.9 | E | 8 | 0.202 | F | 8 | 0.14 | F | 8 | 0 | 1 | D | 9 | 5 | C | 8
[26 empty] | 3342000% | 16:00 | 945 | 1321 | 367 | 1 | 24 | 77 | 1 | 27 | 312 | 1 | 24 | 405 | 1 | 24 | 79 | 1 | 27 | 348 | 1 | 24 | 1128 | 1 | 43 | 9 | A | 7 | 9 | E | 9 | 28.9 | A | 7 | 17.2 | A | 7 | 49 | A | 7 | 987 | E | 9 | 170 | A | 7 | 4.1 | A | 7 | 6400 | B | 7 | 4500 | A | 7 | 3.9 | E | 8 | 0.202 | F | 8 | 0.14 | F | 8 | 0 | 1 | D | 9 | 5 | C | 8
[26 empty] | 3342000% | 17:00 | 743 | 1321 | 483 | 1 | 24 | 540 | 1 | 27 | 178 | 1 | 24 | 515 | 1 | 24 | 550 | 1 | 27 | 205 | 1 | 24 | 398 | 1 | 43 | 2 | A | 7 | 2 | E | 9 | 28.3 | A | 7 | 17.2 | A | 7 | 51 | A | 7 | 987 | E | 9 | 220 | A | 7 | 3.1 | A | 7 | 8000 | B | 7 | 77777 | A | 7 | 3.9 | E | 8 | 0.202 | F | 8 | 0.14 | F | 8 | 0 | 1 | D | 9 | 5 | C | 8
[26 empty] | 3342000% | 18:00 | 513 | 1321 | 272 | 1 | 24 | 285 | 1 | 27 | 161 | 1 | 24 | 288 | 1 | 24 | 279 | 1 | 27 | 179 | 1 | 24 | 340 | 1 | 43 | 3 | A | 7 | 3 | E | 9 | 28.3 | A | 7 | 18.3 | A | 7 | 55 | A | 7 | 987 | E | 9 | 180 | A | 7 | 4.6 | A | 7 | 8000 | B | 7 | 77777 | A | 7 | 3.9 | E | 8 | 0.202 | F | 8 | 0.14 | F | 8 | 0 | 1 | D | 9 | 5 | C | 8
[26 empty] | 3342000% | 19:00 | 271 | 1321 | 109 | 1 | 24 | 130 | 1 | 27 | 82 | 1 | 24 | 118 | 1 | 24 | 102 | 1 | 27 | 97 | 1 | 24 | 177 | 1 | 43 | 2 | A | 7 | 2 | E | 9 | 27.8 | A | 7 | 18.9 | A | 7 | 58 | A | 7 | 987 | E | 9 | 190 | A | 7 | 4.1 | A | 7 | 6400 | B | 7 | 77777 | A | 7 | 3.9 | E | 8 | 0.202 | F | 8 | 0.14 | F | 8 | 0 | 1 | D | 9 | 5 | C | 8
[26 empty] | 3342000% | 20:00 | 50 | 914 | 10 | 1 | 24 | 0 | 1 | 27 | 10 | 1 | 24 | 12 | 1 | 24 | 0 | 1 | 27 | 12 | 1 | 24 | 37 | 1 | 43 | 9 | A | 7 | 9 | E | 9 | 26.7 | A | 7 | 18.9 | A | 7 | 62 | A | 7 | 987 | E | 9 | 140 | A | 7 | 4.1 | A | 7 | 6400 | B | 7 | 77777 | A | 7 | 3.9 | E | 8 | 0.202 | F | 8 | 0.14 | F | 8 | 0 | 1 | D | 9 | 5 | C | 8
[26 empty] | 3342000% | 21:00 | 0 | 0 | 0 | 1 | 0 | 0 | 1 | 0 | 0 | 1 | 0 | 0 | 1 | 0 | 0 | 1 | 0 | 0 | 1 | 0 | 0 | 1 | 0 | 9 | A | 7 | 9 | E | 9 | 25.6 | A | 7 | 20 | A | 7 | 71 | A | 7 | 987 | E | 9 | 170 | A | 7 | 3.1 | A | 7 | 8000 | B | 7 | 77777 | A | 7 | 3.9 | E | 8 | 0.202 | F | 8 | 0.14 | F | 8 | 0 | 1 | D | 9 | 5 | C | 8
[26 empty] | 3342000% | 22:00 | 0 | 0 | 0 | 1 | 0 | 0 | 1 | 0 | 0 | 1 | 0 | 0 | 1 | 0 | 0 | 1 | 0 | 0 | 1 | 0 | 0 | 1 | 0 | 8 | E | 9 | 8 | E | 9 | 24.1 | E | 9 | 20.2 | E | 9 | 79 | A | 7 | 987 | E | 9 | 170 | E | 9 | 3 | E | 9 | 7555 | C | 8 | 19689 | E | 9 | 4 | E | 8 | 0.202 | F | 8 | 0.14 | F | 8 | 0 | 1 | D | 9 | 5 | C | 8
[26 empty] | 3342000% | 23:00 | 0 | 0 | 0 | 1 | 0 | 0 | 1 | 0 | 0 | 1 | 0 | 0 | 1 | 0 | 0 | 1 | 0 | 0 | 1 | 0 | 0 | 1 | 0 | 4 | E | 9 | 4 | E | 9 | 24.6 | E | 9 | 20.5 | E | 9 | 78 | A | 7 | 987 | E | 9 | 150 | E | 9 | 3.9 | E | 9 | 7111 | C | 8 | 17378 | E | 9 | 4 | E | 8 | 0.202 | F | 8 | 0.14 | F | 8 | 0 | 1 | D | 9 | 5 | C | 8
[26 empty] | 3342000% | 24:00 | 0 | 0 | 0 | 1 | 0 | 0 | 1 | 0 | 0 | 1 | 0 | 0 | 1 | 0 | 0 | 1 | 0 | 0 | 1 | 0 | 0 | 1 | 0 | 5 | E | 9 | 5 | E | 9 | 26 | E | 9 | 20.7 | E | 9 | 73 | A | 7 | 987 | E | 9 | 120 | E | 9 | 2.2 | E | 9 | 6666 | C | 8 | 15067 | E | 9 | 4 | E | 8 | 0.202 | F | 8 | 0.14 | F | 8 | 0 | 1 | D | 9 | 5 | C | 8
[26 empty] | 3342100% | 1:00 | 0 | 0 | 0 | 1 | 0 | 0 | 1 | 0 | 0 | 1 | 0 | 0 | 1 | 0 | 0 | 1 | 0 | 0 | 1 | 0 | 0 | 1 | 0 | 6 | E | 9 | 6 | E | 9 | 25.5 | E | 9 | 21.9 | E | 9 | 81 | A | 7 | 987 | E | 9 | 90 | E | 9 | 1.6 | E | 9 | 6222 | C | 8 | 12756 | E | 9 | 4 | E | 8 | 0.202 | F | 8 | 0.14 | F | 8 | 0 | 1 | D | 9 | 5 | C | 8
[26 empty] | 3342100% | 2:00 | 0 | 0 | 0 | 1 | 0 | 0 | 1 | 0 | 0 | 1 | 0 | 0 | 1 | 0 | 0 | 1 | 0 | 0 | 1 | 0 | 0 | 1 | 0 | 7 | E | 9 | 7 | E | 9 | 24 | E | 9 | 22.2 | E | 9 | 90 | A | 7 | 987 | E | 9 | 0 | E | 9 | 0 | E | 9 | 5777 | C | 8 | 10444 | E | 9 | 4 | E | 8 | 0.202 | F | 8 | 0.14 | F | 8 | 0 | 1 | D | 9 | 5 | C | 8
[26 empty] | 3342100% | 3:00 | 0 | 0 | 0 | 1 | 0 | 0 | 1 | 0 | 0 | 1 | 0 | 0 | 1 | 0 | 0 | 1 | 0 | 0 | 1 | 0 | 0 | 1 | 0 | 9 | E | 9 | 9 | E | 9 | 23.5 | E | 9 | 21.4 | E | 9 | 88 | A | 7 | 987 | E | 9 | 60 | E | 9 | 1.8 | E | 9 | 5333 | C | 8 | 8133 | E | 9 | 4 | E | 8 | 0.202 | F | 8 | 0.14 | F | 8 | 0 | 1 | D | 9 | 5 | C | 8
[26 empty] | 3342100% | 4:00 | 0 | 0 | 0 | 1 | 0 | 0 | 1 | 0 | 0 | 1 | 0 | 0 | 1 | 0 | 0 | 1 | 0 | 0 | 1 | 0 | 0 | 1 | 0 | 10 | E | 9 | 10 | E | 9 | 22.9 | E | 9 | 21.6 | E | 9 | 92 | A | 7 | 987 | E | 9 | 40 | E | 9 | 1.7 | E | 9 | 4888 | C | 8 | 5822 | E | 9 | 4.1 | E | 8 | 0.202 | F | 8 | 0.14 | F | 8 | 0 | 1 | D | 9 | 5 | C | 8
[26 empty] | 3342100% | 5:00 | 4 | 253 | 0 | 1 | 28 | 0 | 1 | 31 | 0 | 1 | 28 | 0 | 1 | 28 | 0 | 1 | 31 | 0 | 1 | 28 | 0 | 1 | 50 | 10 | E | 9 | 9 | E | 9 | 23.4 | E | 9 | 21.9 | E | 9 | 91 | A | 7 | 987 | E | 9 | 10 | E | 9 | 2.2 | E | 9 | 4444 | C | 8 | 3511 | E | 9 | 4.1 | E | 8 | 0.202 | F | 8 | 0.14 | F | 8 | 0 | 1 | D | 9 | 5 | C | 8
[26 empty] | 3342100% | 6:00 | 153 | 1321 | 53 | 1 | 24 | 5 | 1 | 27 | 53 | 1 | 24 | 58 | 1 | 24 | 1 | 1 | 27 | 58 | 1 | 24 | 154 | 1 | 43 | 10 | A | 7 | 9 | E | 9 | 23.9 | A | 7 | 21.1 | A | 7 | 84 | A | 7 | 987 | E | 9 | 0 | A | 7 | 0 | A | 7 | 4000 | B | 7 | 1200 | A | 7 | 4.1 | E | 8 | 0.202 | F | 8 | 0.14 | F | 8 | 0 | 1 | D | 9 | 5 | C | 8
[26 empty] | 3342100% | 7:00 | 393 | 1321 | 99 | 1 | 24 | 0 | 1 | 27 | 99 | 1 | 24 | 112 | 1 | 24 | 0 | 1 | 27 | 112 | 1 | 24 | 368 | 1 | 43 | 10 | A | 7 | 9 | E | 9 | 25.6 | A | 7 | 21.1 | A | 7 | 76 | A | 7 | 987 | E | 9 | 180 | A | 7 | 3.6 | A | 7 | 4000 | B | 7 | 540 | A | 7 | 4.1 | E | 8 | 0.202 | F | 8 | 0.14 | F | 8 | 0 | 1 | D | 9 | 5 | C | 8
[26 empty] | 3342100% | 8:00 | 632 | 1321 | 205 | 1 | 24 | 46 | 1 | 27 | 183 | 1 | 24 | 225 | 1 | 24 | 45 | 1 | 27 | 204 | 1 | 24 | 550 | 1 | 43 | 10 | A | 7 | 9 | E | 9 | 26.7 | A | 7 | 21.7 | A | 7 | 74 | A | 7 | 987 | E | 9 | 200 | A | 7 | 3.6 | A | 7 | 4000 | B | 7 | 540 | A | 7 | 4.1 | E | 8 | 0.202 | F | 8 | 0.14 | F | 8 | 0 | 1 | D | 9 | 5 | C | 8
[26 empty] | 3342100% | 9:00 | 850 | 1321 | 342 | 1 | 24 | 45 | 1 | 27 | 313 | 1 | 24 | 376 | 1 | 24 | 46 | 1 | 27 | 346 | 1 | 24 | 1027 | 1 | 43 | 10 | A | 7 | 9 | E | 9 | 27.2 | A | 7 | 21.7 | A | 7 | 72 | A | 7 | 987 | E | 9 | 180 | A | 7 | 3.1 | A | 7 | 4800 | B | 7 | 390 | A | 7 | 4.1 | E | 8 | 0.202 | F | 8 | 0.14 | F | 8 | 0 | 1 | D | 9 | 5 | C | 8
[26 empty] | 3342100% | 10:00 | 1032 | 1321 | 411 | 1 | 24 | 103 | 1 | 27 | 330 | 1 | 24 | 453 | 1 | 24 | 110 | 1 | 27 | 367 | 1 | 24 | 1140 | 1 | 43 | 10 | A | 7 | 9 | E | 9 | 27.2 | A | 7 | 21.7 | A | 7 | 72 | A | 7 | 987 | E | 9 | 180 | A | 7 | 4.1 | A | 7 | 4800 | B | 7 | 390 | A | 7 | 4.1 | E | 8 | 0.202 | F | 8 | 0.14 | F | 8 | 0 | 1 | D | 9 | 5 | C | 8
[26 empty] | 3342100% | 11:00 | 1167 | 1321 | 375 | 1 | 24 | 162 | 1 | 27 | 231 | 1 | 24 | 426 | 1 | 24 | 177 | 1 | 27 | 270 | 1 | 24 | 1022 | 1 | 43 | 10 | A | 7 | 9 | E | 9 | 27.2 | A | 7 | 21.7 | A | 7 | 72 | A | 7 | 987 | E | 9 | 180 | A | 7 | 2.6 | A | 7 | 4800 | B | 7 | 390 | A | 7 | 4.1 | E | 8 | 0.202 | F | 8 | 0.14 | F | 8 | 0 | 1 | D | 9 | 5 | C | 8
[26 empty] | 3342100% | 12:00 | 1245 | 1321 | 764 | 1 | 24 | 144 | 1 | 27 | 628 | 1 | 24 | 841 | 1 | 24 | 151 | 1 | 27 | 698 | 1 | 24 | 3240 | 1 | 43 | 10 | A | 7 | 9 | E | 9 | 28.9 | A | 7 | 21.7 | A | 7 | 65 | A | 7 | 987 | E | 9 | 170 | A | 7 | 3.6 | A | 7 | 4800 | B | 7 | 600 | A | 7 | 4 | E | 8 | 0.202 | F | 8 | 0.14 | F | 8 | 0 | 1 | D | 9 | 5 | C | 8
[26 empty] | 3342100% | 13:00 | 1261 | 1321 | 476 | 1 | 24 | 97 | 1 | 27 | 383 | 1 | 24 | 530 | 1 | 24 | 104 | 1 | 27 | 431 | 1 | 24 | 2404 | 1 | 43 | 10 | A | 7 | 9 | E | 9 | 30 | A | 7 | 21.7 | A | 7 | 61 | A | 7 | 987 | E | 9 | 110 | A | 7 | 3.1 | A | 7 | 4800 | B | 7 | 660 | A | 7 | 4 | E | 8 | 0.202 | F | 8 | 0.14 | F | 8 | 0 | 1 | D | 9 | 5 | C | 8
[26 empty] | 3342100% | 14:00 | 1214 | 1321 | 388 | 1 | 24 | 111 | 1 | 27 | 286 | 1 | 24 | 439 | 1 | 24 | 120 | 1 | 27 | 329 | 1 | 24 | 1472 | 1 | 43 | 10 | A | 7 | 9 | E | 9 | 30.6 | A | 7 | 21.7 | A | 7 | 59 | A | 7 | 987 | E | 9 | 100 | A | 7 | 4.1 | A | 7 | 4800 | B | 7 | 810 | A | 7 | 4 | E | 8 | 0.202 | F | 8 | 0.14 | F | 8 | 0 | 1 | D | 9 | 5 | C | 8
[26 empty] | 3342100% | 15:00 | 1106 | 1321 | 365 | 1 | 24 | 76 | 1 | 27 | 301 | 1 | 24 | 404 | 1 | 24 | 78 | 1 | 27 | 338 | 1 | 24 | 1317 | 1 | 43 | 10 | A | 7 | 9 | E | 9 | 28.9 | A | 7 | 21.7 | A | 7 | 65 | A | 7 | 987 | E | 9 | 160 | A | 7 | 7.2 | A | 7 | 4800 | B | 7 | 630 | A | 7 | 4 | E | 8 | 0.202 | F | 8 | 0.14 | F | 8 | 0 | 1 | D | 9 | 5 | C | 8
[26 empty] | 3342100% | 16:00 | 945 | 1321 | 303 | 1 | 24 | 76 | 1 | 27 | 249 | 1 | 24 | 335 | 1 | 24 | 77 | 1 | 27 | 280 | 1 | 24 | 934 | 1 | 43 | 10 | A | 7 | 9 | E | 9 | 28.3 | A | 7 | 22.8 | A | 7 | 72 | A | 7 | 987 | E | 9 | 160 | A | 7 | 5.1 | A | 7 | 4800 | B | 7 | 1320 | A | 7 | 4 | E | 8 | 0.202 | F | 8 | 0.14 | F | 8 | 0 | 1 | D | 9 | 5 | C | 8
[26 empty] | 3342100% | 17:00 | 743 | 1321 | 278 | 1 | 24 | 99 | 1 | 27 | 223 | 1 | 24 | 307 | 1 | 24 | 99 | 1 | 27 | 251 | 1 | 24 | 711 | 1 | 43 | 10 | A | 7 | 9 | E | 9 | 26.1 | A | 7 | 22.8 | A | 7 | 82 | A | 7 | 987 | E | 9 | 110 | A | 7 | 5.1 | A | 7 | 4800 | B | 7 | 540 | A | 7 | 4 | E | 8 | 0.202 | F | 8 | 0.14 | F | 8 | 0 | 1 | D | 9 | 5 | C | 8
[26 empty] | 3342100% | 18:00 | 513 | 1321 | 171 | 1 | 24 | 42 | 1 | 27 | 155 | 1 | 24 | 188 | 1 | 24 | 40 | 1 | 27 | 172 | 1 | 24 | 432 | 1 | 43 | 10 | A | 7 | 9 | E | 9 | 27.2 | A | 7 | 23.9 | A | 7 | 82 | A | 7 | 987 | E | 9 | 200 | A | 7 | 4.1 | A | 7 | 4000 | B | 7 | 690 | A | 7 | 4 | E | 8 | 0.202 | F | 8 | 0.14 | F | 8 | 0 | 1 | D | 9 | 5 | C | 8
[26 empty] | 3342100% | 19:00 | 271 | 1321 | 59 | 1 | 24 | 26 | 1 | 27 | 53 | 1 | 24 | 64 | 1 | 24 | 21 | 1 | 27 | 60 | 1 | 24 | 141 | 1 | 43 | 10 | A | 7 | 9 | E | 9 | 27.2 | A | 7 | 21.7 | A | 7 | 72 | A | 7 | 987 | E | 9 | 180 | A | 7 | 3.6 | A | 7 | 4800 | B | 7 | 4200 | A | 7 | 4 | E | 8 | 0.202 | F | 8 | 0.14 | F | 8 | 0 | 1 | D | 9 | 5 | C | 8
[26 empty] | 3342100% | 20:00 | 50 | 892 | 12 | 1 | 24 | 1 | 1 | 27 | 12 | 1 | 24 | 14 | 1 | 24 | 0 | 1 | 27 | 14 | 1 | 24 | 44 | 1 | 43 | 10 | A | 7 | 9 | E | 9 | 25.6 | A | 7 | 21.1 | A | 7 | 76 | A | 7 | 987 | E | 9 | 0 | A | 7 | 0 | A | 7 | 6400 | B | 7 | 6000 | A | 7 | 4 | E | 8 | 0.202 | F | 8 | 0.14 | F | 8 | 0 | 1 | D | 9 | 5 | C | 8
[26 empty] | 3342100% | 21:00 | 0 | 0 | 0 | 1 | 0 | 0 | 1 | 0 | 0 | 1 | 0 | 0 | 1 | 0 | 0 | 1 | 0 | 0 | 1 | 0 | 0 | 1 | 0 | 10 | A | 7 | 9 | E | 9 | 25 | A | 7 | 21.1 | A | 7 | 79 | A | 7 | 987 | E | 9 | 0 | A | 7 | 0 | A | 7 | 8000 | B | 7 | 77777 | A | 7 | 3.9 | E | 8 | 0.202 | F | 8 | 0.14 | F | 8 | 0 | 1 | D | 9 | 5 | C | 8
[26 empty] | 3342100% | 22:00 | 0 | 0 | 0 | 1 | 0 | 0 | 1 | 0 | 0 | 1 | 0 | 0 | 1 | 0 | 0 | 1 | 0 | 0 | 1 | 0 | 0 | 1 | 0 | 10 | A | 7 | 9 | E | 9 | 23.9 | A | 7 | 21 | E | 9 | 84 | A | 7 | 987 | E | 9 | 0 | A | 7 | 0 | A | 7 | 11200 | B | 7 | 77777 | A | 7 | 3.9 | E | 8 | 0.202 | F | 8 | 0.14 | F | 8 | 0 | 1 | D | 9 | 0 | C | 8
[26 empty] | 3342100% | 23:00 | 0 | 0 | 0 | 1 | 0 | 0 | 1 | 0 | 0 | 1 | 0 | 0 | 1 | 0 | 0 | 1 | 0 | 0 | 1 | 0 | 0 | 1 | 0 | 9 | E | 9 | 8 | E | 9 | 22.3 | E | 9 | 21 | E | 9 | 92 | A | 7 | 987 | E | 9 | 0 | E | 9 | 0 | E | 9 | 10200 | C | 8 | 19306 | E | 9 | 3.9 | E | 8 | 0.202 | F | 8 | 0.14 | F | 8 | 0 | 1 | D | 9 | 0 | C | 8
[26 empty] | 3342100% | 24:00 | 0 | 0 | 0 | 1 | 0 | 0 | 1 | 0 | 0 | 1 | 0 | 0 | 1 | 0 | 0 | 1 | 0 | 0 | 1 | 0 | 0 | 1 | 0 | 8 | E | 9 | 7 | E | 9 | 21.6 | E | 9 | 19.9 | E | 9 | 90 | A | 7 | 987 | E | 9 | 0 | E | 9 | 0 | E | 9 | 9200 | C | 8 | 0 | E | 9 | 3.9 | E | 8 | 0.202 | F | 8 | 0.14 | F | 8 | 0 | 1 | D | 9 | 0 | C | 8
[26 empty] | 3342200% | 1:00 | 0 | 0 | 0 | 1 | 0 | 0 | 1 | 0 | 0 | 1 | 0 | 0 | 1 | 0 | 0 | 1 | 0 | 0 | 1 | 0 | 0 | 1 | 0 | 6 | E | 9 | 5 | E | 9 | 22 | E | 9 | 20.9 | E | 9 | 93 | A | 7 | 987 | E | 9 | 190 | E | 9 | 0.1 | E | 9 | 8200 | C | 8 | 0 | E | 9 | 3.9 | E | 8 | 0.202 | F | 8 | 0.14 | F | 8 | 0 | 1 | D | 9 | 0 | C | 8
[26 empty] | 3342200% | 2:00 | 0 | 0 | 0 | 1 | 0 | 0 | 1 | 0 | 0 | 1 | 0 | 0 | 1 | 0 | 0 | 1 | 0 | 0 | 1 | 0 | 0 | 1 | 0 | 10 | E | 9 | 10 | E | 9 | 21.3 | E | 9 | 20.8 | E | 9 | 97 | A | 7 | 987 | E | 9 | 0 | E | 9 | 0 | E | 9 | 7200 | C | 8 | 0 | E | 9 | 3.9 | E | 8 | 0.202 | F | 8 | 0.14 | F | 8 | 0 | 1 | D | 9 | 45 | C | 8
[26 empty] | 3342200% | 3:00 | 0 | 0 | 0 | 1 | 0 | 0 | 1 | 0 | 0 | 1 | 0 | 0 | 1 | 0 | 0 | 1 | 0 | 0 | 1 | 0 | 0 | 1 | 0 | 10 | E | 9 | 10 | E | 9 | 21.7 | E | 9 | 19.8 | E | 9 | 89 | A | 7 | 987 | E | 9 | 0 | E | 9 | 0 | E | 9 | 6200 | C | 8 | 0 | E | 9 | 3.9 | E | 8 | 0.202 | F | 8 | 0.14 | F | 8 | 0 | 1 | D | 9 | 45 | C | 8
[26 empty] | 3342200% | 4:00 | 0 | 0 | 0 | 1 | 0 | 0 | 1 | 0 | 0 | 1 | 0 | 0 | 1 | 0 | 0 | 1 | 0 | 0 | 1 | 0 | 0 | 1 | 0 | 10 | E | 9 | 10 | E | 9 | 22.1 | E | 9 | 20.7 | E | 9 | 92 | A | 7 | 987 | E | 9 | 0 | E | 9 | 0 | E | 9 | 5200 | C | 8 | 5838 | E | 9 | 3.9 | E | 8 | 0.202 | F | 8 | 0.14 | F | 8 | 0 | 1 | D | 9 | 45 | C | 8
[26 empty] | 3342200% | 5:00 | 3 | 231 | 0 | 1 | 28 | 0 | 1 | 31 | 0 | 1 | 28 | 0 | 1 | 28 | 0 | 1 | 31 | 0 | 1 | 28 | 0 | 1 | 50 | 10 | E | 9 | 10 | E | 9 | 20.4 | E | 9 | 20.4 | E | 9 | 100 | A | 7 | 987 | E | 9 | 0 | E | 9 | 0 | E | 9 | 4200 | C | 8 | 3144 | E | 9 | 3.9 | E | 8 | 0.202 | F | 8 | 0.14 | F | 8 | 0 | 1 | D | 9 | 45 | C | 8
[26 empty] | 3342200% | 6:00 | 151 | 1321 | 33 | 1 | 24 | 11 | 1 | 27 | 32 | 1 | 24 | 36 | 1 | 24 | 7 | 1 | 27 | 36 | 1 | 24 | 80 | 1 | 43 | 10 | A | 7 | 9 | E | 9 | 22.8 | A | 7 | 20.6 | A | 7 | 87 | A | 7 | 987 | E | 9 | 0 | A | 7 | 0 | A | 7 | 3200 | B | 7 | 450 | A | 7 | 3.8 | E | 8 | 0.202 | F | 8 | 0.14 | F | 8 | 0 | 1 | D | 9 | 45 | C | 8
[26 empty] | 3342200% | 7:00 | 392 | 1321 | 57 | 1 | 24 | 23 | 1 | 27 | 50 | 1 | 24 | 63 | 1 | 24 | 20 | 1 | 27 | 57 | 1 | 24 | 148 | 1 | 43 | 10 | A | 7 | 9 | E | 9 | 22.8 | A | 7 | 21.1 | A | 7 | 90 | A | 7 | 987 | E | 9 | 360 | A | 7 | 3.1 | A | 7 | 400 | B | 7 | 60 | A | 7 | 3.8 | E | 8 | 0.202 | F | 8 | 0.14 | F | 8 | 0 | 1 | D | 9 | 45 | C | 8
[26 empty] | 3342200% | 8:00 | 630 | 1321 | 340 | 1 | 24 | 413 | 1 | 27 | 143 | 1 | 24 | 363 | 1 | 24 | 411 | 1 | 27 | 167 | 1 | 24 | 292 | 1 | 43 | 9 | A | 7 | 6 | E | 9 | 23.9 | A | 7 | 21.7 | A | 7 | 88 | A | 7 | 987 | E | 9 | 360 | A | 7 | 3.1 | A | 7 | 1200 | B | 7 | 150 | A | 7 | 3.8 | E | 8 | 0.202 | F | 8 | 0.14 | F | 8 | 0 | 1 | D | 9 | 45 | C | 8
[26 empty] | 3342200% | 9:00 | 848 | 1321 | 273 | 1 | 24 | 32 | 1 | 27 | 252 | 1 | 24 | 300 | 1 | 24 | 32 | 1 | 27 | 279 | 1 | 24 | 863 | 1 | 43 | 10 | A | 7 | 9 | E | 9 | 25.6 | A | 7 | 21.1 | A | 7 | 76 | A | 7 | 987 | E | 9 | 250 | A | 7 | 2.1 | A | 7 | 3200 | B | 7 | 240 | A | 7 | 3.8 | E | 8 | 0.202 | F | 8 | 0.14 | F | 8 | 0 | 1 | D | 9 | 45 | C | 8
[26 empty] | 3342200% | 10:00 | 1031 | 1321 | 367 | 1 | 24 | 7 | 1 | 27 | 361 | 1 | 24 | 424 | 1 | 24 | 7 | 1 | 27 | 418 | 1 | 24 | 1532 | 1 | 43 | 10 | A | 7 | 9 | E | 9 | 25.6 | A | 7 | 21.1 | A | 7 | 76 | A | 7 | 987 | E | 9 | 310 | A | 7 | 2.6 | A | 7 | 3200 | B | 7 | 1800 | A | 7 | 3.9 | E | 8 | 0.202 | F | 8 | 0.14 | F | 8 | 0 | 1 | D | 9 | 45 | C | 8
[26 empty] | 3342200% | 11:00 | 1166 | 1321 | 351 | 1 | 24 | 98 | 1 | 27 | 265 | 1 | 24 | 398 | 1 | 24 | 106 | 1 | 27 | 305 | 1 | 24 | 1186 | 1 | 43 | 10 | A | 7 | 9 | E | 9 | 26.7 | A | 7 | 21.1 | A | 7 | 71 | A | 7 | 987 | E | 9 | 310 | A | 7 | 3.1 | A | 7 | 4000 | B | 7 | 3000 | A | 7 | 3.9 | E | 8 | 0.202 | F | 8 | 0.14 | F | 8 | 0 | 1 | D | 9 | 45 | C | 8
[26 empty] | 3342200% | 12:00 | 1245 | 1321 | 550 | 1 | 24 | 33 | 1 | 27 | 519 | 1 | 24 | 637 | 1 | 24 | 34 | 1 | 27 | 605 | 1 | 24 | 2060 | 1 | 43 | 10 | A | 7 | 9 | E | 9 | 26.7 | A | 7 | 20.6 | A | 7 | 69 | A | 7 | 987 | E | 9 | 320 | A | 7 | 3.6 | A | 7 | 4800 | B | 7 | 2400 | A | 7 | 3.9 | E | 8 | 0.202 | F | 8 | 0.14 | F | 8 | 0 | 1 | D | 9 | 5 | C | 8
[26 empty] | 3342200% | 13:00 | 1261 | 1321 | 518 | 1 | 24 | 126 | 1 | 27 | 398 | 1 | 24 | 577 | 1 | 24 | 135 | 1 | 27 | 448 | 1 | 24 | 2492 | 1 | 43 | 10 | A | 7 | 9 | E | 9 | 26.7 | A | 7 | 21.1 | A | 7 | 71 | A | 7 | 987 | E | 9 | 280 | A | 7 | 3.1 | A | 7 | 4800 | B | 7 | 3000 | A | 7 | 3.9 | E | 8 | 0.202 | F | 8 | 0.14 | F | 8 | 0 | 1 | D | 9 | 5 | C | 8
[26 empty] | 3342200% | 14:00 | 1213 | 1321 | 465 | 1 | 24 | 98 | 1 | 27 | 374 | 1 | 24 | 516 | 1 | 24 | 105 | 1 | 27 | 420 | 1 | 24 | 1924 | 1 | 43 | 10 | A | 7 | 9 | E | 9 | 27.8 | A | 7 | 20.6 | A | 7 | 65 | A | 7 | 987 | E | 9 | 300 | A | 7 | 3.6 | A | 7 | 4800 | B | 7 | 3000 | A | 7 | 3.9 | E | 8 | 0.202 | F | 8 | 0.14 | F | 8 | 0 | 1 | D | 9 | 5 | C | 8
[26 empty] | 3342200% | 15:00 | 1106 | 1321 | 742 | 1 | 24 | 567 | 1 | 27 | 267 | 1 | 24 | 806 | 1 | 24 | 593 | 1 | 27 | 309 | 1 | 24 | 1088 | 1 | 43 | 9 | A | 7 | 6 | E | 9 | 29.4 | A | 7 | 20 | A | 7 | 57 | A | 7 | 987 | E | 9 | 0 | A | 7 | 0 | A | 7 | 4800 | B | 7 | 3000 | A | 7 | 3.9 | E | 8 | 0.202 | F | 8 | 0.14 | F | 8 | 0 | 1 | D | 9 | 5 | C | 8
[26 empty] | 3342200% | 16:00 | 945 | 1321 | 374 | 1 | 24 | 88 | 1 | 27 | 311 | 1 | 24 | 412 | 1 | 24 | 90 | 1 | 27 | 348 | 1 | 24 | 1125 | 1 | 43 | 10 | A | 7 | 9 | E | 9 | 29.4 | A | 7 | 18.9 | A | 7 | 53 | A | 7 | 987 | E | 9 | 220 | A | 7 | 3.6 | A | 7 | 4800 | B | 7 | 3000 | A | 7 | 3.9 | E | 8 | 0.202 | F | 8 | 0.14 | F | 8 | 0 | 1 | D | 9 | 5 | C | 8
[26 empty] | 3342200% | 17:00 | 743 | 1321 | 289 | 1 | 24 | 77 | 1 | 27 | 246 | 1 | 24 | 318 | 1 | 24 | 78 | 1 | 27 | 274 | 1 | 24 | 769 | 1 | 43 | 10 | A | 7 | 9 | E | 9 | 29.4 | A | 7 | 18.9 | A | 7 | 53 | A | 7 | 987 | E | 9 | 250 | A | 7 | 4.1 | A | 7 | 4800 | B | 7 | 2400 | A | 7 | 3.9 | E | 8 | 0.202 | F | 8 | 0.14 | F | 8 | 0 | 1 | D | 9 | 5 | C | 8
[26 empty] | 3342200% | 18:00 | 512 | 1321 | 222 | 1 | 24 | 42 | 1 | 27 | 206 | 1 | 24 | 243 | 1 | 24 | 41 | 1 | 27 | 227 | 1 | 24 | 532 | 1 | 43 | 10 | A | 7 | 9 | E | 9 | 28.9 | A | 7 | 18.3 | A | 7 | 53 | A | 7 | 987 | E | 9 | 300 | A | 7 | 3.1 | A | 7 | 6400 | B | 7 | 2400 | A | 7 | 3.9 | E | 8 | 0.202 | F | 8 | 0.14 | F | 8 | 0 | 1 | D | 9 | 5 | C | 8
[26 empty] | 3342200% | 19:00 | 270 | 1321 | 92 | 1 | 24 | 65 | 1 | 27 | 79 | 1 | 24 | 101 | 1 | 24 | 53 | 1 | 27 | 90 | 1 | 24 | 195 | 1 | 43 | 9 | A | 7 | 6 | E | 9 | 27.8 | A | 7 | 21.7 | A | 7 | 69 | A | 7 | 987 | E | 9 | 100 | A | 7 | 4.1 | A | 7 | 6400 | B | 7 | 2400 | A | 7 | 3.9 | E | 8 | 0.202 | F | 8 | 0.14 | F | 8 | 0 | 1 | D | 9 | 5 | C | 8
[26 empty] | 3342200% | 20:00 | 49 | 892 | 13 | 1 | 24 | 6 | 1 | 27 | 12 | 1 | 24 | 14 | 1 | 24 | 3 | 1 | 27 | 13 | 1 | 24 | 31 | 1 | 43 | 9 | A | 7 | 6 | E | 9 | 26.1 | A | 7 | 21.1 | A | 7 | 74 | A | 7 | 987 | E | 9 | 110 | A | 7 | 3.1 | A | 7 | 6400 | B | 7 | 3600 | A | 7 | 3.9 | E | 8 | 0.202 | F | 8 | 0.14 | F | 8 | 0 | 1 | D | 9 | 5 | C | 8
[26 empty] | 3342200% | 21:00 | 0 | 0 | 0 | 1 | 0 | 0 | 1 | 0 | 0 | 1 | 0 | 0 | 1 | 0 | 0 | 1 | 0 | 0 | 1 | 0 | 0 | 1 | 0 | 9 | A | 7 | 6 | E | 9 | 25 | A | 7 | 21.1 | A | 7 | 79 | A | 7 | 987 | E | 9 | 100 | A | 7 | 3.1 | A | 7 | 4800 | B | 7 | 3600 | A | 7 | 3.9 | E | 8 | 0.202 | F | 8 | 0.14 | F | 8 | 0 | 1 | D | 9 | 5 | C | 8
[26 empty] | 3342200% | 22:00 | 0 | 0 | 0 | 1 | 0 | 0 | 1 | 0 | 0 | 1 | 0 | 0 | 1 | 0 | 0 | 1 | 0 | 0 | 1 | 0 | 0 | 1 | 0 | 9 | E | 9 | 6 | E | 9 | 24 | E | 9 | 20.5 | E | 9 | 81 | A | 7 | 987 | E | 9 | 110 | E | 9 | 4 | E | 9 | 4800 | C | 8 | 3283 | E | 9 | 3.9 | E | 8 | 0.202 | F | 8 | 0.14 | F | 8 | 0 | 1 | D | 9 | 5 | C | 8
[26 empty] | 3342200% | 23:00 | 0 | 0 | 0 | 1 | 0 | 0 | 1 | 0 | 0 | 1 | 0 | 0 | 1 | 0 | 0 | 1 | 0 | 0 | 1 | 0 | 0 | 1 | 0 | 8 | E | 9 | 6 | E | 9 | 23 | E | 9 | 19.9 | E | 9 | 83 | A | 7 | 987 | E | 9 | 110 | E | 9 | 1.3 | E | 9 | 4800 | C | 8 | 0 | E | 9 | 3.9 | E | 8 | 0.202 | F | 8 | 0.14 | F | 8 | 0 | 1 | D | 9 | 5 | C | 8
[26 empty] | 3342200% | 24:00 | 0 | 0 | 0 | 1 | 0 | 0 | 1 | 0 | 0 | 1 | 0 | 0 | 1 | 0 | 0 | 1 | 0 | 0 | 1 | 0 | 0 | 1 | 0 | 8 | E | 9 | 6 | E | 9 | 23.1 | E | 9 | 19.4 | E | 9 | 80 | A | 7 | 987 | E | 9 | 50 | E | 9 | 1.7 | E | 9 | 4800 | C | 8 | 0 | E | 9 | 3.9 | E | 8 | 0.202 | F | 8 | 0.14 | F | 8 | 0 | 1 | D | 9 | 5 | C | 8
[26 empty] | 3342300% | 1:00 | 0 | 0 | 0 | 1 | 0 | 0 | 1 | 0 | 0 | 1 | 0 | 0 | 1 | 0 | 0 | 1 | 0 | 0 | 1 | 0 | 0 | 1 | 0 | 8 | E | 9 | 6 | E | 9 | 22.1 | E | 9 | 19.8 | E | 9 | 87 | A | 7 | 987 | E | 9 | 340 | E | 9 | 2.1 | E | 9 | 4800 | C | 8 | 0 | E | 9 | 3.9 | E | 8 | 0.203 | F | 8 | 0.14 | F | 8 | 0 | 1 | D | 9 | 5 | C | 8
[26 empty] | 3342300% | 2:00 | 0 | 0 | 0 | 1 | 0 | 0 | 1 | 0 | 0 | 1 | 0 | 0 | 1 | 0 | 0 | 1 | 0 | 0 | 1 | 0 | 0 | 1 | 0 | 7 | E | 9 | 6 | E | 9 | 22.1 | E | 9 | 21.2 | E | 9 | 95 | A | 7 | 987 | E | 9 | 60 | E | 9 | 3.1 | E | 9 | 4800 | C | 8 | 0 | E | 9 | 3.9 | E | 8 | 0.203 | F | 8 | 0.14 | F | 8 | 0 | 1 | D | 9 | 5 | C | 8
[26 empty] | 3342300% | 3:00 | 0 | 0 | 0 | 1 | 0 | 0 | 1 | 0 | 0 | 1 | 0 | 0 | 1 | 0 | 0 | 1 | 0 | 0 | 1 | 0 | 0 | 1 | 0 | 7 | E | 9 | 6 | E | 9 | 22.1 | E | 9 | 20.6 | E | 9 | 91 | A | 7 | 987 | E | 9 | 70 | E | 9 | 4 | E | 9 | 4800 | C | 8 | 0 | E | 9 | 4 | E | 8 | 0.203 | F | 8 | 0.14 | F | 8 | 0 | 1 | D | 9 | 5 | C | 8
[26 empty] | 3342300% | 4:00 | 0 | 0 | 0 | 1 | 0 | 0 | 1 | 0 | 0 | 1 | 0 | 0 | 1 | 0 | 0 | 1 | 0 | 0 | 1 | 0 | 0 | 1 | 0 | 6 | E | 9 | 6 | E | 9 | 22.2 | E | 9 | 20.1 | E | 9 | 88 | A | 7 | 987 | E | 9 | 290 | E | 9 | 5.4 | E | 9 | 4800 | C | 8 | 0 | E | 9 | 4 | E | 8 | 0.203 | F | 8 | 0.14 | F | 8 | 0 | 1 | D | 9 | 5 | C | 8
[26 empty] | 3342300% | 5:00 | 3 | 231 | 0 | 1 | 28 | 0 | 1 | 31 | 0 | 1 | 28 | 0 | 1 | 28 | 0 | 1 | 31 | 0 | 1 | 28 | 0 | 1 | 50 | 8 | E | 9 | 8 | E | 9 | 22.2 | E | 9 | 19.5 | E | 9 | 85 | A | 7 | 987 | E | 9 | 230 | E | 9 | 4.3 | E | 9 | 4800 | C | 8 | 1067 | E | 9 | 4 | E | 8 | 0.203 | F | 8 | 0.14 | F | 8 | 0 | 1 | D | 9 | 5 | C | 8
[26 empty] | 3342300% | 6:00 | 149 | 1321 | 25 | 1 | 24 | 0 | 1 | 27 | 25 | 1 | 24 | 29 | 1 | 24 | 0 | 1 | 27 | 29 | 1 | 24 | 91 | 1 | 43 | 10 | A | 7 | 10 | E | 9 | 22.2 | A | 7 | 18.9 | A | 7 | 82 | A | 7 | 987 | E | 9 | 100 | A | 7 | 6.2 | A | 7 | 4800 | B | 7 | 750 | A | 7 | 4 | E | 8 | 0.203 | F | 8 | 0.14 | F | 8 | 0 | 1 | D | 9 | 5 | C | 8
[26 empty] | 3342300% | 7:00 | 390 | 1321 | 51 | 1 | 24 | 0 | 1 | 27 | 51 | 1 | 24 | 61 | 1 | 24 | 0 | 1 | 27 | 61 | 1 | 24 | 216 | 1 | 43 | 10 | A | 7 | 10 | E | 9 | 21.1 | A | 7 | 20 | A | 7 | 93 | A | 7 | 987 | E | 9 | 100 | A | 7 | 4.1 | A | 7 | 3200 | B | 7 | 300 | A | 7 | 4 | E | 8 | 0.203 | F | 8 | 0.14 | F | 8 | 0 | 1 | D | 9 | 45 | C | 8
[26 empty] | 3342300% | 8:00 | 628 | 1321 | 117 | 1 | 24 | 0 | 1 | 27 | 117 | 1 | 24 | 138 | 1 | 24 | 0 | 1 | 27 | 138 | 1 | 24 | 518 | 1 | 43 | 10 | A | 7 | 10 | E | 9 | 21.1 | A | 7 | 20 | A | 7 | 93 | A | 7 | 987 | E | 9 | 100 | A | 7 | 4.1 | A | 7 | 3200 | B | 7 | 660 | A | 7 | 4 | E | 8 | 0.203 | F | 8 | 0.14 | F | 8 | 0 | 1 | D | 9 | 45 | C | 8
[26 empty] | 3342300% | 9:00 | 847 | 1321 | 145 | 1 | 24 | 0 | 1 | 27 | 145 | 1 | 24 | 175 | 1 | 24 | 0 | 1 | 27 | 175 | 1 | 24 | 701 | 1 | 43 | 10 | A | 7 | 10 | E | 9 | 21.7 | A | 7 | 19.4 | A | 7 | 87 | A | 7 | 987 | E | 9 | 70 | A | 7 | 3.1 | A | 7 | 3200 | B | 7 | 330 | A | 7 | 4 | E | 8 | 0.203 | F | 8 | 0.14 | F | 8 | 0 | 1 | D | 9 | 45 | C | 8
[26 empty] | 3342300% | 10:00 | 1030 | 1321 | 184 | 1 | 24 | 0 | 1 | 27 | 184 | 1 | 24 | 224 | 1 | 24 | 0 | 1 | 27 | 224 | 1 | 24 | 920 | 1 | 43 | 10 | A | 7 | 10 | E | 9 | 22.8 | A | 7 | 19.4 | A | 7 | 81 | A | 7 | 987 | E | 9 | 90 | A | 7 | 5.1 | A | 7 | 4800 | B | 7 | 360 | A | 7 | 4 | E | 8 | 0.203 | F | 8 | 0.14 | F | 8 | 0 | 1 | D | 9 | 5 | C | 8
[26 empty] | 3342300% | 11:00 | 1165 | 1321 | 253 | 1 | 24 | 0 | 1 | 27 | 253 | 1 | 24 | 306 | 1 | 24 | 0 | 1 | 27 | 306 | 1 | 24 | 1227 | 1 | 43 | 10 | A | 7 | 10 | E | 9 | 25 | A | 7 | 17.2 | A | 7 | 62 | A | 7 | 987 | E | 9 | 100 | A | 7 | 5.1 | A | 7 | 4800 | B | 7 | 480 | A | 7 | 4.1 | E | 8 | 0.203 | F | 8 | 0.14 | F | 8 | 0 | 1 | D | 9 | 5 | C | 8
[26 empty] | 3342300% | 12:00 | 1244 | 1321 | 273 | 1 | 24 | 0 | 1 | 27 | 273 | 1 | 24 | 332 | 1 | 24 | 0 | 1 | 27 | 332 | 1 | 24 | 1321 | 1 | 43 | 10 | A | 7 | 10 | E | 9 | 23.9 | A | 7 | 19.4 | A | 7 | 76 | A | 7 | 987 | E | 9 | 210 | A | 7 | 3.1 | A | 7 | 6400 | B | 7 | 480 | A | 7 | 4.1 | E | 8 | 0.203 | F | 8 | 0.14 | F | 8 | 0 | 1 | D | 9 | 5 | C | 8
[26 empty] | 3342300% | 13:00 | 1260 | 1321 | 277 | 1 | 24 | 0 | 1 | 27 | 277 | 1 | 24 | 337 | 1 | 24 | 0 | 1 | 27 | 337 | 1 | 24 | 1340 | 1 | 43 | 10 | A | 7 | 10 | E | 9 | 25 | A | 7 | 19.4 | A | 7 | 71 | A | 7 | 987 | E | 9 | 180 | A | 7 | 7.2 | A | 7 | 4800 | B | 7 | 540 | A | 7 | 4.1 | E | 8 | 0.203 | F | 8 | 0.14 | F | 8 | 0 | 1 | D | 9 | 5 | C | 8
[26 empty] | 3342300% | 14:00 | 1213 | 1321 | 222 | 1 | 24 | 0 | 1 | 27 | 222 | 1 | 24 | 273 | 1 | 24 | 0 | 1 | 27 | 273 | 1 | 24 | 1110 | 1 | 43 | 10 | A | 7 | 10 | E | 9 | 23.3 | A | 7 | 18.9 | A | 7 | 76 | A | 7 | 987 | E | 9 | 90 | A | 7 | 5.1 | A | 7 | 4800 | B | 7 | 330 | A | 7 | 4.1 | E | 8 | 0.203 | F | 8 | 0.14 | F | 8 | 0 | 1 | D | 9 | 5 | C | 8
[26 empty] | 3342300% | 15:00 | 1105 | 1321 | 200 | 1 | 24 | 0 | 1 | 27 | 200 | 1 | 24 | 245 | 1 | 24 | 0 | 1 | 27 | 245 | 1 | 24 | 1002 | 1 | 43 | 10 | A | 7 | 10 | E | 9 | 23.9 | A | 7 | 19.4 | A | 7 | 76 | A | 7 | 987 | E | 9 | 120 | A | 7 | 5.1 | A | 7 | 4800 | B | 7 | 330 | A | 7 | 4.2 | E | 8 | 0.203 | F | 8 | 0.14 | F | 8 | 0 | 1 | D | 9 | 5 | C | 8
[26 empty] | 3342300% | 16:00 | 945 | 1321 | 198 | 1 | 24 | 0 | 1 | 27 | 198 | 1 | 24 | 237 | 1 | 24 | 0 | 1 | 27 | 237 | 1 | 24 | 948 | 1 | 43 | 10 | A | 7 | 10 | E | 9 | 23.3 | A | 7 | 19.4 | A | 7 | 79 | A | 7 | 987 | E | 9 | 170 | A | 7 | 5.1 | A | 7 | 4800 | B | 7 | 450 | A | 7 | 4.2 | E | 8 | 0.203 | F | 8 | 0.14 | F | 8 | 0 | 1 | D | 9 | 5 | C | 8
[26 empty] | 3342300% | 17:00 | 743 | 1321 | 146 | 1 | 24 | 0 | 1 | 27 | 146 | 1 | 24 | 173 | 1 | 24 | 0 | 1 | 27 | 173 | 1 | 24 | 667 | 1 | 43 | 10 | A | 7 | 10 | E | 9 | 22.8 | A | 7 | 19.4 | A | 7 | 81 | A | 7 | 987 | E | 9 | 140 | A | 7 | 5.1 | A | 7 | 4800 | B | 7 | 480 | A | 7 | 4.2 | E | 8 | 0.203 | F | 8 | 0.14 | F | 8 | 0 | 1 | D | 9 | 5 | C | 8
[26 empty] | 3342300% | 18:00 | 512 | 1321 | 89 | 1 | 24 | 0 | 1 | 27 | 89 | 1 | 24 | 105 | 1 | 24 | 0 | 1 | 27 | 105 | 1 | 24 | 380 | 1 | 43 | 10 | A | 7 | 10 | E | 9 | 22.8 | A | 7 | 20 | A | 7 | 84 | A | 7 | 987 | E | 9 | 120 | A | 7 | 2.6 | A | 7 | 4800 | B | 7 | 660 | A | 7 | 4.2 | E | 8 | 0.203 | F | 8 | 0.14 | F | 8 | 0 | 1 | D | 9 | 5 | C | 8
[26 empty] | 3342300% | 19:00 | 270 | 1321 | 38 | 1 | 24 | 0 | 1 | 27 | 38 | 1 | 24 | 45 | 1 | 24 | 0 | 1 | 27 | 45 | 1 | 24 | 151 | 1 | 43 | 10 | A | 7 | 10 | E | 9 | 22.2 | A | 7 | 20 | A | 7 | 87 | A | 7 | 987 | E | 9 | 110 | A | 7 | 3.1 | A | 7 | 4800 | B | 7 | 630 | A | 7 | 4.2 | E | 8 | 0.203 | F | 8 | 0.14 | F | 8 | 0 | 1 | D | 9 | 5 | C | 8
[26 empty] | 3342300% | 20:00 | 49 | 892 | 6 | 1 | 24 | 0 | 1 | 27 | 6 | 1 | 24 | 7 | 1 | 24 | 0 | 1 | 27 | 7 | 1 | 24 | 24 | 1 | 43 | 10 | A | 7 | 10 | E | 9 | 21.7 | A | 7 | 20 | A | 7 | 90 | A | 7 | 987 | E | 9 | 120 | A | 7 | 2.6 | A | 7 | 3200 | B | 7 | 300 | A | 7 | 4.3 | E | 8 | 0.203 | F | 8 | 0.14 | F | 8 | 0 | 1 | D | 9 | 45 | C | 8
[26 empty] | 3342300% | 21:00 | 0 | 0 | 0 | 1 | 0 | 0 | 1 | 0 | 0 | 1 | 0 | 0 | 1 | 0 | 0 | 1 | 0 | 0 | 1 | 0 | 0 | 1 | 0 | 10 | A | 7 | 10 | E | 9 | 21.7 | A | 7 | 19.4 | A | 7 | 87 | A | 7 | 987 | E | 9 | 110 | A | 7 | 2.1 | A | 7 | 4000 | B | 7 | 300 | A | 7 | 4.3 | E | 8 | 0.203 | F | 8 | 0.14 | F | 8 | 0 | 1 | D | 9 | 45 | C | 8
[26 empty] | 3342300% | 22:00 | 0 | 0 | 0 | 1 | 0 | 0 | 1 | 0 | 0 | 1 | 0 | 0 | 1 | 0 | 0 | 1 | 0 | 0 | 1 | 0 | 0 | 1 | 0 | 10 | E | 9 | 10 | E | 9 | 20.1 | E | 9 | 19.3 | E | 9 | 95 | A | 7 | 987 | E | 9 | 150 | E | 9 | 1.3 | E | 9 | 4100 | C | 8 | 308 | E | 9 | 4.3 | E | 8 | 0.203 | F | 8 | 0.14 | F | 8 | 0 | 1 | D | 9 | 45 | C | 8
[26 empty] | 3342300% | 23:00 | 0 | 0 | 0 | 1 | 0 | 0 | 1 | 0 | 0 | 1 | 0 | 0 | 1 | 0 | 0 | 1 | 0 | 0 | 1 | 0 | 0 | 1 | 0 | 10 | E | 9 | 10 | E | 9 | 21.6 | E | 9 | 18.3 | E | 9 | 82 | A | 7 | 987 | E | 9 | 200 | E | 9 | 1.9 | E | 9 | 4200 | C | 8 | 315 | E | 9 | 4.3 | E | 8 | 0.203 | F | 8 | 0.14 | F | 8 | 0 | 1 | D | 9 | 45 | C | 8
[26 empty] | 3342300% | 24:00 | 0 | 0 | 0 | 1 | 0 | 0 | 1 | 0 | 0 | 1 | 0 | 0 | 1 | 0 | 0 | 1 | 0 | 0 | 1 | 0 | 0 | 1 | 0 | 10 | E | 9 | 10 | E | 9 | 21 | E | 9 | 16.2 | E | 9 | 74 | A | 7 | 987 | E | 9 | 200 | E | 9 | 2.3 | E | 9 | 4300 | C | 8 | 323 | E | 9 | 4.4 | E | 8 | 0.203 | F | 8 | 0.14 | F | 8 | 0 | 1 | D | 9 | 45 | C | 8
[26 empty] | 3342400% | 1:00 | 0 | 0 | 0 | 1 | 0 | 0 | 1 | 0 | 0 | 1 | 0 | 0 | 1 | 0 | 0 | 1 | 0 | 0 | 1 | 0 | 0 | 1 | 0 | 10 | E | 9 | 10 | E | 9 | 22.4 | E | 9 | 15.2 | E | 9 | 64 | A | 7 | 987 | E | 9 | 200 | E | 9 | 1.7 | E | 9 | 4400 | C | 8 | 330 | E | 9 | 4.4 | E | 8 | 0.203 | F | 8 | 0.14 | F | 8 | 0 | 1 | D | 9 | 5 | C | 8
[26 empty] | 3342400% | 2:00 | 0 | 0 | 0 | 1 | 0 | 0 | 1 | 0 | 0 | 1 | 0 | 0 | 1 | 0 | 0 | 1 | 0 | 0 | 1 | 0 | 0 | 1 | 0 | 10 | E | 9 | 10 | E | 9 | 20.8 | E | 9 | 18.1 | E | 9 | 85 | A | 7 | 987 | E | 9 | 150 | E | 9 | 2.2 | E | 9 | 4500 | C | 8 | 338 | E | 9 | 4.4 | E | 8 | 0.203 | F | 8 | 0.14 | F | 8 | 0 | 1 | D | 9 | 5 | C | 8
[26 empty] | 3342400% | 3:00 | 0 | 0 | 0 | 1 | 0 | 0 | 1 | 0 | 0 | 1 | 0 | 0 | 1 | 0 | 0 | 1 | 0 | 0 | 1 | 0 | 0 | 1 | 0 | 10 | E | 9 | 10 | E | 9 | 21.3 | E | 9 | 19 | E | 9 | 87 | A | 7 | 987 | E | 9 | 110 | E | 9 | 1 | E | 9 | 4600 | C | 8 | 345 | E | 9 | 4.4 | E | 8 | 0.203 | F | 8 | 0.14 | F | 8 | 0 | 1 | D | 9 | 5 | C | 8
[26 empty] | 3342400% | 4:00 | 0 | 0 | 0 | 1 | 0 | 0 | 1 | 0 | 0 | 1 | 0 | 0 | 1 | 0 | 0 | 1 | 0 | 0 | 1 | 0 | 0 | 1 | 0 | 10 | E | 9 | 10 | E | 9 | 20.7 | E | 9 | 19 | E | 9 | 90 | A | 7 | 987 | E | 9 | 80 | E | 9 | 1 | E | 9 | 4700 | C | 8 | 353 | E | 9 | 4.4 | E | 8 | 0.203 | F | 8 | 0.14 | F | 8 | 0 | 1 | D | 9 | 5 | C | 8
[26 empty] | 3342400% | 5:00 | 3 | 209 | 0 | 1 | 24 | 0 | 1 | 27 | 0 | 1 | 24 | 0 | 1 | 24 | 0 | 1 | 27 | 0 | 1 | 24 | 0 | 1 | 43 | 10 | A | 7 | 10 | E | 9 | 21.1 | A | 7 | 18.9 | A | 7 | 87 | A | 7 | 987 | E | 9 | 60 | A | 7 | 1.5 | A | 7 | 4800 | B | 7 | 360 | A | 7 | 4.5 | E | 8 | 0.203 | F | 8 | 0.14 | F | 8 | 0 | 1 | D | 9 | 5 | C | 8
[26 empty] | 3342400% | 6:00 | 147 | 1321 | 22 | 1 | 24 | 0 | 1 | 27 | 22 | 1 | 24 | 26 | 1 | 24 | 0 | 1 | 27 | 26 | 1 | 24 | 82 | 1 | 43 | 10 | A | 7 | 10 | E | 9 | 21.1 | A | 7 | 19 | B | 8 | 88 | A | 7 | 987 | E | 9 | 60 | B | 8 | 2.6 | B | 8 | 4800 | B | 7 | 360 | A | 7 | 4.5 | E | 8 | 0.203 | F | 8 | 0.14 | F | 8 | 0 | 1 | D | 9 | 5 | C | 8
[26 empty] | 3342400% | 7:00 | 388 | 1321 | 49 | 1 | 24 | 0 | 1 | 27 | 49 | 1 | 24 | 58 | 1 | 24 | 0 | 1 | 27 | 58 | 1 | 24 | 209 | 1 | 43 | 10 | A | 7 | 10 | E | 9 | 21.1 | A | 7 | 19.4 | A | 7 | 90 | A | 7 | 987 | E | 9 | 60 | A | 7 | 3.6 | A | 7 | 4800 | B | 7 | 210 | A | 7 | 4.5 | E | 8 | 0.203 | F | 8 | 0.14 | F | 8 | 0 | 1 | D | 9 | 5 | C | 8
[26 empty] | 3342400% | 8:00 | 627 | 1321 | 95 | 1 | 24 | 0 | 1 | 27 | 95 | 1 | 24 | 114 | 1 | 24 | 0 | 1 | 27 | 114 | 1 | 24 | 435 | 1 | 43 | 10 | A | 7 | 10 | E | 9 | 21.7 | A | 7 | 19.4 | A | 7 | 87 | A | 7 | 987 | E | 9 | 90 | A | 7 | 2.1 | A | 7 | 4800 | B | 7 | 210 | A | 7 | 4.5 | E | 8 | 0.203 | F | 8 | 0.14 | F | 8 | 0 | 1 | D | 9 | 5 | C | 8
[26 empty] | 3342400% | 9:00 | 845 | 1321 | 119 | 1 | 24 | 0 | 1 | 27 | 119 | 1 | 24 | 146 | 1 | 24 | 0 | 1 | 27 | 146 | 1 | 24 | 591 | 1 | 43 | 10 | A | 7 | 10 | E | 9 | 21.7 | A | 7 | 19.4 | A | 7 | 87 | A | 7 | 987 | E | 9 | 0 | A | 7 | 0 | A | 7 | 4800 | B | 7 | 180 | A | 7 | 4.4 | E | 8 | 0.203 | F | 8 | 0.14 | F | 8 | 0 | 1 | D | 9 | 5 | C | 8
[26 empty] | 3342400% | 10:00 | 1029 | 1321 | 389 | 1 | 24 | 72 | 1 | 27 | 332 | 1 | 24 | 428 | 1 | 24 | 74 | 1 | 27 | 371 | 1 | 24 | 1300 | 1 | 43 | 9 | A | 7 | 9 | E | 9 | 22.2 | A | 7 | 20 | A | 7 | 87 | A | 7 | 987 | E | 9 | 110 | A | 7 | 3.6 | A | 7 | 4800 | B | 7 | 180 | A | 7 | 4.3 | E | 8 | 0.203 | F | 8 | 0.14 | F | 8 | 0 | 1 | D | 9 | 45 | C | 8
[26 empty] | 3342400% | 11:00 | 1165 | 1321 | 176 | 1 | 24 | 0 | 1 | 27 | 176 | 1 | 24 | 219 | 1 | 24 | 0 | 1 | 27 | 219 | 1 | 24 | 905 | 1 | 43 | 10 | A | 7 | 10 | E | 9 | 22.2 | A | 7 | 20 | A | 7 | 87 | A | 7 | 987 | E | 9 | 0 | A | 7 | 0 | A | 7 | 4800 | B | 7 | 180 | A | 7 | 4.3 | E | 8 | 0.203 | F | 8 | 0.14 | F | 8 | 0 | 1 | D | 9 | 45 | C | 8
[26 empty] | 3342400% | 12:00 | 1243 | 1321 | 190 | 1 | 24 | 0 | 1 | 27 | 190 | 1 | 24 | 238 | 1 | 24 | 0 | 1 | 27 | 238 | 1 | 24 | 975 | 1 | 43 | 10 | A | 7 | 10 | E | 9 | 22.2 | A | 7 | 20 | A | 7 | 87 | A | 7 | 987 | E | 9 | 310 | A | 7 | 2.1 | A | 7 | 4800 | B | 7 | 180 | A | 7 | 4.2 | E | 8 | 0.203 | F | 8 | 0.14 | F | 8 | 0 | 1 | D | 9 | 45 | C | 8
[26 empty] | 3342400% | 13:00 | 1260 | 1321 | 193 | 1 | 24 | 0 | 1 | 27 | 193 | 1 | 24 | 241 | 1 | 24 | 0 | 1 | 27 | 241 | 1 | 24 | 990 | 1 | 43 | 10 | A | 7 | 10 | E | 9 | 22.8 | A | 7 | 20.6 | A | 7 | 87 | A | 7 | 987 | E | 9 | 280 | A | 7 | 3.1 | A | 7 | 4800 | B | 7 | 180 | A | 7 | 4.1 | E | 8 | 0.203 | F | 8 | 0.14 | F | 8 | 0 | 1 | D | 9 | 45 | C | 8
[26 empty] | 3342400% | 14:00 | 1213 | 1321 | 221 | 1 | 24 | 0 | 1 | 27 | 221 | 1 | 24 | 272 | 1 | 24 | 0 | 1 | 27 | 272 | 1 | 24 | 1106 | 1 | 43 | 10 | A | 7 | 10 | E | 9 | 25.6 | A | 7 | 20.6 | A | 7 | 74 | A | 7 | 987 | E | 9 | 220 | A | 7 | 3.1 | A | 7 | 4800 | B | 7 | 210 | A | 7 | 4.1 | E | 8 | 0.203 | F | 8 | 0.14 | F | 8 | 0 | 1 | D | 9 | 5 | C | 8
[26 empty] | 3342400% | 15:00 | 1105 | 1321 | 534 | 1 | 24 | 146 | 1 | 27 | 412 | 1 | 24 | 585 | 1 | 24 | 155 | 1 | 27 | 455 | 1 | 24 | 1609 | 1 | 43 | 9 | A | 7 | 9 | E | 9 | 26.7 | A | 7 | 20.6 | A | 7 | 69 | A | 7 | 987 | E | 9 | 180 | A | 7 | 2.6 | A | 7 | 6400 | B | 7 | 540 | A | 7 | 4 | E | 8 | 0.203 | F | 8 | 0.14 | F | 8 | 0 | 1 | D | 9 | 5 | C | 8
[26 empty] | 3342400% | 16:00 | 945 | 1321 | 191 | 1 | 24 | 77 | 1 | 27 | 136 | 1 | 24 | 221 | 1 | 24 | 83 | 1 | 27 | 162 | 1 | 24 | 420 | 1 | 43 | 9 | A | 7 | 9 | E | 9 | 27.2 | A | 7 | 20 | A | 7 | 65 | A | 7 | 987 | E | 9 | 180 | A | 7 | 4.1 | A | 7 | 6400 | B | 7 | 660 | A | 7 | 4 | E | 8 | 0.203 | F | 8 | 0.14 | F | 8 | 0 | 1 | D | 9 | 5 | C | 8
[26 empty] | 3342400% | 17:00 | 742 | 1321 | 191 | 1 | 24 | 57 | 1 | 27 | 159 | 1 | 24 | 211 | 1 | 24 | 57 | 1 | 27 | 179 | 1 | 24 | 535 | 1 | 43 | 9 | A | 7 | 9 | E | 9 | 27.8 | A | 7 | 20.6 | A | 7 | 65 | A | 7 | 987 | E | 9 | 180 | A | 7 | 5.1 | A | 7 | 6400 | B | 7 | 660 | A | 7 | 3.9 | E | 8 | 0.203 | F | 8 | 0.14 | F | 8 | 0 | 1 | D | 9 | 5 | C | 8
[26 empty] | 3342400% | 18:00 | 512 | 1321 | 101 | 1 | 24 | 39 | 1 | 27 | 86 | 1 | 24 | 112 | 1 | 24 | 37 | 1 | 27 | 97 | 1 | 24 | 263 | 1 | 43 | 9 | A | 7 | 9 | E | 9 | 26.7 | A | 7 | 20.6 | A | 7 | 69 | A | 7 | 987 | E | 9 | 180 | A | 7 | 4.1 | A | 7 | 12800 | B | 7 | 5400 | A | 7 | 3.8 | E | 8 | 0.203 | F | 8 | 0.14 | F | 8 | 0 | 1 | D | 9 | 0 | C | 8
[26 empty] | 3342400% | 19:00 | 269 | 1321 | 43 | 1 | 24 | 0 | 1 | 27 | 43 | 1 | 24 | 50 | 1 | 24 | 0 | 1 | 27 | 50 | 1 | 24 | 167 | 1 | 43 | 10 | A | 7 | 10 | E | 9 | 26.1 | A | 7 | 21.1 | A | 7 | 74 | A | 7 | 987 | E | 9 | 160 | A | 7 | 3.1 | A | 7 | 11200 | B | 7 | 600 | A | 7 | 3.8 | E | 8 | 0.203 | F | 8 | 0.14 | F | 8 | 0 | 1 | D | 9 | 0 | C | 8
[26 empty] | 3342400% | 20:00 | 48 | 892 | 5 | 1 | 24 | 0 | 1 | 27 | 5 | 1 | 24 | 6 | 1 | 24 | 0 | 1 | 27 | 6 | 1 | 24 | 20 | 1 | 43 | 10 | A | 7 | 10 | E | 9 | 17.8 | A | 7 | 16.1 | A | 7 | 90 | A | 7 | 987 | E | 9 | 50 | A | 7 | 5.1 | A | 7 | 400 | B | 7 | 30 | A | 7 | 3.7 | E | 8 | 0.203 | F | 8 | 0.14 | F | 8 | 0 | 1 | D | 9 | 17 | C | 8
[26 empty] | 3342400% | 21:00 | 0 | 0 | 0 | 1 | 0 | 0 | 1 | 0 | 0 | 1 | 0 | 0 | 1 | 0 | 0 | 1 | 0 | 0 | 1 | 0 | 0 | 1 | 0 | 10 | A | 7 | 10 | E | 9 | 20.6 | A | 7 | 18.3 | A | 7 | 87 | A | 7 | 987 | E | 9 | 120 | A | 7 | 4.6 | A | 7 | 4800 | B | 7 | 1050 | A | 7 | 3.6 | E | 8 | 0.203 | F | 8 | 0.14 | F | 8 | 0 | 1 | D | 9 | 17 | C | 8
[26 empty] | 3342400% | 22:00 | 0 | 0 | 0 | 1 | 0 | 0 | 1 | 0 | 0 | 1 | 0 | 0 | 1 | 0 | 0 | 1 | 0 | 0 | 1 | 0 | 0 | 1 | 0 | 10 | E | 9 | 10 | E | 9 | 21 | E | 9 | 18.2 | E | 9 | 84 | A | 7 | 987 | E | 9 | 120 | E | 9 | 4.3 | E | 9 | 4266 | C | 8 | 935 | E | 9 | 3.6 | E | 8 | 0.203 | F | 8 | 0.14 | F | 8 | 0 | 1 | D | 9 | 17 | C | 8
[26 empty] | 3342400% | 23:00 | 0 | 0 | 0 | 1 | 0 | 0 | 1 | 0 | 0 | 1 | 0 | 0 | 1 | 0 | 0 | 1 | 0 | 0 | 1 | 0 | 0 | 1 | 0 | 10 | E | 9 | 10 | E | 9 | 20.3 | E | 9 | 19.1 | E | 9 | 93 | A | 7 | 987 | E | 9 | 160 | E | 9 | 5 | E | 9 | 3733 | C | 8 | 820 | E | 9 | 3.5 | E | 8 | 0.203 | F | 8 | 0.14 | F | 8 | 0 | 1 | D | 9 | 17 | C | 8
[26 empty] | 3342400% | 24:00 | 0 | 0 | 0 | 1 | 0 | 0 | 1 | 0 | 0 | 1 | 0 | 0 | 1 | 0 | 0 | 1 | 0 | 0 | 1 | 0 | 0 | 1 | 0 | 10 | E | 9 | 10 | E | 9 | 19.7 | E | 9 | 19 | E | 9 | 96 | A | 7 | 987 | E | 9 | 170 | E | 9 | 3.8 | E | 9 | 3200 | C | 8 | 705 | E | 9 | 3.5 | E | 8 | 0.203 | F | 8 | 0.14 | F | 8 | 0 | 1 | D | 9 | 17 | C | 8
[26 empty] | 3342500% | 1:00 | 0 | 0 | 0 | 1 | 0 | 0 | 1 | 0 | 0 | 1 | 0 | 0 | 1 | 0 | 0 | 1 | 0 | 0 | 1 | 0 | 0 | 1 | 0 | 9 | E | 9 | 9 | E | 9 | 19.1 | E | 9 | 18.9 | E | 9 | 99 | A | 7 | 987 | E | 9 | 160 | E | 9 | 3.5 | E | 9 | 2666 | C | 8 | 590 | E | 9 | 3.4 | E | 8 | 0.203 | F | 8 | 0.14 | F | 8 | 0 | 1 | D | 9 | 17 | C | 8
[26 empty] | 3342500% | 2:00 | 0 | 0 | 0 | 1 | 0 | 0 | 1 | 0 | 0 | 1 | 0 | 0 | 1 | 0 | 0 | 1 | 0 | 0 | 1 | 0 | 0 | 1 | 0 | 10 | E | 9 | 10 | E | 9 | 19.4 | E | 9 | 17.7 | E | 9 | 90 | A | 7 | 987 | E | 9 | 170 | E | 9 | 3.7 | E | 9 | 2133 | C | 8 | 475 | E | 9 | 3.3 | E | 8 | 0.203 | F | 8 | 0.14 | F | 8 | 0 | 1 | D | 9 | 45 | C | 8
[26 empty] | 3342500% | 3:00 | 0 | 0 | 0 | 1 | 0 | 0 | 1 | 0 | 0 | 1 | 0 | 0 | 1 | 0 | 0 | 1 | 0 | 0 | 1 | 0 | 0 | 1 | 0 | 9 | E | 9 | 9 | E | 9 | 19.8 | E | 9 | 16.6 | E | 9 | 82 | A | 7 | 987 | E | 9 | 190 | E | 9 | 3.4 | E | 9 | 1600 | C | 8 | 360 | E | 9 | 3.3 | E | 8 | 0.203 | F | 8 | 0.14 | F | 8 | 0 | 1 | D | 9 | 45 | C | 8
[26 empty] | 3342500% | 4:00 | 0 | 0 | 0 | 1 | 0 | 0 | 1 | 0 | 0 | 1 | 0 | 0 | 1 | 0 | 0 | 1 | 0 | 0 | 1 | 0 | 0 | 1 | 0 | 8 | E | 9 | 8 | E | 9 | 20.2 | E | 9 | 17.5 | E | 9 | 84 | A | 7 | 987 | E | 9 | 190 | E | 9 | 2.7 | E | 9 | 1066 | C | 8 | 245 | E | 9 | 3.2 | E | 8 | 0.203 | F | 8 | 0.14 | F | 8 | 0 | 1 | D | 9 | 45 | C | 8
[26 empty] | 3342500% | 5:00 | 2 | 209 | 0 | 1 | 28 | 0 | 1 | 31 | 0 | 1 | 28 | 0 | 1 | 28 | 0 | 1 | 31 | 0 | 1 | 28 | 0 | 1 | 50 | 8 | E | 9 | 8 | E | 9 | 18.5 | E | 9 | 18.4 | E | 9 | 99 | A | 7 | 987 | E | 9 | 180 | E | 9 | 1.3 | E | 9 | 533 | C | 8 | 130 | E | 9 | 3.1 | E | 8 | 0.203 | F | 8 | 0.14 | F | 8 | 0 | 1 | D | 9 | 45 | C | 8
[26 empty] | 3342500% | 6:00 | 145 | 1321 | 16 | 1 | 24 | 0 | 1 | 27 | 16 | 1 | 24 | 19 | 1 | 24 | 0 | 1 | 27 | 19 | 1 | 24 | 62 | 1 | 43 | 10 | A | 7 | 10 | E | 9 | 18.9 | A | 7 | 18.3 | A | 7 | 96 | A | 7 | 987 | E | 9 | 200 | A | 7 | 2.6 | A | 7 | 0 | B | 7 | 15 | A | 7 | 3.1 | E | 8 | 0.203 | F | 8 | 0.14 | F | 8 | 0 | 1 | D | 9 | 45 | C | 8
[26 empty] | 3342500% | 7:00 | 386 | 1321 | 78 | 1 | 24 | 0 | 1 | 27 | 78 | 1 | 24 | 90 | 1 | 24 | 0 | 1 | 27 | 90 | 1 | 24 | 306 | 1 | 43 | 10 | A | 7 | 10 | E | 9 | 19.4 | A | 7 | 18.9 | A | 7 | 97 | A | 7 | 987 | E | 9 | 180 | A | 7 | 3.1 | A | 7 | 200 | B | 7 | 77777 | A | 7 | 3 | E | 8 | 0.203 | F | 8 | 0.14 | F | 8 | 0 | 1 | D | 9 | 45 | C | 8
[26 empty] | 3342500% | 8:00 | 625 | 1321 | 149 | 1 | 24 | 0 | 1 | 27 | 149 | 1 | 24 | 172 | 1 | 24 | 0 | 1 | 27 | 172 | 1 | 24 | 624 | 1 | 43 | 10 | A | 7 | 10 | E | 9 | 20.6 | A | 7 | 19.4 | A | 7 | 93 | A | 7 | 987 | E | 9 | 0 | A | 7 | 0 | A | 7 | 1600 | B | 7 | 77777 | A | 7 | 3 | E | 8 | 0.203 | F | 8 | 0.14 | F | 8 | 0 | 1 | D | 9 | 45 | C | 8
[26 empty] | 3342500% | 9:00 | 844 | 1321 | 218 | 1 | 24 | 0 | 1 | 27 | 218 | 1 | 24 | 254 | 1 | 24 | 0 | 1 | 27 | 254 | 1 | 24 | 970 | 1 | 43 | 10 | A | 7 | 10 | E | 9 | 23.9 | A | 7 | 20 | A | 7 | 79 | A | 7 | 987 | E | 9 | 200 | A | 7 | 3.6 | A | 7 | 3200 | B | 7 | 77777 | A | 7 | 3.1 | E | 8 | 0.203 | F | 8 | 0.14 | F | 8 | 0 | 1 | D | 9 | 5 | C | 8
[26 empty] | 3342500% | 10:00 | 1027 | 1321 | 733 | 1 | 24 | 733 | 1 | 27 | 163 | 1 | 24 | 788 | 1 | 24 | 752 | 1 | 27 | 202 | 1 | 24 | 555 | 1 | 43 | 2 | A | 7 | 2 | E | 9 | 26.1 | A | 7 | 19.4 | A | 7 | 67 | A | 7 | 987 | E | 9 | 190 | A | 7 | 2.6 | A | 7 | 4800 | B | 7 | 77777 | A | 7 | 3.1 | E | 8 | 0.203 | F | 8 | 0.14 | F | 8 | 0 | 1 | D | 9 | 5 | C | 8
[26 empty] | 3342500% | 11:00 | 1163 | 1321 | 355 | 1 | 24 | 115 | 1 | 27 | 253 | 1 | 24 | 402 | 1 | 24 | 124 | 1 | 27 | 293 | 1 | 24 | 1124 | 1 | 43 | 9 | A | 7 | 9 | E | 9 | 27.2 | A | 7 | 20 | A | 7 | 65 | A | 7 | 987 | E | 9 | 210 | A | 7 | 3.1 | A | 7 | 6400 | B | 7 | 3000 | A | 7 | 3.1 | E | 8 | 0.203 | F | 8 | 0.14 | F | 8 | 0 | 1 | D | 9 | 5 | C | 8
[26 empty] | 3342500% | 12:00 | 1242 | 1321 | 890 | 1 | 24 | 766 | 1 | 27 | 169 | 1 | 24 | 948 | 1 | 24 | 775 | 1 | 27 | 217 | 1 | 24 | 1092 | 1 | 43 | 2 | A | 7 | 2 | E | 9 | 31.1 | A | 7 | 20 | A | 7 | 52 | A | 7 | 987 | E | 9 | 240 | A | 7 | 3.6 | A | 7 | 9600 | B | 7 | 77777 | A | 7 | 3.2 | E | 8 | 0.203 | F | 8 | 0.14 | F | 8 | 0 | 1 | D | 9 | 5 | C | 8
[26 empty] | 3342500% | 13:00 | 1259 | 1321 | 760 | 1 | 25 | 512 | 1 | 28 | 272 | 1 | 25 | 807 | 1 | 25 | 520 | 1 | 28 | 311 | 1 | 25 | 2030 | 1 | 45 | 6 | B | 8 | 6 | B | 8 | 32.8 | B | 8 | 19.1 | B | 8 | 44 | A | 7 | 987 | E | 9 | 240 | B | 8 | 4.9 | B | 8 | 9600 | C | 8 | 11900 | B | 8 | 3.2 | E | 8 | 0.203 | F | 8 | 0.14 | F | 8 | 0 | 1 | D | 9 | 5 | C | 8
[26 empty] | 3342500% | 14:00 | 1212 | 1321 | 448 | 1 | 24 | 140 | 1 | 27 | 320 | 1 | 24 | 504 | 1 | 24 | 150 | 1 | 27 | 366 | 1 | 24 | 1639 | 1 | 43 | 9 | A | 7 | 9 | E | 9 | 34.4 | A | 7 | 18.3 | A | 7 | 39 | A | 7 | 987 | E | 9 | 230 | A | 7 | 6.2 | A | 7 | 9600 | B | 7 | 1800 | A | 7 | 3.2 | E | 8 | 0.203 | F | 8 | 0.14 | F | 8 | 0 | 1 | D | 9 | 5 | C | 8
[26 empty] | 3342500% | 15:00 | 1105 | 1321 | 445 | 1 | 24 | 8 | 1 | 27 | 438 | 1 | 24 | 512 | 1 | 24 | 8 | 1 | 27 | 505 | 1 | 24 | 1778 | 1 | 43 | 9 | A | 7 | 9 | E | 9 | 33.9 | A | 7 | 16.7 | A | 7 | 36 | A | 7 | 987 | E | 9 | 250 | A | 7 | 5.1 | A | 7 | 11200 | B | 7 | 1500 | A | 7 | 3.2 | E | 8 | 0.203 | F | 8 | 0.14 | F | 8 | 0 | 1 | D | 9 | 0 | C | 8
[26 empty] | 3342500% | 16:00 | 944 | 1321 | 428 | 1 | 24 | 193 | 1 | 27 | 290 | 1 | 24 | 472 | 1 | 24 | 205 | 1 | 27 | 326 | 1 | 24 | 896 | 1 | 43 | 9 | A | 7 | 9 | E | 9 | 33.3 | A | 7 | 17.8 | A | 7 | 40 | A | 7 | 987 | E | 9 | 180 | A | 7 | 6.2 | A | 7 | 12800 | B | 7 | 1500 | A | 7 | 3.3 | E | 8 | 0.203 | F | 8 | 0.14 | F | 8 | 0 | 1 | D | 9 | 0 | C | 8
[26 empty] | 3342500% | 17:00 | 742 | 1321 | 467 | 1 | 24 | 599 | 1 | 27 | 131 | 1 | 24 | 492 | 1 | 24 | 599 | 1 | 27 | 156 | 1 | 24 | 297 | 1 | 43 | 3 | A | 7 | 3 | E | 9 | 33.3 | A | 7 | 17.8 | A | 7 | 40 | A | 7 | 987 | E | 9 | 190 | A | 7 | 5.1 | A | 7 | 11200 | B | 7 | 77777 | A | 7 | 3.3 | E | 8 | 0.203 | F | 8 | 0.14 | F | 8 | 0 | 1 | D | 9 | 0 | C | 8
[26 empty] | 3342500% | 18:00 | 511 | 1321 | 295 | 1 | 24 | 539 | 1 | 27 | 86 | 1 | 24 | 308 | 1 | 24 | 509 | 1 | 27 | 111 | 1 | 24 | 170 | 1 | 43 | 2 | A | 7 | 2 | E | 9 | 32.2 | A | 7 | 17.2 | A | 7 | 41 | A | 7 | 987 | E | 9 | 200 | A | 7 | 5.7 | A | 7 | 11200 | B | 7 | 77777 | A | 7 | 3.3 | E | 8 | 0.203 | F | 8 | 0.14 | F | 8 | 0 | 1 | D | 9 | 0 | C | 8
[26 empty] | 3342500% | 19:00 | 268 | 1321 | 52 | 1 | 24 | 38 | 1 | 27 | 44 | 1 | 24 | 58 | 1 | 24 | 30 | 1 | 27 | 52 | 1 | 24 | 95 | 1 | 43 | 9 | A | 7 | 9 | E | 9 | 30 | A | 7 | 18.3 | A | 7 | 50 | A | 7 | 987 | E | 9 | 120 | A | 7 | 5.1 | A | 7 | 11200 | B | 7 | 1800 | A | 7 | 3.4 | E | 8 | 0.203 | F | 8 | 0.14 | F | 8 | 0 | 1 | D | 9 | 0 | C | 8
[26 empty] | 3342500% | 20:00 | 48 | 892 | 13 | 1 | 24 | 2 | 1 | 27 | 12 | 1 | 24 | 14 | 1 | 24 | 0 | 1 | 27 | 14 | 1 | 24 | 44 | 1 | 43 | 9 | A | 7 | 9 | E | 9 | 28.9 | A | 7 | 18.3 | A | 7 | 53 | A | 7 | 987 | E | 9 | 200 | A | 7 | 5.7 | A | 7 | 11200 | B | 7 | 1800 | A | 7 | 3.4 | E | 8 | 0.203 | F | 8 | 0.14 | F | 8 | 0 | 1 | D | 9 | 0 | C | 8
[26 empty] | 3342500% | 21:00 | 0 | 0 | 0 | 1 | 0 | 0 | 1 | 0 | 0 | 1 | 0 | 0 | 1 | 0 | 0 | 1 | 0 | 0 | 1 | 0 | 0 | 1 | 0 | 9 | A | 7 | 9 | E | 9 | 27.8 | A | 7 | 18.9 | A | 7 | 58 | A | 7 | 987 | E | 9 | 220 | A | 7 | 5.1 | A | 7 | 11200 | B | 7 | 1800 | A | 7 | 3.4 | E | 8 | 0.203 | F | 8 | 0.14 | F | 8 | 0 | 1 | D | 9 | 0 | C | 8
[26 empty] | 3342500% | 22:00 | 0 | 0 | 0 | 1 | 0 | 0 | 1 | 0 | 0 | 1 | 0 | 0 | 1 | 0 | 0 | 1 | 0 | 0 | 1 | 0 | 0 | 1 | 0 | 9 | E | 9 | 9 | E | 9 | 26.9 | E | 9 | 19.4 | E | 9 | 64 | A | 7 | 987 | E | 9 | 240 | E | 9 | 4.7 | E | 9 | 10666 | C | 8 | 4044 | E | 9 | 3.4 | E | 8 | 0.203 | F | 8 | 0.14 | F | 8 | 0 | 1 | D | 9 | 0 | C | 8
[26 empty] | 3342500% | 23:00 | 0 | 0 | 0 | 1 | 0 | 0 | 1 | 0 | 0 | 1 | 0 | 0 | 1 | 0 | 0 | 1 | 0 | 0 | 1 | 0 | 0 | 1 | 0 | 3 | E | 9 | 3 | E | 9 | 25 | E | 9 | 19.4 | E | 9 | 71 | A | 7 | 987 | E | 9 | 260 | E | 9 | 4.1 | E | 9 | 10133 | C | 8 | 6289 | E | 9 | 3.5 | E | 8 | 0.203 | F | 8 | 0.14 | F | 8 | 0 | 1 | D | 9 | 0 | C | 8
[26 empty] | 3342500% | 24:00 | 0 | 0 | 0 | 1 | 0 | 0 | 1 | 0 | 0 | 1 | 0 | 0 | 1 | 0 | 0 | 1 | 0 | 0 | 1 | 0 | 0 | 1 | 0 | 5 | E | 9 | 5 | E | 9 | 24.1 | E | 9 | 19.4 | E | 9 | 75 | A | 7 | 987 | E | 9 | 280 | E | 9 | 3.7 | E | 9 | 9600 | C | 8 | 8533 | E | 9 | 3.5 | E | 8 | 0.203 | F | 8 | 0.14 | F | 8 | 0 | 1 | D | 9 | 0 | C | 8
[26 empty] | 3342600% | 1:00 | 0 | 0 | 0 | 1 | 0 | 0 | 1 | 0 | 0 | 1 | 0 | 0 | 1 | 0 | 0 | 1 | 0 | 0 | 1 | 0 | 0 | 1 | 0 | 10 | E | 9 | 8 | E | 9 | 24.2 | E | 9 | 20.4 | E | 9 | 79 | A | 7 | 987 | E | 9 | 300 | E | 9 | 3.1 | E | 9 | 9066 | C | 8 | 10778 | E | 9 | 3.5 | E | 8 | 0.203 | F | 8 | 0.14 | F | 8 | 0 | 1 | D | 9 | 0 | C | 8
[26 empty] | 3342600% | 2:00 | 0 | 0 | 0 | 1 | 0 | 0 | 1 | 0 | 0 | 1 | 0 | 0 | 1 | 0 | 0 | 1 | 0 | 0 | 1 | 0 | 0 | 1 | 0 | 10 | E | 9 | 9 | E | 9 | 23.4 | E | 9 | 20.4 | E | 9 | 83 | A | 7 | 987 | E | 9 | 320 | E | 9 | 2.7 | E | 9 | 8533 | C | 8 | 13022 | E | 9 | 3.6 | E | 8 | 0.203 | F | 8 | 0.14 | F | 8 | 0 | 1 | D | 9 | 5 | C | 8
[26 empty] | 3342600% | 3:00 | 0 | 0 | 0 | 1 | 0 | 0 | 1 | 0 | 0 | 1 | 0 | 0 | 1 | 0 | 0 | 1 | 0 | 0 | 1 | 0 | 0 | 1 | 0 | 10 | E | 9 | 10 | E | 9 | 22.5 | E | 9 | 19.4 | E | 9 | 83 | A | 7 | 987 | E | 9 | 340 | E | 9 | 2.1 | E | 9 | 8000 | C | 8 | 15267 | E | 9 | 3.6 | E | 8 | 0.203 | F | 8 | 0.14 | F | 8 | 0 | 1 | D | 9 | 5 | C | 8
[26 empty] | 3342600% | 4:00 | 0 | 0 | 0 | 1 | 0 | 0 | 1 | 0 | 0 | 1 | 0 | 0 | 1 | 0 | 0 | 1 | 0 | 0 | 1 | 0 | 0 | 1 | 0 | 7 | E | 9 | 7 | E | 9 | 22.6 | E | 9 | 19.4 | E | 9 | 82 | A | 7 | 987 | E | 9 | 360 | E | 9 | 1.7 | E | 9 | 7466 | C | 8 | 17511 | E | 9 | 3.6 | E | 8 | 0.203 | F | 8 | 0.14 | F | 8 | 0 | 1 | D | 9 | 5 | C | 8
[26 empty] | 3342600% | 5:00 | 2 | 187 | 0 | 1 | 28 | 0 | 1 | 31 | 0 | 1 | 28 | 0 | 1 | 28 | 0 | 1 | 31 | 0 | 1 | 28 | 0 | 1 | 50 | 1 | E | 9 | 1 | E | 9 | 22.7 | E | 9 | 19.4 | E | 9 | 82 | A | 7 | 987 | E | 9 | 20 | E | 9 | 1.1 | E | 9 | 6933 | C | 8 | 19756 | E | 9 | 3.6 | E | 8 | 0.203 | F | 8 | 0.14 | F | 8 | 0 | 1 | D | 9 | 5 | C | 8
[26 empty] | 3342600% | 6:00 | 143 | 1321 | 41 | 1 | 24 | 15 | 1 | 27 | 39 | 1 | 24 | 44 | 1 | 24 | 10 | 1 | 27 | 43 | 1 | 24 | 92 | 1 | 43 | 0 | A | 7 | 0 | E | 9 | 22.8 | A | 7 | 19.4 | A | 7 | 81 | A | 7 | 987 | E | 9 | 150 | A | 7 | 3.1 | A | 7 | 6400 | B | 7 | 77777 | A | 7 | 3.7 | E | 8 | 0.203 | F | 8 | 0.14 | F | 8 | 0 | 1 | D | 9 | 5 | C | 8
[26 empty] | 3342600% | 7:00 | 384 | 1321 | 154 | 1 | 24 | 163 | 1 | 27 | 107 | 1 | 24 | 169 | 1 | 24 | 147 | 1 | 27 | 126 | 1 | 24 | 238 | 1 | 43 | 2 | A | 7 | 2 | E | 9 | 24.4 | A | 7 | 20 | A | 7 | 76 | A | 7 | 987 | E | 9 | 180 | A | 7 | 2.6 | A | 7 | 6400 | B | 7 | 77777 | A | 7 | 3.7 | E | 8 | 0.203 | F | 8 | 0.14 | F | 8 | 0 | 1 | D | 9 | 5 | C | 8
[26 empty] | 3342600% | 8:00 | 623 | 1321 | 314 | 1 | 24 | 225 | 1 | 27 | 208 | 1 | 24 | 342 | 1 | 24 | 228 | 1 | 27 | 234 | 1 | 24 | 508 | 1 | 43 | 3 | A | 7 | 3 | E | 9 | 27.2 | A | 7 | 20 | A | 7 | 65 | A | 7 | 987 | E | 9 | 200 | A | 7 | 5.7 | A | 7 | 8000 | B | 7 | 77777 | A | 7 | 3.7 | E | 8 | 0.203 | F | 8 | 0.14 | F | 8 | 0 | 1 | D | 9 | 5 | C | 8
[26 empty] | 3342600% | 9:00 | 842 | 1321 | 509 | 1 | 24 | 381 | 1 | 27 | 265 | 1 | 24 | 549 | 1 | 24 | 407 | 1 | 27 | 289 | 1 | 24 | 690 | 1 | 43 | 2 | A | 7 | 2 | E | 9 | 28.9 | A | 7 | 20.6 | A | 7 | 61 | A | 7 | 987 | E | 9 | 230 | A | 7 | 6.7 | A | 7 | 9600 | B | 7 | 77777 | A | 7 | 3.7 | E | 8 | 0.203 | F | 8 | 0.14 | F | 8 | 0 | 1 | D | 9 | 5 | C | 8
[26 empty] | 3342600% | 10:00 | 1026 | 1321 | 691 | 1 | 24 | 470 | 1 | 27 | 326 | 1 | 24 | 728 | 1 | 24 | 488 | 1 | 27 | 348 | 1 | 24 | 1114 | 1 | 43 | 3 | A | 7 | 3 | E | 9 | 30.6 | A | 7 | 20 | A | 7 | 53 | A | 7 | 987 | E | 9 | 260 | A | 7 | 5.7 | A | 7 | 11200 | B | 7 | 77777 | A | 7 | 3.7 | E | 8 | 0.203 | F | 8 | 0.14 | F | 8 | 0 | 1 | D | 9 | 0 | C | 8
[26 empty] | 3342600% | 11:00 | 1162 | 1321 | 832 | 1 | 24 | 576 | 1 | 27 | 325 | 1 | 24 | 894 | 1 | 24 | 602 | 1 | 27 | 363 | 1 | 24 | 1595 | 1 | 43 | 2 | A | 7 | 2 | E | 9 | 32.2 | A | 7 | 20.6 | A | 7 | 50 | A | 7 | 987 | E | 9 | 270 | A | 7 | 3.6 | A | 7 | 12800 | B | 7 | 77777 | A | 7 | 3.8 | E | 8 | 0.203 | F | 8 | 0.14 | F | 8 | 0 | 1 | D | 9 | 0 | C | 8
[26 empty] | 3342600% | 12:00 | 1242 | 1321 | 459 | 1 | 24 | 78 | 1 | 27 | 385 | 1 | 24 | 507 | 1 | 24 | 80 | 1 | 27 | 432 | 1 | 24 | 2117 | 1 | 43 | 9 | A | 7 | 9 | E | 9 | 33.9 | A | 7 | 18.9 | A | 7 | 41 | A | 7 | 987 | E | 9 | 270 | A | 7 | 5.7 | A | 7 | 12800 | B | 7 | 5400 | A | 7 | 3.8 | E | 8 | 0.203 | F | 8 | 0.14 | F | 8 | 0 | 1 | D | 9 | 0 | C | 8
[26 empty] | 3342600% | 13:00 | 1258 | 1321 | 394 | 1 | 24 | 67 | 1 | 27 | 330 | 1 | 24 | 437 | 1 | 24 | 68 | 1 | 27 | 372 | 1 | 24 | 1941 | 1 | 43 | 9 | A | 7 | 9 | E | 9 | 22.8 | A | 7 | 18.3 | A | 7 | 76 | A | 7 | 987 | E | 9 | 90 | A | 7 | 4.1 | A | 7 | 16000 | B | 7 | 1800 | A | 7 | 3.8 | E | 8 | 0.203 | F | 8 | 0.14 | F | 8 | 0 | 1 | D | 9 | 0 | C | 8
[26 empty] | 3342600% | 14:00 | 1212 | 1321 | 806 | 1 | 24 | 509 | 1 | 27 | 338 | 1 | 24 | 867 | 1 | 24 | 532 | 1 | 27 | 378 | 1 | 24 | 2016 | 1 | 43 | 3 | A | 7 | 3 | E | 9 | 29.4 | A | 7 | 20 | A | 7 | 57 | A | 7 | 987 | E | 9 | 100 | A | 7 | 4.1 | A | 7 | 16000 | B | 7 | 77777 | A | 7 | 3.8 | E | 8 | 0.203 | F | 8 | 0.14 | F | 8 | 0 | 1 | D | 9 | 0 | C | 8
[26 empty] | 3342600% | 15:00 | 1104 | 1321 | 750 | 1 | 25 | 472 | 1 | 28 | 356 | 1 | 25 | 792 | 1 | 25 | 491 | 1 | 28 | 381 | 1 | 25 | 1470 | 1 | 45 | 3 | B | 8 | 3 | B | 8 | 30.1 | B | 8 | 20.1 | B | 8 | 55 | A | 7 | 987 | E | 9 | 100 | B | 8 | 4.4 | B | 8 | 16000 | C | 8 | 77777 | B | 8 | 3.8 | E | 8 | 0.203 | F | 8 | 0.14 | F | 8 | 0 | 1 | D | 9 | 0 | C | 8
[26 empty] | 3342600% | 16:00 | 944 | 1321 | 582 | 1 | 25 | 420 | 1 | 28 | 282 | 1 | 25 | 614 | 1 | 25 | 435 | 1 | 28 | 303 | 1 | 25 | 823 | 1 | 45 | 3 | B | 8 | 3 | B | 8 | 30.4 | B | 8 | 20.3 | B | 8 | 55 | A | 7 | 987 | E | 9 | 90 | B | 8 | 4.6 | B | 8 | 16000 | C | 8 | 77777 | B | 8 | 3.8 | E | 8 | 0.203 | F | 8 | 0.14 | F | 8 | 0 | 1 | D | 9 | 0 | C | 8
[26 empty] | 3342600% | 17:00 | 741 | 1321 | 419 | 1 | 25 | 316 | 1 | 28 | 242 | 1 | 25 | 449 | 1 | 25 | 333 | 1 | 28 | 262 | 1 | 25 | 583 | 1 | 45 | 3 | B | 8 | 3 | B | 8 | 30.6 | B | 8 | 20.7 | B | 8 | 56 | A | 7 | 987 | E | 9 | 90 | B | 8 | 4.9 | B | 8 | 16000 | C | 8 | 77777 | B | 8 | 3.8 | E | 8 | 0.203 | F | 8 | 0.14 | F | 8 | 0 | 1 | D | 9 | 0 | C | 8
[26 empty] | 3342600% | 18:00 | 511 | 1321 | 251 | 1 | 24 | 246 | 1 | 27 | 156 | 1 | 24 | 267 | 1 | 24 | 241 | 1 | 27 | 173 | 1 | 24 | 327 | 1 | 43 | 3 | A | 7 | 3 | E | 9 | 30.6 | A | 7 | 21.1 | A | 7 | 57 | A | 7 | 987 | E | 9 | 80 | A | 7 | 5.1 | A | 7 | 16000 | B | 7 | 77777 | A | 7 | 3.9 | E | 8 | 0.203 | F | 8 | 0.14 | F | 8 | 0 | 1 | D | 9 | 0 | C | 8
[26 empty] | 3342600% | 19:00 | 268 | 1321 | 74 | 1 | 24 | 12 | 1 | 27 | 71 | 1 | 24 | 82 | 1 | 24 | 4 | 1 | 27 | 81 | 1 | 24 | 244 | 1 | 43 | 9 | A | 7 | 9 | E | 9 | 29.4 | A | 7 | 21.1 | A | 7 | 61 | A | 7 | 987 | E | 9 | 110 | A | 7 | 2.1 | A | 7 | 16000 | B | 7 | 4500 | A | 7 | 3.9 | E | 8 | 0.203 | F | 8 | 0.14 | F | 8 | 0 | 1 | D | 9 | 0 | C | 8
[26 empty] | 3342600% | 20:00 | 47 | 870 | 7 | 1 | 24 | 0 | 1 | 27 | 7 | 1 | 24 | 8 | 1 | 24 | 0 | 1 | 27 | 8 | 1 | 24 | 27 | 1 | 43 | 10 | A | 7 | 10 | E | 9 | 28.3 | A | 7 | 21.1 | A | 7 | 65 | A | 7 | 987 | E | 9 | 180 | A | 7 | 4.6 | A | 7 | 9600 | B | 7 | 2400 | A | 7 | 3.9 | E | 8 | 0.203 | F | 8 | 0.14 | F | 8 | 0 | 1 | D | 9 | 17 | C | 8
[26 empty] | 3342600% | 21:00 | 0 | 0 | 0 | 1 | 0 | 0 | 1 | 0 | 0 | 1 | 0 | 0 | 1 | 0 | 0 | 1 | 0 | 0 | 1 | 0 | 0 | 1 | 0 | 10 | A | 7 | 10 | E | 9 | 26.7 | A | 7 | 20 | A | 7 | 67 | A | 7 | 987 | E | 9 | 160 | A | 7 | 4.1 | A | 7 | 8000 | B | 7 | 1800 | A | 7 | 3.9 | E | 8 | 0.203 | F | 8 | 0.14 | F | 8 | 0 | 1 | D | 9 | 17 | C | 8
[26 empty] | 3342600% | 22:00 | 0 | 0 | 0 | 1 | 0 | 0 | 1 | 0 | 0 | 1 | 0 | 0 | 1 | 0 | 0 | 1 | 0 | 0 | 1 | 0 | 0 | 1 | 0 | 10 | E | 9 | 10 | E | 9 | 25.7 | E | 9 | 19 | E | 9 | 67 | A | 7 | 987 | E | 9 | 130 | E | 9 | 4.6 | E | 9 | 9777 | C | 8 | 2200 | E | 9 | 3.9 | E | 8 | 0.203 | F | 8 | 0.14 | F | 8 | 0 | 1 | D | 9 | 17 | C | 8
[26 empty] | 3342600% | 23:00 | 0 | 0 | 0 | 1 | 0 | 0 | 1 | 0 | 0 | 1 | 0 | 0 | 1 | 0 | 0 | 1 | 0 | 0 | 1 | 0 | 0 | 1 | 0 | 10 | E | 9 | 9 | E | 9 | 23.7 | E | 9 | 18.1 | E | 9 | 71 | A | 7 | 987 | E | 9 | 80 | E | 9 | 4.9 | E | 9 | 11555 | C | 8 | 2600 | E | 9 | 3.9 | E | 8 | 0.203 | F | 8 | 0.14 | F | 8 | 0 | 1 | D | 9 | 17 | C | 8
[26 empty] | 3342600% | 24:00 | 0 | 0 | 0 | 1 | 0 | 0 | 1 | 0 | 0 | 1 | 0 | 0 | 1 | 0 | 0 | 1 | 0 | 0 | 1 | 0 | 0 | 1 | 0 | 10 | E | 9 | 9 | E | 9 | 23.7 | E | 9 | 18.1 | E | 9 | 71 | A | 7 | 987 | E | 9 | 70 | E | 9 | 5.2 | E | 9 | 13333 | C | 8 | 3000 | E | 9 | 3.9 | E | 8 | 0.203 | F | 8 | 0.14 | F | 8 | 0 | 1 | D | 9 | 17 | C | 8
[26 empty] | 3342700% | 1:00 | 0 | 0 | 0 | 1 | 0 | 0 | 1 | 0 | 0 | 1 | 0 | 0 | 1 | 0 | 0 | 1 | 0 | 0 | 1 | 0 | 0 | 1 | 0 | 10 | E | 9 | 9 | E | 9 | 23.7 | E | 9 | 18.1 | E | 9 | 71 | A | 7 | 987 | E | 9 | 80 | E | 9 | 4.2 | E | 9 | 15111 | C | 8 | 3400 | E | 9 | 4 | E | 8 | 0.203 | F | 8 | 0.14 | F | 8 | 0 | 1 | D | 9 | 0 | C | 8
[26 empty] | 3342700% | 2:00 | 0 | 0 | 0 | 1 | 0 | 0 | 1 | 0 | 0 | 1 | 0 | 0 | 1 | 0 | 0 | 1 | 0 | 0 | 1 | 0 | 0 | 1 | 0 | 9 | E | 9 | 8 | E | 9 | 23.8 | E | 9 | 19.2 | E | 9 | 75 | A | 7 | 987 | E | 9 | 250 | E | 9 | 3.9 | E | 9 | 16888 | C | 8 | 3800 | E | 9 | 4 | E | 8 | 0.203 | F | 8 | 0.14 | F | 8 | 0 | 1 | D | 9 | 0 | C | 8
[26 empty] | 3342700% | 3:00 | 0 | 0 | 0 | 1 | 0 | 0 | 1 | 0 | 0 | 1 | 0 | 0 | 1 | 0 | 0 | 1 | 0 | 0 | 1 | 0 | 0 | 1 | 0 | 9 | E | 9 | 8 | E | 9 | 23.8 | E | 9 | 18.2 | E | 9 | 71 | A | 7 | 987 | E | 9 | 330 | E | 9 | 3.5 | E | 9 | 18666 | C | 8 | 4200 | E | 9 | 4 | E | 8 | 0.203 | F | 8 | 0.14 | F | 8 | 0 | 1 | D | 9 | 0 | C | 8
[26 empty] | 3342700% | 4:00 | 0 | 0 | 0 | 1 | 0 | 0 | 1 | 0 | 0 | 1 | 0 | 0 | 1 | 0 | 0 | 1 | 0 | 0 | 1 | 0 | 0 | 1 | 0 | 9 | E | 9 | 8 | E | 9 | 22.8 | E | 9 | 19.2 | E | 9 | 80 | A | 7 | 987 | E | 9 | 60 | E | 9 | 1.7 | E | 9 | 20444 | C | 8 | 4600 | E | 9 | 4 | E | 8 | 0.203 | F | 8 | 0.14 | F | 8 | 0 | 1 | D | 9 | 0 | C | 8
[26 empty] | 3342700% | 5:00 | 2 | 187 | 0 | 1 | 28 | 0 | 1 | 31 | 0 | 1 | 28 | 0 | 1 | 28 | 0 | 1 | 31 | 0 | 1 | 28 | 0 | 1 | 50 | 9 | E | 9 | 7 | E | 9 | 23.8 | E | 9 | 18.3 | E | 9 | 71 | A | 7 | 987 | E | 9 | 40 | E | 9 | 1.3 | E | 9 | 22222 | C | 8 | 5000 | E | 9 | 4 | E | 8 | 0.203 | F | 8 | 0.14 | F | 8 | 0 | 1 | D | 9 | 0 | C | 8
[26 empty] | 3342700% | 6:00 | 141 | 1321 | 38 | 1 | 24 | 1 | 1 | 27 | 38 | 1 | 24 | 42 | 1 | 24 | 0 | 1 | 27 | 42 | 1 | 24 | 122 | 1 | 43 | 9 | A | 7 | 7 | E | 9 | 22.8 | A | 7 | 18.3 | A | 7 | 76 | A | 7 | 987 | E | 9 | 250 | A | 7 | 3.6 | A | 7 | 24000 | B | 7 | 5400 | A | 7 | 4 | E | 8 | 0.203 | F | 8 | 0.14 | F | 8 | 0 | 1 | D | 9 | 0 | C | 8
[26 empty] | 3342700% | 7:00 | 382 | 1321 | 93 | 1 | 24 | 0 | 1 | 27 | 93 | 1 | 24 | 105 | 1 | 24 | 0 | 1 | 27 | 105 | 1 | 24 | 347 | 1 | 43 | 10 | A | 7 | 10 | E | 9 | 23.9 | A | 7 | 18.3 | A | 7 | 71 | A | 7 | 987 | E | 9 | 200 | A | 7 | 3.6 | A | 7 | 24000 | B | 7 | 5400 | A | 7 | 4.1 | E | 8 | 0.203 | F | 8 | 0.14 | F | 8 | 0 | 1 | D | 9 | 0 | C | 8
[26 empty] | 3342700% | 8:00 | 621 | 1321 | 146 | 1 | 24 | 0 | 1 | 27 | 146 | 1 | 24 | 169 | 1 | 24 | 0 | 1 | 27 | 169 | 1 | 24 | 613 | 1 | 43 | 10 | A | 7 | 10 | E | 9 | 23.3 | A | 7 | 18.9 | A | 7 | 76 | A | 7 | 987 | E | 9 | 280 | B | 8 | 1.8 | B | 8 | 24000 | B | 7 | 4500 | A | 7 | 4 | E | 8 | 0.203 | F | 8 | 0.14 | F | 8 | 0 | 1 | D | 9 | 0 | C | 8
[26 empty] | 3342700% | 9:00 | 841 | 1321 | 168 | 1 | 24 | 0 | 1 | 27 | 168 | 1 | 24 | 200 | 1 | 24 | 0 | 1 | 27 | 200 | 1 | 24 | 790 | 1 | 43 | 10 | A | 7 | 10 | E | 9 | 23.9 | A | 7 | 18.9 | A | 7 | 74 | A | 7 | 987 | E | 9 | 0 | A | 7 | 0 | A | 7 | 24000 | B | 7 | 1050 | A | 7 | 3.9 | E | 8 | 0.203 | F | 8 | 0.14 | F | 8 | 0 | 1 | D | 9 | 0 | C | 8
[26 empty] | 3342700% | 10:00 | 1025 | 1321 | 456 | 1 | 24 | 267 | 1 | 27 | 249 | 1 | 24 | 508 | 1 | 24 | 290 | 1 | 27 | 283 | 1 | 24 | 797 | 1 | 43 | 9 | A | 7 | 7 | E | 9 | 27.2 | A | 7 | 20.6 | A | 7 | 67 | A | 7 | 987 | E | 9 | 180 | A | 7 | 4.1 | A | 7 | 16000 | B | 7 | 3000 | A | 7 | 3.9 | E | 8 | 0.203 | F | 8 | 0.14 | F | 8 | 0 | 1 | D | 9 | 0 | C | 8
[26 empty] | 3342700% | 11:00 | 1161 | 1321 | 253 | 1 | 24 | 0 | 1 | 27 | 253 | 1 | 24 | 306 | 1 | 24 | 0 | 1 | 27 | 306 | 1 | 24 | 1226 | 1 | 43 | 10 | A | 7 | 10 | E | 9 | 26.7 | A | 7 | 20 | A | 7 | 67 | A | 7 | 987 | E | 9 | 270 | A | 7 | 3.1 | A | 7 | 16000 | B | 7 | 3000 | A | 7 | 3.8 | E | 8 | 0.203 | F | 8 | 0.14 | F | 8 | 0 | 1 | D | 9 | 0 | C | 8
[26 empty] | 3342700% | 12:00 | 1241 | 1321 | 274 | 1 | 24 | 0 | 1 | 27 | 274 | 1 | 24 | 333 | 1 | 24 | 0 | 1 | 27 | 333 | 1 | 24 | 1324 | 1 | 43 | 10 | A | 7 | 10 | E | 9 | 28.3 | A | 7 | 20.6 | A | 7 | 63 | A | 7 | 987 | E | 9 | 260 | A | 7 | 4.1 | A | 7 | 16000 | B | 7 | 3000 | A | 7 | 3.8 | E | 8 | 0.203 | F | 8 | 0.14 | F | 8 | 0 | 1 | D | 9 | 0 | C | 8
[26 empty] | 3342700% | 13:00 | 1258 | 1321 | 651 | 1 | 25 | 174 | 1 | 28 | 485 | 1 | 25 | 715 | 1 | 25 | 185 | 1 | 28 | 538 | 1 | 25 | 2992 | 1 | 45 | 10 | B | 8 | 9 | B | 8 | 30.3 | B | 8 | 19.2 | B | 8 | 52 | A | 7 | 987 | E | 9 | 270 | B | 8 | 6.1 | B | 8 | 16000 | C | 8 | 3000 | B | 8 | 3.7 | E | 8 | 0.203 | F | 8 | 0.14 | F | 8 | 0 | 1 | D | 9 | 0 | C | 8
[26 empty] | 3342700% | 14:00 | 1211 | 1321 | 665 | 1 | 24 | 276 | 1 | 27 | 412 | 1 | 24 | 730 | 1 | 24 | 300 | 1 | 27 | 454 | 1 | 24 | 2222 | 1 | 43 | 9 | A | 7 | 7 | E | 9 | 32.2 | A | 7 | 17.8 | A | 7 | 42 | A | 7 | 987 | E | 9 | 280 | A | 7 | 8.2 | A | 7 | 16000 | B | 7 | 3000 | A | 7 | 3.7 | E | 8 | 0.203 | F | 8 | 0.14 | F | 8 | 0 | 1 | D | 9 | 0 | C | 8
[26 empty] | 3342700% | 15:00 | 1104 | 1321 | 566 | 1 | 24 | 173 | 1 | 27 | 421 | 1 | 24 | 619 | 1 | 24 | 184 | 1 | 27 | 465 | 1 | 24 | 1640 | 1 | 43 | 9 | A | 7 | 8 | E | 9 | 31.1 | A | 7 | 18.3 | A | 7 | 47 | A | 7 | 987 | E | 9 | 290 | A | 7 | 5.7 | A | 7 | 19200 | B | 7 | 1500 | A | 7 | 3.6 | E | 8 | 0.203 | F | 8 | 0.14 | F | 8 | 0 | 1 | D | 9 | 0 | C | 8
[26 empty] | 3342700% | 16:00 | 943 | 1321 | 489 | 1 | 24 | 323 | 1 | 27 | 258 | 1 | 24 | 537 | 1 | 24 | 349 | 1 | 27 | 287 | 1 | 24 | 738 | 1 | 43 | 9 | A | 7 | 7 | E | 9 | 31.1 | A | 7 | 17.8 | A | 7 | 45 | A | 7 | 987 | E | 9 | 300 | A | 7 | 5.1 | A | 7 | 19200 | B | 7 | 1500 | A | 7 | 3.6 | E | 8 | 0.203 | F | 8 | 0.14 | F | 8 | 0 | 1 | D | 9 | 0 | C | 8
[26 empty] | 3342700% | 17:00 | 741 | 1321 | 306 | 1 | 24 | 112 | 1 | 27 | 243 | 1 | 24 | 334 | 1 | 24 | 116 | 1 | 27 | 269 | 1 | 24 | 634 | 1 | 43 | 9 | A | 7 | 8 | E | 9 | 30 | A | 7 | 18.3 | A | 7 | 50 | A | 7 | 987 | E | 9 | 300 | A | 7 | 8.2 | A | 7 | 16000 | B | 7 | 3000 | A | 7 | 3.5 | E | 8 | 0.203 | F | 8 | 0.14 | F | 8 | 0 | 1 | D | 9 | 0 | C | 8
[26 empty] | 3342700% | 18:00 | 510 | 1321 | 133 | 1 | 25 | 27 | 1 | 28 | 122 | 1 | 25 | 146 | 1 | 25 | 26 | 1 | 28 | 136 | 1 | 25 | 355 | 1 | 45 | 10 | B | 8 | 9 | B | 8 | 28.9 | B | 8 | 18.6 | B | 8 | 54 | A | 7 | 987 | E | 9 | 290 | B | 8 | 6.1 | B | 8 | 14400 | C | 8 | 2550 | B | 8 | 3.5 | E | 8 | 0.203 | F | 8 | 0.14 | F | 8 | 0 | 1 | D | 9 | 0 | C | 8
[26 empty] | 3342700% | 19:00 | 267 | 1321 | 54 | 1 | 24 | 0 | 1 | 27 | 54 | 1 | 24 | 62 | 1 | 24 | 0 | 1 | 27 | 62 | 1 | 24 | 200 | 1 | 43 | 10 | A | 7 | 10 | E | 9 | 27.2 | A | 7 | 18.9 | A | 7 | 61 | A | 7 | 987 | E | 9 | 280 | A | 7 | 4.1 | A | 7 | 12800 | B | 7 | 2100 | A | 7 | 3.4 | E | 8 | 0.203 | F | 8 | 0.14 | F | 8 | 0 | 1 | D | 9 | 0 | C | 8
[26 empty] | 3342700% | 20:00 | 46 | 870 | 10 | 1 | 24 | 0 | 1 | 27 | 10 | 1 | 24 | 12 | 1 | 24 | 0 | 1 | 27 | 12 | 1 | 24 | 37 | 1 | 43 | 9 | A | 7 | 7 | E | 9 | 26.1 | A | 7 | 18.3 | A | 7 | 62 | A | 7 | 987 | E | 9 | 260 | A | 7 | 4.6 | A | 7 | 16000 | B | 7 | 2700 | A | 7 | 3.3 | E | 8 | 0.203 | F | 8 | 0.14 | F | 8 | 0 | 1 | D | 9 | 0 | C | 8
[26 empty] | 3342700% | 21:00 | 0 | 0 | 0 | 1 | 0 | 0 | 1 | 0 | 0 | 1 | 0 | 0 | 1 | 0 | 0 | 1 | 0 | 0 | 1 | 0 | 0 | 1 | 0 | 9 | A | 7 | 8 | E | 9 | 25.6 | A | 7 | 18.3 | A | 7 | 64 | A | 7 | 987 | E | 9 | 250 | A | 7 | 3.6 | A | 7 | 24000 | B | 7 | 2700 | A | 7 | 3.3 | E | 8 | 0.203 | F | 8 | 0.14 | F | 8 | 0 | 1 | D | 9 | 0 | C | 8
[26 empty] | 3342700% | 22:00 | 0 | 0 | 0 | 1 | 0 | 0 | 1 | 0 | 0 | 1 | 0 | 0 | 1 | 0 | 0 | 1 | 0 | 0 | 1 | 0 | 0 | 1 | 0 | 8 | E | 9 | 6 | E | 9 | 24.6 | E | 9 | 18.1 | E | 9 | 67 | A | 7 | 987 | E | 9 | 270 | E | 9 | 4.1 | E | 9 | 26400 | C | 8 | 4630 | E | 9 | 3.2 | E | 8 | 0.203 | F | 8 | 0.14 | F | 8 | 0 | 1 | D | 9 | 0 | C | 8
[26 empty] | 3342700% | 23:00 | 0 | 0 | 0 | 1 | 0 | 0 | 1 | 0 | 0 | 1 | 0 | 0 | 1 | 0 | 0 | 1 | 0 | 0 | 1 | 0 | 0 | 1 | 0 | 8 | E | 9 | 7 | E | 9 | 23.6 | E | 9 | 18.8 | E | 9 | 74 | A | 7 | 987 | E | 9 | 240 | E | 9 | 4 | E | 9 | 28800 | C | 8 | 6560 | E | 9 | 3.2 | E | 8 | 0.203 | F | 8 | 0.14 | F | 8 | 0 | 1 | D | 9 | 0 | C | 8
[26 empty] | 3342700% | 24:00 | 0 | 0 | 0 | 1 | 0 | 0 | 1 | 0 | 0 | 1 | 0 | 0 | 1 | 0 | 0 | 1 | 0 | 0 | 1 | 0 | 0 | 1 | 0 | 7 | E | 9 | 5 | E | 9 | 23.7 | E | 9 | 18.6 | E | 9 | 73 | A | 7 | 987 | E | 9 | 250 | E | 9 | 4.5 | E | 9 | 31200 | C | 8 | 8490 | E | 9 | 3.1 | E | 8 | 0.203 | F | 8 | 0.14 | F | 8 | 0 | 1 | D | 9 | 0 | C | 8
[26 empty] | 3342800% | 1:00 | 0 | 0 | 0 | 1 | 0 | 0 | 1 | 0 | 0 | 1 | 0 | 0 | 1 | 0 | 0 | 1 | 0 | 0 | 1 | 0 | 0 | 1 | 0 | 7 | E | 9 | 7 | E | 9 | 23.7 | E | 9 | 18.4 | E | 9 | 72 | A | 7 | 987 | E | 9 | 270 | E | 9 | 4.4 | E | 9 | 33600 | C | 8 | 10420 | E | 9 | 3.1 | E | 8 | 0.203 | F | 8 | 0.14 | F | 8 | 0 | 1 | D | 9 | 0 | C | 8
[26 empty] | 3342800% | 2:00 | 0 | 0 | 0 | 1 | 0 | 0 | 1 | 0 | 0 | 1 | 0 | 0 | 1 | 0 | 0 | 1 | 0 | 0 | 1 | 0 | 0 | 1 | 0 | 1 | E | 9 | 1 | E | 9 | 21.7 | E | 9 | 19.2 | E | 9 | 86 | A | 7 | 987 | E | 9 | 290 | E | 9 | 2.8 | E | 9 | 36000 | C | 8 | 12350 | E | 9 | 3 | E | 8 | 0.203 | F | 8 | 0.14 | F | 8 | 0 | 1 | D | 9 | 0 | C | 8
[26 empty] | 3342800% | 3:00 | 0 | 0 | 0 | 1 | 0 | 0 | 1 | 0 | 0 | 1 | 0 | 0 | 1 | 0 | 0 | 1 | 0 | 0 | 1 | 0 | 0 | 1 | 0 | 5 | E | 9 | 5 | E | 9 | 22.7 | E | 9 | 18.9 | E | 9 | 79 | A | 7 | 987 | E | 9 | 270 | E | 9 | 3.8 | E | 9 | 38400 | C | 8 | 14280 | E | 9 | 3 | E | 8 | 0.203 | F | 8 | 0.14 | F | 8 | 0 | 1 | D | 9 | 0 | C | 8
[26 empty] | 3342800% | 4:00 | 0 | 0 | 0 | 1 | 0 | 0 | 1 | 0 | 0 | 1 | 0 | 0 | 1 | 0 | 0 | 1 | 0 | 0 | 1 | 0 | 0 | 1 | 0 | 5 | E | 9 | 5 | E | 9 | 20.7 | E | 9 | 18.7 | E | 9 | 88 | A | 7 | 987 | E | 9 | 330 | E | 9 | 3.8 | E | 9 | 40800 | C | 8 | 16210 | E | 9 | 2.9 | E | 8 | 0.203 | F | 8 | 0.14 | F | 8 | 0 | 1 | D | 9 | 0 | C | 8
[26 empty] | 3342800% | 5:00 | 1 | 165 | 0 | 1 | 28 | 0 | 1 | 31 | 0 | 1 | 28 | 0 | 1 | 28 | 0 | 1 | 31 | 0 | 1 | 28 | 0 | 1 | 50 | 4 | E | 9 | 4 | E | 9 | 20.8 | E | 9 | 17.5 | E | 9 | 81 | A | 7 | 987 | E | 9 | 360 | E | 9 | 3.2 | E | 9 | 43200 | C | 8 | 18140 | E | 9 | 2.9 | E | 8 | 0.203 | F | 8 | 0.14 | F | 8 | 0 | 1 | D | 9 | 0 | C | 8
[26 empty] | 3342800% | 6:00 | 138 | 1321 | 40 | 1 | 28 | 22 | 1 | 31 | 38 | 1 | 28 | 44 | 1 | 28 | 14 | 1 | 31 | 43 | 1 | 28 | 90 | 1 | 50 | 3 | E | 9 | 1 | E | 9 | 20.8 | E | 9 | 17.2 | E | 9 | 80 | A | 7 | 987 | E | 9 | 340 | E | 9 | 2.6 | E | 9 | 45600 | C | 8 | 20070 | E | 9 | 2.8 | E | 8 | 0.203 | F | 8 | 0.14 | F | 8 | 0 | 1 | D | 9 | 0 | C | 8
[26 empty] | 3342800% | 7:00 | 380 | 1321 | 170 | 1 | 24 | 185 | 1 | 27 | 117 | 1 | 24 | 185 | 1 | 24 | 166 | 1 | 27 | 137 | 1 | 24 | 260 | 1 | 43 | 2 | A | 7 | 2 | E | 9 | 22.8 | A | 7 | 15 | A | 7 | 61 | A | 7 | 987 | E | 9 | 330 | A | 7 | 3.6 | A | 7 | 48000 | B | 7 | 77777 | A | 7 | 2.7 | E | 8 | 0.203 | F | 8 | 0.14 | F | 8 | 0 | 1 | D | 9 | 0 | C | 8
[26 empty] | 3342800% | 8:00 | 619 | 1321 | 285 | 1 | 24 | 235 | 1 | 27 | 175 | 1 | 24 | 307 | 1 | 24 | 241 | 1 | 27 | 194 | 1 | 24 | 380 | 1 | 43 | 3 | A | 7 | 3 | E | 9 | 22.8 | A | 7 | 13.9 | A | 7 | 57 | A | 7 | 987 | E | 9 | 330 | A | 7 | 4.1 | A | 7 | 48000 | B | 7 | 77777 | A | 7 | 2.7 | E | 8 | 0.203 | F | 8 | 0.14 | F | 8 | 0 | 1 | D | 9 | 0 | C | 8
[26 empty] | 3342800% | 9:00 | 839 | 1321 | 515 | 1 | 24 | 495 | 1 | 27 | 201 | 1 | 24 | 553 | 1 | 24 | 510 | 1 | 27 | 229 | 1 | 24 | 497 | 1 | 43 | 2 | A | 7 | 2 | E | 9 | 23.9 | A | 7 | 13.3 | A | 7 | 51 | A | 7 | 987 | E | 9 | 330 | A | 7 | 4.1 | A | 7 | 48000 | B | 7 | 77777 | A | 7 | 2.7 | E | 8 | 0.203 | F | 8 | 0.14 | F | 8 | 0 | 1 | D | 9 | 0 | C | 8
[26 empty] | 3342800% | 10:00 | 1023 | 1321 | 662 | 1 | 24 | 473 | 1 | 27 | 295 | 1 | 24 | 703 | 1 | 24 | 492 | 1 | 27 | 321 | 1 | 24 | 995 | 1 | 43 | 3 | A | 7 | 3 | E | 9 | 25.6 | A | 7 | 11.7 | A | 7 | 42 | A | 7 | 987 | E | 9 | 340 | A | 7 | 6.7 | A | 7 | 32000 | B | 7 | 77777 | A | 7 | 2.7 | E | 8 | 0.203 | F | 8 | 0.14 | F | 8 | 0 | 1 | D | 9 | 0 | C | 8
[26 empty] | 3342800% | 11:00 | 1160 | 1321 | 376 | 1 | 24 | 80 | 1 | 27 | 305 | 1 | 24 | 421 | 1 | 24 | 86 | 1 | 27 | 345 | 1 | 24 | 1344 | 1 | 43 | 9 | A | 7 | 9 | E | 9 | 27.2 | A | 7 | 12.8 | A | 7 | 41 | A | 7 | 987 | E | 9 | 300 | A | 7 | 6.2 | A | 7 | 32000 | B | 7 | 77777 | A | 7 | 2.7 | E | 8 | 0.203 | F | 8 | 0.14 | F | 8 | 0 | 1 | D | 9 | 0 | C | 8
[26 empty] | 3342800% | 12:00 | 1240 | 1321 | 511 | 1 | 24 | 119 | 1 | 27 | 399 | 1 | 24 | 567 | 1 | 24 | 127 | 1 | 27 | 447 | 1 | 24 | 2269 | 1 | 43 | 9 | A | 7 | 9 | E | 9 | 26.7 | A | 7 | 11.7 | A | 7 | 39 | A | 7 | 987 | E | 9 | 300 | A | 7 | 7.2 | A | 7 | 32000 | B | 7 | 77777 | A | 7 | 2.7 | E | 8 | 0.203 | F | 8 | 0.14 | F | 8 | 0 | 1 | D | 9 | 0 | C | 8
[26 empty] | 3342800% | 13:00 | 1257 | 1321 | 377 | 1 | 24 | 64 | 1 | 27 | 316 | 1 | 24 | 418 | 1 | 24 | 65 | 1 | 27 | 356 | 1 | 24 | 1857 | 1 | 43 | 9 | A | 7 | 9 | E | 9 | 27.8 | A | 7 | 12.8 | A | 7 | 40 | A | 7 | 987 | E | 9 | 280 | A | 7 | 4.1 | A | 7 | 48000 | B | 7 | 77777 | A | 7 | 2.7 | E | 8 | 0.203 | F | 8 | 0.14 | F | 8 | 0 | 1 | D | 9 | 0 | C | 8
[26 empty] | 3342800% | 14:00 | 1210 | 1321 | 495 | 1 | 24 | 147 | 1 | 27 | 360 | 1 | 24 | 552 | 1 | 24 | 158 | 1 | 27 | 407 | 1 | 24 | 1833 | 1 | 43 | 9 | A | 7 | 9 | E | 9 | 28.9 | A | 7 | 12.2 | A | 7 | 36 | A | 7 | 987 | E | 9 | 320 | A | 7 | 5.7 | A | 7 | 48000 | B | 7 | 77777 | A | 7 | 2.7 | E | 8 | 0.203 | F | 8 | 0.14 | F | 8 | 0 | 1 | D | 9 | 0 | C | 8
[26 empty] | 3342800% | 15:00 | 1103 | 1321 | 443 | 1 | 24 | 105 | 1 | 27 | 355 | 1 | 24 | 490 | 1 | 24 | 112 | 1 | 27 | 396 | 1 | 24 | 1381 | 1 | 43 | 9 | A | 7 | 9 | E | 9 | 30 | A | 7 | 11.7 | A | 7 | 32 | A | 7 | 987 | E | 9 | 350 | A | 7 | 5.1 | A | 7 | 48000 | B | 7 | 77777 | A | 7 | 2.7 | E | 8 | 0.203 | F | 8 | 0.14 | F | 8 | 0 | 1 | D | 9 | 0 | C | 8
[26 empty] | 3342800% | 16:00 | 943 | 1321 | 387 | 1 | 25 | 33 | 1 | 28 | 363 | 1 | 25 | 440 | 1 | 25 | 33 | 1 | 28 | 417 | 1 | 25 | 1457 | 1 | 45 | 10 | B | 8 | 10 | B | 8 | 29.2 | B | 8 | 11.9 | B | 8 | 34 | A | 7 | 987 | E | 9 | 350 | B | 8 | 5.1 | B | 8 | 44000 | C | 8 | 13700 | B | 8 | 2.7 | E | 8 | 0.203 | F | 8 | 0.14 | F | 8 | 0 | 1 | D | 9 | 0 | C | 8
[26 empty] | 3342800% | 17:00 | 740 | 1321 | 176 | 1 | 24 | 0 | 1 | 27 | 176 | 1 | 24 | 205 | 1 | 24 | 0 | 1 | 27 | 205 | 1 | 24 | 771 | 1 | 43 | 10 | A | 7 | 10 | E | 9 | 28.3 | A | 7 | 12.2 | A | 7 | 37 | A | 7 | 987 | E | 9 | 350 | A | 7 | 5.1 | A | 7 | 40000 | B | 7 | 5400 | A | 7 | 2.7 | E | 8 | 0.203 | F | 8 | 0.14 | F | 8 | 0 | 1 | D | 9 | 0 | C | 8
[26 empty] | 3342800% | 18:00 | 509 | 1321 | 121 | 1 | 24 | 0 | 1 | 27 | 121 | 1 | 24 | 139 | 1 | 24 | 0 | 1 | 27 | 139 | 1 | 24 | 483 | 1 | 43 | 10 | A | 7 | 10 | E | 9 | 27.2 | A | 7 | 11.7 | A | 7 | 38 | A | 7 | 987 | E | 9 | 350 | A | 7 | 4.6 | A | 7 | 40000 | B | 7 | 5400 | A | 7 | 2.7 | E | 8 | 0.203 | F | 8 | 0.14 | F | 8 | 0 | 1 | D | 9 | 0 | C | 8
[26 empty] | 3342800% | 19:00 | 266 | 1321 | 67 | 1 | 24 | 0 | 1 | 27 | 67 | 1 | 24 | 75 | 1 | 24 | 0 | 1 | 27 | 75 | 1 | 24 | 234 | 1 | 43 | 10 | A | 7 | 10 | E | 9 | 26.7 | A | 7 | 11.7 | A | 7 | 39 | A | 7 | 987 | E | 9 | 340 | A | 7 | 3.6 | A | 7 | 40000 | B | 7 | 3600 | A | 7 | 2.7 | E | 8 | 0.203 | F | 8 | 0.14 | F | 8 | 0 | 1 | D | 9 | 0 | C | 8
[26 empty] | 3342800% | 20:00 | 46 | 870 | 9 | 1 | 24 | 0 | 1 | 27 | 9 | 1 | 24 | 11 | 1 | 24 | 0 | 1 | 27 | 11 | 1 | 24 | 34 | 1 | 43 | 9 | A | 7 | 9 | E | 9 | 25 | A | 7 | 12.2 | A | 7 | 45 | A | 7 | 987 | E | 9 | 340 | A | 7 | 3.1 | A | 7 | 40000 | B | 7 | 3600 | A | 7 | 2.7 | E | 8 | 0.203 | F | 8 | 0.14 | F | 8 | 0 | 1 | D | 9 | 0 | C | 8
[26 empty] | 3342800% | 21:00 | 0 | 0 | 0 | 1 | 0 | 0 | 1 | 0 | 0 | 1 | 0 | 0 | 1 | 0 | 0 | 1 | 0 | 0 | 1 | 0 | 0 | 1 | 0 | 9 | A | 7 | 9 | E | 9 | 23.9 | A | 7 | 12.8 | A | 7 | 50 | A | 7 | 987 | E | 9 | 350 | A | 7 | 2.6 | A | 7 | 40000 | B | 7 | 4500 | A | 7 | 2.7 | E | 8 | 0.203 | F | 8 | 0.14 | F | 8 | 0 | 1 | D | 9 | 0 | C | 8
[26 empty] | 3342800% | 22:00 | 0 | 0 | 0 | 1 | 0 | 0 | 1 | 0 | 0 | 1 | 0 | 0 | 1 | 0 | 0 | 1 | 0 | 0 | 1 | 0 | 0 | 1 | 0 | 10 | E | 9 | 10 | E | 9 | 22.8 | E | 9 | 14 | E | 9 | 58 | A | 7 | 987 | E | 9 | 290 | E | 9 | 2.5 | E | 9 | 39000 | C | 8 | 6868 | E | 9 | 2.7 | E | 8 | 0.203 | F | 8 | 0.14 | F | 8 | 0 | 1 | D | 9 | 0 | C | 8
[26 empty] | 3342800% | 23:00 | 0 | 0 | 0 | 1 | 0 | 0 | 1 | 0 | 0 | 1 | 0 | 0 | 1 | 0 | 0 | 1 | 0 | 0 | 1 | 0 | 0 | 1 | 0 | 10 | E | 9 | 10 | E | 9 | 22.8 | E | 9 | 13.2 | E | 9 | 55 | A | 7 | 987 | E | 9 | 250 | E | 9 | 3.9 | E | 9 | 38000 | C | 8 | 9235 | E | 9 | 2.7 | E | 8 | 0.203 | F | 8 | 0.14 | F | 8 | 0 | 1 | D | 9 | 0 | C | 8
[26 empty] | 3342800% | 24:00 | 0 | 0 | 0 | 1 | 0 | 0 | 1 | 0 | 0 | 1 | 0 | 0 | 1 | 0 | 0 | 1 | 0 | 0 | 1 | 0 | 0 | 1 | 0 | 10 | E | 9 | 7 | E | 9 | 19.7 | E | 9 | 13.4 | E | 9 | 67 | A | 7 | 987 | E | 9 | 170 | E | 9 | 3.3 | E | 9 | 37000 | C | 8 | 11603 | E | 9 | 2.7 | E | 8 | 0.203 | F | 8 | 0.14 | F | 8 | 0 | 1 | D | 9 | 0 | C | 8
[26 empty] | 3342900% | 1:00 | 0 | 0 | 0 | 1 | 0 | 0 | 1 | 0 | 0 | 1 | 0 | 0 | 1 | 0 | 0 | 1 | 0 | 0 | 1 | 0 | 0 | 1 | 0 | 5 | E | 9 | 5 | E | 9 | 21.6 | E | 9 | 13.6 | E | 9 | 60 | A | 7 | 987 | E | 9 | 260 | E | 9 | 4.7 | E | 9 | 36000 | C | 8 | 13970 | E | 9 | 2.6 | E | 8 | 0.203 | F | 8 | 0.14 | F | 8 | 0 | 1 | D | 9 | 0 | C | 8
[26 empty] | 3342900% | 2:00 | 0 | 0 | 0 | 1 | 0 | 0 | 1 | 0 | 0 | 1 | 0 | 0 | 1 | 0 | 0 | 1 | 0 | 0 | 1 | 0 | 0 | 1 | 0 | 10 | E | 9 | 10 | E | 9 | 19.5 | E | 9 | 13.8 | E | 9 | 70 | A | 7 | 987 | E | 9 | 160 | E | 9 | 3.5 | E | 9 | 35000 | C | 8 | 0 | E | 9 | 2.6 | E | 8 | 0.203 | F | 8 | 0.14 | F | 8 | 0 | 1 | D | 9 | 0 | C | 8
[26 empty] | 3342900% | 3:00 | 0 | 0 | 0 | 1 | 0 | 0 | 1 | 0 | 0 | 1 | 0 | 0 | 1 | 0 | 0 | 1 | 0 | 0 | 1 | 0 | 0 | 1 | 0 | 10 | E | 9 | 10 | E | 9 | 18.4 | E | 9 | 14 | E | 9 | 76 | A | 7 | 987 | E | 9 | 120 | E | 9 | 3.4 | E | 9 | 34000 | C | 8 | 0 | E | 9 | 2.6 | E | 8 | 0.203 | F | 8 | 0.14 | F | 8 | 0 | 1 | D | 9 | 0 | C | 8
[26 empty] | 3342900% | 4:00 | 0 | 0 | 0 | 1 | 0 | 0 | 1 | 0 | 0 | 1 | 0 | 0 | 1 | 0 | 0 | 1 | 0 | 0 | 1 | 0 | 0 | 1 | 0 | 10 | E | 9 | 10 | E | 9 | 17.4 | E | 9 | 14.2 | E | 9 | 81 | A | 7 | 987 | E | 9 | 70 | E | 9 | 3.3 | E | 9 | 33000 | C | 8 | 0 | E | 9 | 2.6 | E | 8 | 0.203 | F | 8 | 0.14 | F | 8 | 0 | 1 | D | 9 | 0 | C | 8
[26 empty] | 3342900% | 5:00 | 1 | 143 | 0 | 1 | 24 | 0 | 1 | 27 | 0 | 1 | 24 | 0 | 1 | 24 | 0 | 1 | 27 | 0 | 1 | 24 | 0 | 1 | 43 | 10 | A | 7 | 9 | E | 9 | 18.3 | A | 7 | 14.4 | A | 7 | 78 | A | 7 | 987 | E | 9 | 0 | A | 7 | 0 | A | 7 | 32000 | B | 7 | 1800 | A | 7 | 2.6 | E | 8 | 0.203 | F | 8 | 0.14 | F | 8 | 0 | 1 | D | 9 | 0 | C | 8
[26 empty] | 3342900% | 6:00 | 136 | 1322 | 32 | 1 | 24 | 5 | 1 | 27 | 32 | 1 | 24 | 36 | 1 | 24 | 0 | 1 | 27 | 36 | 1 | 24 | 107 | 1 | 43 | 10 | A | 7 | 9 | E | 9 | 18.3 | A | 7 | 13.9 | A | 7 | 76 | A | 7 | 987 | E | 9 | 110 | A | 7 | 3.1 | A | 7 | 32000 | B | 7 | 1800 | A | 7 | 2.6 | E | 8 | 0.203 | F | 8 | 0.14 | F | 8 | 0 | 1 | D | 9 | 0 | C | 8
[26 empty] | 3342900% | 7:00 | 378 | 1322 | 163 | 1 | 24 | 23 | 1 | 27 | 157 | 1 | 24 | 177 | 1 | 24 | 17 | 1 | 27 | 172 | 1 | 24 | 466 | 1 | 43 | 10 | A | 7 | 9 | E | 9 | 20.6 | A | 7 | 13.3 | A | 7 | 63 | A | 7 | 987 | E | 9 | 0 | A | 7 | 0 | A | 7 | 24000 | B | 7 | 1800 | A | 7 | 2.6 | E | 8 | 0.203 | F | 8 | 0.14 | F | 8 | 0 | 1 | D | 9 | 0 | C | 8
[26 empty] | 3342900% | 8:00 | 617 | 1322 | 224 | 1 | 24 | 54 | 1 | 27 | 199 | 1 | 24 | 246 | 1 | 24 | 53 | 1 | 27 | 221 | 1 | 24 | 580 | 1 | 43 | 10 | A | 7 | 9 | E | 9 | 18.3 | A | 7 | 15 | A | 7 | 81 | A | 7 | 987 | E | 9 | 100 | A | 7 | 3.1 | A | 7 | 19200 | B | 7 | 1800 | A | 7 | 2.6 | E | 8 | 0.203 | F | 8 | 0.14 | F | 8 | 0 | 1 | D | 9 | 0 | C | 8
[26 empty] | 3342900% | 9:00 | 837 | 1322 | 276 | 1 | 24 | 14 | 1 | 27 | 267 | 1 | 24 | 317 | 1 | 24 | 13 | 1 | 27 | 309 | 1 | 24 | 1114 | 1 | 43 | 10 | A | 7 | 9 | E | 9 | 22.2 | A | 7 | 14.4 | A | 7 | 61 | A | 7 | 987 | E | 9 | 0 | A | 7 | 0 | A | 7 | 16000 | B | 7 | 4800 | A | 7 | 2.7 | E | 8 | 0.203 | F | 8 | 0.14 | F | 8 | 0 | 1 | D | 9 | 0 | C | 8
[26 empty] | 3342900% | 10:00 | 1022 | 1322 | 294 | 1 | 24 | 64 | 1 | 27 | 244 | 1 | 24 | 325 | 1 | 24 | 65 | 1 | 27 | 275 | 1 | 24 | 991 | 1 | 43 | 10 | A | 7 | 9 | E | 9 | 23.9 | A | 7 | 15 | A | 7 | 57 | A | 7 | 987 | E | 9 | 340 | A | 7 | 7.7 | A | 7 | 19200 | B | 7 | 1800 | A | 7 | 2.7 | E | 8 | 0.203 | F | 8 | 0.14 | F | 8 | 0 | 1 | D | 9 | 0 | C | 8
[26 empty] | 3342900% | 11:00 | 1159 | 1322 | 686 | 1 | 24 | 232 | 1 | 27 | 482 | 1 | 24 | 747 | 1 | 24 | 246 | 1 | 27 | 531 | 1 | 24 | 2119 | 1 | 43 | 10 | A | 7 | 9 | E | 9 | 24.4 | A | 7 | 14.4 | A | 7 | 54 | A | 7 | 987 | E | 9 | 240 | A | 7 | 3.1 | A | 7 | 19200 | B | 7 | 1800 | A | 7 | 2.7 | E | 8 | 0.203 | F | 8 | 0.14 | F | 8 | 0 | 1 | D | 9 | 0 | C | 8
[26 empty] | 3342900% | 12:00 | 1239 | 1322 | 628 | 1 | 24 | 56 | 1 | 27 | 575 | 1 | 24 | 691 | 1 | 24 | 59 | 1 | 27 | 637 | 1 | 24 | 2956 | 1 | 43 | 10 | A | 7 | 9 | E | 9 | 25 | A | 7 | 14.4 | A | 7 | 52 | A | 7 | 987 | E | 9 | 200 | A | 7 | 3.1 | A | 7 | 19200 | B | 7 | 1800 | A | 7 | 2.7 | E | 8 | 0.203 | F | 8 | 0.14 | F | 8 | 0 | 1 | D | 9 | 0 | C | 8
[26 empty] | 3342900% | 13:00 | 1256 | 1322 | 403 | 1 | 24 | 83 | 1 | 27 | 323 | 1 | 24 | 453 | 1 | 24 | 89 | 1 | 27 | 368 | 1 | 24 | 1976 | 1 | 43 | 10 | A | 7 | 9 | E | 9 | 26.1 | A | 7 | 13.3 | A | 7 | 45 | A | 7 | 987 | E | 9 | 180 | A | 7 | 5.1 | A | 7 | 19200 | B | 7 | 4800 | A | 7 | 2.8 | E | 8 | 0.203 | F | 8 | 0.14 | F | 8 | 0 | 1 | D | 9 | 0 | C | 8
[26 empty] | 3342900% | 14:00 | 1210 | 1322 | 600 | 1 | 24 | 239 | 1 | 27 | 381 | 1 | 24 | 662 | 1 | 24 | 260 | 1 | 27 | 423 | 1 | 24 | 2029 | 1 | 43 | 10 | A | 7 | 9 | E | 9 | 25 | A | 7 | 15 | A | 7 | 54 | A | 7 | 987 | E | 9 | 180 | A | 7 | 5.1 | A | 7 | 19200 | B | 7 | 3600 | A | 7 | 2.8 | E | 8 | 0.203 | F | 8 | 0.14 | F | 8 | 0 | 1 | D | 9 | 0 | C | 8
[26 empty] | 3342900% | 15:00 | 1103 | 1322 | 401 | 1 | 24 | 200 | 1 | 27 | 234 | 1 | 24 | 453 | 1 | 24 | 218 | 1 | 27 | 271 | 1 | 24 | 869 | 1 | 43 | 10 | A | 7 | 9 | E | 9 | 25 | A | 7 | 15 | A | 7 | 54 | A | 7 | 987 | E | 9 | 200 | A | 7 | 5.1 | A | 7 | 19200 | B | 7 | 3600 | A | 7 | 2.8 | E | 8 | 0.203 | F | 8 | 0.14 | F | 8 | 0 | 1 | D | 9 | 0 | C | 8
[26 empty] | 3342900% | 16:00 | 942 | 1322 | 312 | 1 | 24 | 79 | 1 | 27 | 255 | 1 | 24 | 344 | 1 | 24 | 80 | 1 | 27 | 287 | 1 | 24 | 951 | 1 | 43 | 10 | A | 7 | 9 | E | 9 | 24.4 | A | 7 | 15.6 | A | 7 | 58 | A | 7 | 987 | E | 9 | 200 | A | 7 | 4.1 | A | 7 | 16000 | B | 7 | 3600 | A | 7 | 2.8 | E | 8 | 0.203 | F | 8 | 0.14 | F | 8 | 0 | 1 | D | 9 | 0 | C | 8
[26 empty] | 3342900% | 17:00 | 739 | 1322 | 204 | 1 | 24 | 66 | 1 | 27 | 167 | 1 | 24 | 225 | 1 | 24 | 66 | 1 | 27 | 188 | 1 | 24 | 557 | 1 | 43 | 9 | A | 7 | 6 | E | 9 | 25 | A | 7 | 17.2 | A | 7 | 62 | A | 7 | 987 | E | 9 | 210 | A | 7 | 5.7 | A | 7 | 16000 | B | 7 | 3600 | A | 7 | 2.9 | E | 8 | 0.203 | F | 8 | 0.14 | F | 8 | 0 | 1 | D | 9 | 0 | C | 8
[26 empty] | 3342900% | 18:00 | 508 | 1322 | 238 | 1 | 24 | 228 | 1 | 27 | 151 | 1 | 24 | 254 | 1 | 24 | 223 | 1 | 27 | 168 | 1 | 24 | 315 | 1 | 43 | 9 | A | 7 | 6 | E | 9 | 24.4 | A | 7 | 17.8 | A | 7 | 67 | A | 7 | 987 | E | 9 | 190 | A | 7 | 5.1 | A | 7 | 11200 | B | 7 | 3600 | A | 7 | 2.9 | E | 8 | 0.203 | F | 8 | 0.14 | F | 8 | 0 | 1 | D | 9 | 0 | C | 8
[26 empty] | 3342900% | 19:00 | 265 | 1322 | 85 | 1 | 24 | 57 | 1 | 27 | 73 | 1 | 24 | 92 | 1 | 24 | 46 | 1 | 27 | 83 | 1 | 24 | 182 | 1 | 43 | 9 | A | 7 | 6 | E | 9 | 24.4 | A | 7 | 18.9 | A | 7 | 71 | A | 7 | 987 | E | 9 | 200 | A | 7 | 4.6 | A | 7 | 11200 | B | 7 | 3600 | A | 7 | 2.9 | E | 8 | 0.203 | F | 8 | 0.14 | F | 8 | 0 | 1 | D | 9 | 0 | C | 8
[26 empty] | 3342900% | 20:00 | 45 | 848 | 9 | 1 | 24 | 0 | 1 | 27 | 9 | 1 | 24 | 11 | 1 | 24 | 0 | 1 | 27 | 11 | 1 | 24 | 34 | 1 | 43 | 10 | A | 7 | 9 | E | 9 | 23.3 | A | 7 | 18.3 | A | 7 | 74 | A | 7 | 987 | E | 9 | 200 | A | 7 | 4.6 | A | 7 | 11200 | B | 7 | 5400 | A | 7 | 2.9 | E | 8 | 0.203 | F | 8 | 0.14 | F | 8 | 0 | 1 | D | 9 | 0 | C | 8
[26 empty] | 3342900% | 21:00 | 0 | 0 | 0 | 1 | 0 | 0 | 1 | 0 | 0 | 1 | 0 | 0 | 1 | 0 | 0 | 1 | 0 | 0 | 1 | 0 | 0 | 1 | 0 | 10 | A | 7 | 9 | E | 9 | 22.2 | A | 7 | 18.3 | A | 7 | 79 | A | 7 | 987 | E | 9 | 200 | A | 7 | 5.1 | A | 7 | 11200 | B | 7 | 5400 | A | 7 | 3 | E | 8 | 0.203 | F | 8 | 0.14 | F | 8 | 0 | 1 | D | 9 | 0 | C | 8
[26 empty] | 3342900% | 22:00 | 0 | 0 | 0 | 1 | 0 | 0 | 1 | 0 | 0 | 1 | 0 | 0 | 1 | 0 | 0 | 1 | 0 | 0 | 1 | 0 | 0 | 1 | 0 | 10 | E | 9 | 9 | E | 9 | 19.5 | E | 9 | 19.5 | E | 9 | 100 | A | 7 | 987 | E | 9 | 170 | E | 9 | 5.1 | E | 9 | 9977 | C | 8 | 77777 | E | 9 | 3 | E | 8 | 0.203 | F | 8 | 0.14 | F | 8 | 0 | 1 | D | 9 | 0 | C | 8
[26 empty] | 3342900% | 23:00 | 0 | 0 | 0 | 1 | 0 | 0 | 1 | 0 | 0 | 1 | 0 | 0 | 1 | 0 | 0 | 1 | 0 | 0 | 1 | 0 | 0 | 1 | 0 | 10 | E | 9 | 10 | E | 9 | 17.9 | E | 9 | 17.9 | E | 9 | 100 | A | 7 | 987 | E | 9 | 160 | E | 9 | 4 | E | 9 | 8755 | C | 8 | 77777 | E | 9 | 3 | E | 8 | 0.203 | F | 8 | 0.14 | F | 8 | 0 | 1 | D | 9 | 0 | C | 8
[26 empty] | 3342900% | 24:00 | 0 | 0 | 0 | 1 | 0 | 0 | 1 | 0 | 0 | 1 | 0 | 0 | 1 | 0 | 0 | 1 | 0 | 0 | 1 | 0 | 0 | 1 | 0 | 10 | E | 9 | 10 | E | 9 | 18.2 | E | 9 | 18.1 | E | 9 | 99 | A | 7 | 987 | E | 9 | 130 | E | 9 | 2.7 | E | 9 | 7533 | C | 8 | 77777 | E | 9 | 3 | E | 8 | 0.203 | F | 8 | 0.14 | F | 8 | 0 | 1 | D | 9 | 0 | C | 8
[26 empty] | 3343000% | 1:00 | 0 | 0 | 0 | 1 | 0 | 0 | 1 | 0 | 0 | 1 | 0 | 0 | 1 | 0 | 0 | 1 | 0 | 0 | 1 | 0 | 0 | 1 | 0 | 10 | E | 9 | 10 | E | 9 | 17.5 | E | 9 | 17.5 | E | 9 | 100 | A | 7 | 987 | E | 9 | 150 | E | 9 | 3.8 | E | 9 | 6311 | C | 8 | 77777 | E | 9 | 3.1 | E | 8 | 0.203 | F | 8 | 0.14 | F | 8 | 0 | 1 | D | 9 | 45 | C | 8
[26 empty] | 3343000% | 2:00 | 0 | 0 | 0 | 1 | 0 | 0 | 1 | 0 | 0 | 1 | 0 | 0 | 1 | 0 | 0 | 1 | 0 | 0 | 1 | 0 | 0 | 1 | 0 | 10 | E | 9 | 10 | E | 9 | 15.9 | E | 9 | 15.9 | E | 9 | 100 | A | 7 | 987 | E | 9 | 110 | E | 9 | 4.8 | E | 9 | 5088 | C | 8 | 77777 | E | 9 | 3.1 | E | 8 | 0.203 | F | 8 | 0.14 | F | 8 | 0 | 1 | D | 9 | 45 | C | 8
[26 empty] | 3343000% | 3:00 | 0 | 0 | 0 | 1 | 0 | 0 | 1 | 0 | 0 | 1 | 0 | 0 | 1 | 0 | 0 | 1 | 0 | 0 | 1 | 0 | 0 | 1 | 0 | 10 | E | 9 | 10 | E | 9 | 16.2 | E | 9 | 16.2 | E | 9 | 100 | A | 7 | 987 | E | 9 | 70 | E | 9 | 0.8 | E | 9 | 3866 | C | 8 | 77777 | E | 9 | 3.1 | E | 8 | 0.203 | F | 8 | 0.14 | F | 8 | 0 | 1 | D | 9 | 45 | C | 8
[26 empty] | 3343000% | 4:00 | 0 | 0 | 0 | 1 | 0 | 0 | 1 | 0 | 0 | 1 | 0 | 0 | 1 | 0 | 0 | 1 | 0 | 0 | 1 | 0 | 0 | 1 | 0 | 10 | E | 9 | 10 | E | 9 | 16.5 | E | 9 | 16.5 | E | 9 | 100 | A | 7 | 987 | E | 9 | 20 | E | 9 | 1.9 | E | 9 | 2644 | C | 8 | 77777 | E | 9 | 3.1 | E | 8 | 0.203 | F | 8 | 0.14 | F | 8 | 0 | 1 | D | 9 | 45 | C | 8
[26 empty] | 3343000% | 5:00 | 1 | 143 | 0 | 1 | 28 | 0 | 1 | 31 | 0 | 1 | 28 | 0 | 1 | 28 | 0 | 1 | 31 | 0 | 1 | 28 | 0 | 1 | 50 | 10 | E | 9 | 10 | E | 9 | 16.9 | E | 9 | 16.9 | E | 9 | 100 | A | 7 | 987 | E | 9 | 20 | E | 9 | 1 | E | 9 | 1422 | C | 8 | 77777 | E | 9 | 3.2 | E | 8 | 0.203 | F | 8 | 0.14 | F | 8 | 0 | 1 | D | 9 | 45 | C | 8
[26 empty] | 3343000% | 6:00 | 134 | 1322 | 39 | 1 | 24 | 14 | 1 | 27 | 38 | 1 | 24 | 43 | 1 | 24 | 9 | 1 | 27 | 42 | 1 | 24 | 89 | 1 | 43 | 9 | A | 7 | 9 | E | 9 | 17.2 | A | 7 | 16.7 | A | 7 | 97 | A | 7 | 987 | E | 9 | 0 | A | 7 | 0 | A | 7 | 200 | B | 7 | 77777 | A | 7 | 3.2 | E | 8 | 0.203 | F | 8 | 0.14 | F | 8 | 0 | 1 | D | 9 | 0 | C | 8
[26 empty] | 3343000% | 7:00 | 375 | 1322 | 43 | 1 | 24 | 0 | 1 | 27 | 43 | 1 | 24 | 52 | 1 | 24 | 0 | 1 | 27 | 52 | 1 | 24 | 184 | 1 | 43 | 10 | A | 7 | 10 | E | 9 | 17.8 | A | 7 | 16.7 | A | 7 | 93 | A | 7 | 987 | E | 9 | 0 | A | 7 | 0 | A | 7 | 100 | B | 7 | 90 | A | 7 | 3.2 | E | 8 | 0.203 | F | 8 | 0.14 | F | 8 | 0 | 1 | D | 9 | 45 | C | 8
[26 empty] | 3343000% | 8:00 | 615 | 1322 | 84 | 1 | 24 | 0 | 1 | 27 | 84 | 1 | 24 | 101 | 1 | 24 | 0 | 1 | 27 | 101 | 1 | 24 | 388 | 1 | 43 | 10 | A | 7 | 10 | E | 9 | 18.3 | A | 7 | 18.3 | A | 7 | 100 | A | 7 | 987 | E | 9 | 0 | A | 7 | 0 | A | 7 | 200 | B | 7 | 60 | A | 7 | 3.2 | E | 8 | 0.203 | F | 8 | 0.14 | F | 8 | 0 | 1 | D | 9 | 45 | C | 8
[26 empty] | 3343000% | 9:00 | 836 | 1322 | 219 | 1 | 24 | 0 | 1 | 27 | 219 | 1 | 24 | 255 | 1 | 24 | 0 | 1 | 27 | 255 | 1 | 24 | 968 | 1 | 43 | 10 | A | 7 | 10 | E | 9 | 22.2 | A | 7 | 17.2 | A | 7 | 73 | A | 7 | 987 | E | 9 | 330 | A | 7 | 2.6 | A | 7 | 4800 | B | 7 | 77777 | A | 7 | 3.2 | E | 8 | 0.203 | F | 8 | 0.14 | F | 8 | 0 | 1 | D | 9 | 5 | C | 8
[26 empty] | 3343000% | 10:00 | 1021 | 1322 | 678 | 1 | 25 | 597 | 1 | 28 | 217 | 1 | 25 | 714 | 1 | 25 | 604 | 1 | 28 | 246 | 1 | 25 | 707 | 1 | 45 | 5 | B | 8 | 5 | B | 8 | 25.1 | B | 8 | 14.4 | B | 8 | 51 | A | 7 | 987 | E | 9 | 330 | B | 8 | 3.9 | B | 8 | 12000 | C | 8 | 77777 | B | 8 | 3.1 | E | 8 | 0.203 | F | 8 | 0.14 | F | 8 | 0 | 1 | D | 9 | 0 | C | 8
[26 empty] | 3343000% | 11:00 | 1158 | 1322 | 884 | 1 | 24 | 870 | 1 | 27 | 122 | 1 | 24 | 912 | 1 | 24 | 872 | 1 | 27 | 146 | 1 | 24 | 467 | 1 | 43 | 0 | A | 7 | 0 | E | 9 | 27.8 | A | 7 | 11.7 | A | 7 | 37 | A | 7 | 987 | E | 9 | 330 | A | 7 | 5.1 | A | 7 | 19200 | B | 7 | 77777 | A | 7 | 3.1 | E | 8 | 0.203 | F | 8 | 0.14 | F | 8 | 0 | 1 | D | 9 | 0 | C | 8
[26 empty] | 3343000% | 12:00 | 1238 | 1322 | 893 | 1 | 24 | 749 | 1 | 27 | 191 | 1 | 24 | 938 | 1 | 24 | 753 | 1 | 27 | 231 | 1 | 24 | 1180 | 1 | 43 | 3 | A | 7 | 3 | E | 9 | 28.3 | A | 7 | 12.8 | A | 7 | 38 | A | 7 | 987 | E | 9 | 290 | A | 7 | 4.1 | A | 7 | 24000 | B | 7 | 77777 | A | 7 | 3.1 | E | 8 | 0.203 | F | 8 | 0.14 | F | 8 | 0 | 1 | D | 9 | 0 | C | 8
[26 empty] | 3343000% | 13:00 | 1255 | 1322 | 918 | 1 | 24 | 739 | 1 | 27 | 215 | 1 | 24 | 990 | 1 | 24 | 759 | 1 | 27 | 268 | 1 | 24 | 1585 | 1 | 43 | 2 | A | 7 | 2 | E | 9 | 28.3 | A | 7 | 11.7 | A | 7 | 36 | A | 7 | 987 | E | 9 | 300 | A | 7 | 5.1 | A | 7 | 32000 | B | 7 | 77777 | A | 7 | 3.1 | E | 8 | 0.203 | F | 8 | 0.14 | F | 8 | 0 | 1 | D | 9 | 0 | C | 8
[26 empty] | 3343000% | 14:00 | 1209 | 1322 | 880 | 1 | 24 | 741 | 1 | 27 | 201 | 1 | 24 | 949 | 1 | 24 | 762 | 1 | 27 | 251 | 1 | 24 | 1170 | 1 | 43 | 3 | A | 7 | 3 | E | 9 | 31.1 | A | 7 | 13.9 | A | 7 | 35 | A | 7 | 987 | E | 9 | 30 | A | 7 | 5.7 | A | 7 | 32000 | B | 7 | 77777 | A | 7 | 3 | E | 8 | 0.203 | F | 8 | 0.14 | F | 8 | 0 | 1 | D | 9 | 0 | C | 8
[26 empty] | 3343000% | 15:00 | 1102 | 1322 | 782 | 1 | 24 | 769 | 1 | 27 | 140 | 1 | 24 | 834 | 1 | 24 | 779 | 1 | 27 | 183 | 1 | 24 | 536 | 1 | 43 | 2 | A | 7 | 2 | E | 9 | 29.4 | A | 7 | 12.8 | A | 7 | 36 | A | 7 | 987 | E | 9 | 330 | A | 7 | 4.6 | A | 7 | 32000 | B | 7 | 77777 | A | 7 | 3 | E | 8 | 0.203 | F | 8 | 0.14 | F | 8 | 0 | 1 | D | 9 | 0 | C | 8
[26 empty] | 3343000% | 16:00 | 941 | 1322 | 637 | 1 | 24 | 691 | 1 | 27 | 145 | 1 | 24 | 684 | 1 | 24 | 707 | 1 | 27 | 179 | 1 | 24 | 424 | 1 | 43 | 3 | A | 7 | 3 | E | 9 | 29.4 | A | 7 | 13.3 | A | 7 | 37 | A | 7 | 987 | E | 9 | 360 | A | 7 | 4.1 | A | 7 | 32000 | B | 7 | 77777 | A | 7 | 3 | E | 8 | 0.203 | F | 8 | 0.14 | F | 8 | 0 | 1 | D | 9 | 0 | C | 8
[26 empty] | 3343000% | 17:00 | 738 | 1322 | 492 | 1 | 25 | 617 | 1 | 28 | 148 | 1 | 25 | 514 | 1 | 25 | 613 | 1 | 28 | 171 | 1 | 25 | 328 | 1 | 45 | 3 | B | 8 | 3 | B | 8 | 29.8 | B | 8 | 13.2 | B | 8 | 36 | A | 7 | 987 | E | 9 | 360 | B | 8 | 4.4 | B | 8 | 32000 | C | 8 | 77777 | B | 8 | 2.9 | E | 8 | 0.203 | F | 8 | 0.14 | F | 8 | 0 | 1 | D | 9 | 0 | C | 8
[26 empty] | 3343000% | 18:00 | 507 | 1322 | 290 | 1 | 24 | 485 | 1 | 27 | 104 | 1 | 24 | 311 | 1 | 24 | 462 | 1 | 27 | 134 | 1 | 24 | 198 | 1 | 43 | 3 | A | 7 | 3 | E | 9 | 30 | A | 7 | 13.3 | A | 7 | 36 | A | 7 | 987 | E | 9 | 360 | A | 7 | 4.6 | A | 7 | 32000 | B | 7 | 77777 | A | 7 | 2.9 | E | 8 | 0.203 | F | 8 | 0.14 | F | 8 | 0 | 1 | D | 9 | 0 | C | 8
[26 empty] | 3343000% | 19:00 | 263 | 1322 | 121 | 1 | 24 | 322 | 1 | 27 | 57 | 1 | 24 | 128 | 1 | 24 | 241 | 1 | 27 | 80 | 1 | 24 | 102 | 1 | 43 | 2 | A | 7 | 2 | E | 9 | 28.3 | A | 7 | 14.4 | A | 7 | 43 | A | 7 | 987 | E | 9 | 20 | A | 7 | 4.1 | A | 7 | 32000 | B | 7 | 77777 | A | 7 | 2.9 | E | 8 | 0.203 | F | 8 | 0.14 | F | 8 | 0 | 1 | D | 9 | 0 | C | 8
[26 empty] | 3343000% | 20:00 | 44 | 848 | 10 | 1 | 24 | 29 | 1 | 27 | 8 | 1 | 24 | 11 | 1 | 24 | 9 | 1 | 27 | 10 | 1 | 24 | 13 | 1 | 43 | 3 | A | 7 | 3 | E | 9 | 26.7 | A | 7 | 14.4 | A | 7 | 47 | A | 7 | 987 | E | 9 | 30 | A | 7 | 3.6 | A | 7 | 32000 | B | 7 | 77777 | A | 7 | 2.9 | E | 8 | 0.203 | F | 8 | 0.14 | F | 8 | 0 | 1 | D | 9 | 0 | C | 8
[26 empty] | 3343000% | 21:00 | 0 | 0 | 0 | 1 | 0 | 0 | 1 | 0 | 0 | 1 | 0 | 0 | 1 | 0 | 0 | 1 | 0 | 0 | 1 | 0 | 0 | 1 | 0 | 9 | A | 7 | 9 | E | 9 | 25.6 | A | 7 | 14.4 | A | 7 | 50 | A | 7 | 987 | E | 9 | 10 | A | 7 | 3.1 | A | 7 | 12800 | B | 7 | 2700 | A | 7 | 2.8 | E | 8 | 0.203 | F | 8 | 0.14 | F | 8 | 0 | 1 | D | 9 | 0 | C | 8
[26 empty] | 3343000% | 22:00 | 0 | 0 | 0 | 1 | 0 | 0 | 1 | 0 | 0 | 1 | 0 | 0 | 1 | 0 | 0 | 1 | 0 | 0 | 1 | 0 | 0 | 1 | 0 | 8 | E | 9 | 8 | E | 9 | 24.9 | E | 9 | 15.3 | E | 9 | 55 | A | 7 | 987 | E | 9 | 50 | E | 9 | 2.3 | E | 9 | 13511 | C | 8 | 4844 | E | 9 | 2.8 | E | 8 | 0.203 | F | 8 | 0.14 | F | 8 | 0 | 1 | D | 9 | 0 | C | 8
[26 empty] | 3343000% | 23:00 | 0 | 0 | 0 | 1 | 0 | 0 | 1 | 0 | 0 | 1 | 0 | 0 | 1 | 0 | 0 | 1 | 0 | 0 | 1 | 0 | 0 | 1 | 0 | 7 | E | 9 | 7 | E | 9 | 23.2 | E | 9 | 15.2 | E | 9 | 61 | A | 7 | 987 | E | 9 | 70 | E | 9 | 2.7 | E | 9 | 14222 | C | 8 | 6989 | E | 9 | 2.8 | E | 8 | 0.203 | F | 8 | 0.14 | F | 8 | 0 | 1 | D | 9 | 0 | C | 8
[26 empty] | 3343000% | 24:00 | 0 | 0 | 0 | 1 | 0 | 0 | 1 | 0 | 0 | 1 | 0 | 0 | 1 | 0 | 0 | 1 | 0 | 0 | 1 | 0 | 0 | 1 | 0 | 7 | E | 9 | 7 | E | 9 | 21.5 | E | 9 | 15.1 | E | 9 | 67 | A | 7 | 987 | E | 9 | 70 | E | 9 | 1.5 | E | 9 | 14933 | C | 8 | 9133 | E | 9 | 2.7 | E | 8 | 0.203 | F | 8 | 0.14 | F | 8 | 0 | 1 | D | 9 | 0 | C | 8
[26 empty] | 3343100% | 1:00 | 0 | 0 | 0 | 1 | 0 | 0 | 1 | 0 | 0 | 1 | 0 | 0 | 1 | 0 | 0 | 1 | 0 | 0 | 1 | 0 | 0 | 1 | 0 | 6 | E | 9 | 6 | E | 9 | 21.8 | E | 9 | 15 | E | 9 | 65 | A | 7 | 987 | E | 9 | 120 | E | 9 | 1.9 | E | 9 | 15644 | C | 8 | 11278 | E | 9 | 2.7 | E | 8 | 0.203 | F | 8 | 0.14 | F | 8 | 0 | 1 | D | 9 | 0 | C | 8
[26 empty] | 3343100% | 2:00 | 0 | 0 | 0 | 1 | 0 | 0 | 1 | 0 | 0 | 1 | 0 | 0 | 1 | 0 | 0 | 1 | 0 | 0 | 1 | 0 | 0 | 1 | 0 | 5 | E | 9 | 5 | E | 9 | 20.1 | E | 9 | 14.8 | E | 9 | 72 | A | 7 | 987 | E | 9 | 170 | E | 9 | 2.2 | E | 9 | 16355 | C | 8 | 13422 | E | 9 | 2.7 | E | 8 | 0.203 | F | 8 | 0.14 | F | 8 | 0 | 1 | D | 9 | 0 | C | 8
[26 empty] | 3343100% | 3:00 | 0 | 0 | 0 | 1 | 0 | 0 | 1 | 0 | 0 | 1 | 0 | 0 | 1 | 0 | 0 | 1 | 0 | 0 | 1 | 0 | 0 | 1 | 0 | 4 | E | 9 | 4 | E | 9 | 19.4 | E | 9 | 13.7 | E | 9 | 70 | A | 7 | 987 | E | 9 | 220 | E | 9 | 2.6 | E | 9 | 17066 | C | 8 | 15567 | E | 9 | 2.7 | E | 8 | 0.203 | F | 8 | 0.14 | F | 8 | 0 | 1 | D | 9 | 0 | C | 8
[26 empty] | 3343100% | 4:00 | 0 | 0 | 0 | 1 | 0 | 0 | 1 | 0 | 0 | 1 | 0 | 0 | 1 | 0 | 0 | 1 | 0 | 0 | 1 | 0 | 0 | 1 | 0 | 4 | E | 9 | 4 | E | 9 | 18.7 | E | 9 | 13.6 | E | 9 | 72 | A | 7 | 987 | E | 9 | 260 | E | 9 | 2.9 | E | 9 | 17777 | C | 8 | 17711 | E | 9 | 2.6 | E | 8 | 0.203 | F | 8 | 0.14 | F | 8 | 0 | 1 | D | 9 | 0 | C | 8
[26 empty] | 3343100% | 5:00 | 1 | 121 | 0 | 1 | 28 | 0 | 1 | 31 | 0 | 1 | 28 | 0 | 1 | 28 | 0 | 1 | 31 | 0 | 1 | 28 | 0 | 1 | 50 | 3 | E | 9 | 3 | E | 9 | 18 | E | 9 | 13.5 | E | 9 | 75 | A | 7 | 987 | E | 9 | 60 | E | 9 | 4.8 | E | 9 | 18488 | C | 8 | 19856 | E | 9 | 2.6 | E | 8 | 0.203 | F | 8 | 0.14 | F | 8 | 0 | 1 | D | 9 | 0 | C | 8
[26 empty] | 3343100% | 6:00 | 131 | 1322 | 37 | 1 | 24 | 29 | 1 | 27 | 34 | 1 | 24 | 40 | 1 | 24 | 19 | 1 | 27 | 38 | 1 | 24 | 81 | 1 | 43 | 2 | A | 7 | 2 | E | 9 | 18.3 | A | 7 | 14.4 | A | 7 | 78 | A | 7 | 987 | E | 9 | 360 | A | 7 | 3.6 | A | 7 | 19200 | B | 7 | 77777 | A | 7 | 2.6 | E | 8 | 0.203 | F | 8 | 0.14 | F | 8 | 0 | 1 | D | 9 | 0 | C | 8
[26 empty] | 3343100% | 7:00 | 373 | 1322 | 131 | 1 | 24 | 88 | 1 | 27 | 106 | 1 | 24 | 143 | 1 | 24 | 79 | 1 | 27 | 120 | 1 | 24 | 235 | 1 | 43 | 9 | A | 7 | 6 | E | 9 | 21.1 | A | 7 | 14.4 | A | 7 | 66 | A | 7 | 987 | E | 9 | 360 | A | 7 | 3.1 | A | 7 | 19200 | B | 7 | 77777 | A | 7 | 2.6 | E | 8 | 0.203 | F | 8 | 0.14 | F | 8 | 0 | 1 | D | 9 | 0 | C | 8
[26 empty] | 3343100% | 8:00 | 613 | 1322 | 251 | 1 | 24 | 147 | 1 | 27 | 182 | 1 | 24 | 274 | 1 | 24 | 149 | 1 | 27 | 205 | 1 | 24 | 442 | 1 | 43 | 9 | A | 7 | 6 | E | 9 | 22.8 | A | 7 | 15.6 | A | 7 | 64 | A | 7 | 987 | E | 9 | 340 | A | 7 | 2.6 | A | 7 | 19200 | B | 7 | 77777 | A | 7 | 2.6 | E | 8 | 0.203 | F | 8 | 0.14 | F | 8 | 0 | 1 | D | 9 | 0 | C | 8
[26 empty] | 3343100% | 9:00 | 834 | 1322 | 382 | 1 | 25 | 192 | 1 | 28 | 260 | 1 | 25 | 419 | 1 | 25 | 202 | 1 | 28 | 291 | 1 | 25 | 725 | 1 | 45 | 10 | B | 8 | 8 | B | 8 | 25.1 | B | 8 | 15.4 | B | 8 | 55 | A | 7 | 987 | E | 9 | 50 | B | 8 | 2.4 | B | 8 | 19200 | C | 8 | 77777 | B | 8 | 2.7 | E | 8 | 0.203 | F | 8 | 0.14 | F | 8 | 0 | 1 | D | 9 | 0 | C | 8
[26 empty] | 3343100% | 10:00 | 1019 | 1322 | 367 | 1 | 24 | 126 | 1 | 27 | 270 | 1 | 24 | 410 | 1 | 24 | 135 | 1 | 27 | 306 | 1 | 24 | 915 | 1 | 43 | 10 | A | 7 | 9 | E | 9 | 27.2 | A | 7 | 15 | A | 7 | 47 | A | 7 | 987 | E | 9 | 120 | A | 7 | 2.1 | A | 7 | 19200 | B | 7 | 77777 | A | 7 | 2.7 | E | 8 | 0.203 | F | 8 | 0.14 | F | 8 | 0 | 1 | D | 9 | 0 | C | 8
[26 empty] | 3343100% | 11:00 | 1157 | 1322 | 469 | 1 | 24 | 91 | 1 | 27 | 389 | 1 | 24 | 518 | 1 | 24 | 94 | 1 | 27 | 436 | 1 | 24 | 1774 | 1 | 43 | 10 | A | 7 | 9 | E | 9 | 28.3 | A | 7 | 16.7 | A | 7 | 49 | A | 7 | 987 | E | 9 | 190 | A | 7 | 3.6 | A | 7 | 16000 | B | 7 | 77777 | A | 7 | 2.8 | E | 8 | 0.203 | F | 8 | 0.14 | F | 8 | 0 | 1 | D | 9 | 0 | C | 8
[26 empty] | 3343100% | 12:00 | 1237 | 1322 | 660 | 1 | 24 | 168 | 1 | 27 | 502 | 1 | 24 | 721 | 1 | 24 | 179 | 1 | 27 | 554 | 1 | 24 | 2820 | 1 | 43 | 10 | A | 7 | 9 | E | 9 | 30.6 | A | 7 | 16.7 | A | 7 | 43 | A | 7 | 987 | E | 9 | 180 | A | 7 | 5.1 | A | 7 | 16000 | B | 7 | 6000 | A | 7 | 2.9 | E | 8 | 0.203 | F | 8 | 0.14 | F | 8 | 0 | 1 | D | 9 | 0 | C | 8
[26 empty] | 3343100% | 13:00 | 1255 | 1322 | 582 | 1 | 24 | 95 | 1 | 27 | 491 | 1 | 24 | 642 | 1 | 24 | 98 | 1 | 27 | 548 | 1 | 24 | 2721 | 1 | 43 | 10 | A | 7 | 9 | E | 9 | 29.4 | A | 7 | 17.8 | A | 7 | 50 | A | 7 | 987 | E | 9 | 200 | A | 7 | 4.6 | A | 7 | 16000 | B | 7 | 3600 | A | 7 | 2.9 | E | 8 | 0.203 | F | 8 | 0.14 | F | 8 | 0 | 1 | D | 9 | 0 | C | 8
[26 empty] | 3343100% | 14:00 | 1208 | 1322 | 558 | 1 | 24 | 100 | 1 | 27 | 466 | 1 | 24 | 615 | 1 | 24 | 104 | 1 | 27 | 521 | 1 | 24 | 2290 | 1 | 43 | 10 | A | 7 | 9 | E | 9 | 29.4 | A | 7 | 17.2 | A | 7 | 48 | A | 7 | 987 | E | 9 | 210 | A | 7 | 5.1 | A | 7 | 16000 | B | 7 | 3600 | A | 7 | 3 | E | 8 | 0.203 | F | 8 | 0.14 | F | 8 | 0 | 1 | D | 9 | 0 | C | 8
[26 empty] | 3343100% | 15:00 | 1101 | 1322 | 393 | 1 | 24 | 125 | 1 | 27 | 289 | 1 | 24 | 440 | 1 | 24 | 134 | 1 | 27 | 328 | 1 | 24 | 1119 | 1 | 43 | 10 | A | 7 | 9 | E | 9 | 27.8 | A | 7 | 18.9 | A | 7 | 58 | A | 7 | 987 | E | 9 | 180 | A | 7 | 5.1 | A | 7 | 16000 | B | 7 | 1500 | A | 7 | 3.1 | E | 8 | 0.203 | F | 8 | 0.14 | F | 8 | 0 | 1 | D | 9 | 0 | C | 8
[26 empty] | 3343100% | 16:00 | 941 | 1322 | 280 | 1 | 24 | 59 | 1 | 27 | 237 | 1 | 24 | 308 | 1 | 24 | 60 | 1 | 27 | 266 | 1 | 24 | 891 | 1 | 43 | 10 | A | 7 | 9 | E | 9 | 27.8 | A | 7 | 19.4 | A | 7 | 60 | A | 7 | 987 | E | 9 | 180 | A | 7 | 6.7 | A | 7 | 8000 | B | 7 | 1500 | A | 7 | 3.1 | E | 8 | 0.203 | F | 8 | 0.14 | F | 8 | 0 | 1 | D | 9 | 5 | C | 8
[26 empty] | 3343100% | 17:00 | 738 | 1322 | 384 | 1 | 24 | 223 | 1 | 27 | 259 | 1 | 24 | 417 | 1 | 24 | 231 | 1 | 27 | 288 | 1 | 24 | 674 | 1 | 43 | 9 | A | 7 | 6 | E | 9 | 26.7 | A | 7 | 20 | A | 7 | 67 | A | 7 | 987 | E | 9 | 190 | A | 7 | 0.5 | A | 7 | 6400 | B | 7 | 1470 | A | 7 | 3.2 | E | 8 | 0.203 | F | 8 | 0.14 | F | 8 | 0 | 1 | D | 9 | 5 | C | 8
[26 empty] | 3343100% | 18:00 | 506 | 1322 | 117 | 1 | 24 | 23 | 1 | 27 | 108 | 1 | 24 | 129 | 1 | 24 | 22 | 1 | 27 | 120 | 1 | 24 | 319 | 1 | 43 | 10 | A | 7 | 9 | E | 9 | 26.1 | A | 7 | 20.6 | A | 7 | 72 | A | 7 | 987 | E | 9 | 140 | A | 7 | 3.6 | A | 7 | 4800 | B | 7 | 10500 | A | 7 | 3.2 | E | 8 | 0.203 | F | 8 | 0.14 | F | 8 | 0 | 1 | D | 9 | 5 | C | 8
[26 empty] | 3343100% | 19:00 | 262 | 1322 | 113 | 1 | 24 | 10 | 1 | 27 | 111 | 1 | 24 | 121 | 1 | 24 | 5 | 1 | 27 | 120 | 1 | 24 | 304 | 1 | 43 | 10 | A | 7 | 9 | E | 9 | 25 | A | 7 | 19.4 | A | 7 | 71 | A | 7 | 987 | E | 9 | 180 | A | 7 | 5.7 | A | 7 | 4800 | B | 7 | 1290 | A | 7 | 3.3 | E | 8 | 0.203 | F | 8 | 0.14 | F | 8 | 0 | 1 | D | 9 | 5 | C | 8
[26 empty] | 3343100% | 20:00 | 43 | 826 | 9 | 1 | 24 | 0 | 1 | 27 | 9 | 1 | 24 | 11 | 1 | 24 | 0 | 1 | 27 | 11 | 1 | 24 | 34 | 1 | 43 | 10 | A | 7 | 9 | E | 9 | 24.4 | A | 7 | 20 | A | 7 | 76 | A | 7 | 987 | E | 9 | 180 | A | 7 | 6.7 | A | 7 | 4800 | B | 7 | 900 | A | 7 | 3.4 | E | 8 | 0.203 | F | 8 | 0.14 | F | 8 | 0 | 1 | D | 9 | 5 | C | 8
[26 empty] | 3343100% | 21:00 | 0 | 0 | 0 | 1 | 0 | 0 | 1 | 0 | 0 | 1 | 0 | 0 | 1 | 0 | 0 | 1 | 0 | 0 | 1 | 0 | 0 | 1 | 0 | 10 | B | 8 | 9 | B | 8 | 23.7 | B | 8 | 20.2 | B | 8 | 81 | A | 7 | 987 | E | 9 | 180 | B | 8 | 6.2 | B | 8 | 4400 | C | 8 | 819 | B | 8 | 3.4 | E | 8 | 0.203 | F | 8 | 0.14 | F | 8 | 0 | 1 | D | 9 | 5 | C | 8
[26 empty] | 3343100% | 22:00 | 0 | 0 | 0 | 1 | 0 | 0 | 1 | 0 | 0 | 1 | 0 | 0 | 1 | 0 | 0 | 1 | 0 | 0 | 1 | 0 | 0 | 1 | 0 | 10 | B | 8 | 9 | B | 8 | 23 | B | 8 | 20.5 | B | 8 | 86 | A | 7 | 987 | E | 9 | 180 | B | 8 | 5.8 | B | 8 | 4000 | C | 8 | 738 | B | 8 | 3.5 | E | 8 | 0.203 | F | 8 | 0.14 | F | 8 | 0 | 1 | D | 9 | 5 | C | 8
[26 empty] | 3343100% | 23:00 | 0 | 0 | 0 | 1 | 0 | 0 | 1 | 0 | 0 | 1 | 0 | 0 | 1 | 0 | 0 | 1 | 0 | 0 | 1 | 0 | 0 | 1 | 0 | 10 | B | 8 | 9 | B | 8 | 22.6 | B | 8 | 20.5 | B | 8 | 88 | A | 7 | 987 | E | 9 | 190 | B | 8 | 5.3 | B | 8 | 3600 | C | 8 | 657 | B | 8 | 3.5 | E | 8 | 0.203 | F | 8 | 0.14 | F | 8 | 0 | 1 | D | 9 | 5 | C | 8
[26 empty] | 3343100% | 24:00 | 0 | 0 | 0 | 1 | 0 | 0 | 1 | 0 | 0 | 1 | 0 | 0 | 1 | 0 | 0 | 1 | 0 | 0 | 1 | 0 | 0 | 1 | 0 | 10 | B | 8 | 9 | B | 8 | 22.2 | B | 8 | 20.6 | B | 8 | 91 | A | 7 | 987 | E | 9 | 190 | B | 8 | 4.9 | B | 8 | 3200 | C | 8 | 576 | B | 8 | 3.6 | E | 8 | 0.203 | F | 8 | 0.14 | F | 8 | 0 | 1 | D | 9 | 5 | C | 8
[26 empty] | 3343200% | 1:00 | 0 | 0 | 0 | 1 | 0 | 0 | 1 | 0 | 0 | 1 | 0 | 0 | 1 | 0 | 0 | 1 | 0 | 0 | 1 | 0 | 0 | 1 | 0 | 10 | B | 8 | 10 | B | 8 | 22.1 | B | 8 | 20.7 | B | 8 | 92 | A | 7 | 987 | E | 9 | 190 | B | 8 | 4.4 | B | 8 | 2800 | C | 8 | 495 | B | 8 | 3.7 | E | 8 | 0.203 | F | 8 | 0.14 | F | 8 | 0 | 1 | D | 9 | 45 | C | 8
[26 empty] | 3343200% | 2:00 | 0 | 0 | 0 | 1 | 0 | 0 | 1 | 0 | 0 | 1 | 0 | 0 | 1 | 0 | 0 | 1 | 0 | 0 | 1 | 0 | 0 | 1 | 0 | 10 | B | 8 | 10 | B | 8 | 21.7 | B | 8 | 20.9 | B | 8 | 95 | A | 7 | 987 | E | 9 | 190 | B | 8 | 3.9 | B | 8 | 2400 | C | 8 | 414 | B | 8 | 3.7 | E | 8 | 0.203 | F | 8 | 0.14 | F | 8 | 0 | 1 | D | 9 | 45 | C | 8
[26 empty] | 3343200% | 3:00 | 0 | 0 | 0 | 1 | 0 | 0 | 1 | 0 | 0 | 1 | 0 | 0 | 1 | 0 | 0 | 1 | 0 | 0 | 1 | 0 | 0 | 1 | 0 | 10 | B | 8 | 10 | B | 8 | 21.7 | B | 8 | 21 | B | 8 | 96 | A | 7 | 987 | E | 9 | 190 | B | 8 | 3.5 | B | 8 | 2000 | C | 8 | 333 | B | 8 | 3.8 | E | 8 | 0.203 | F | 8 | 0.14 | F | 8 | 0 | 1 | D | 9 | 45 | C | 8
[26 empty] | 3343200% | 4:00 | 0 | 0 | 0 | 1 | 0 | 0 | 1 | 0 | 0 | 1 | 0 | 0 | 1 | 0 | 0 | 1 | 0 | 0 | 1 | 0 | 0 | 1 | 0 | 10 | B | 8 | 10 | B | 8 | 21.5 | B | 8 | 21.2 | B | 8 | 98 | A | 7 | 987 | E | 9 | 200 | B | 8 | 3 | B | 8 | 1600 | C | 8 | 252 | B | 8 | 3.9 | E | 8 | 0.203 | F | 8 | 0.14 | F | 8 | 0 | 1 | D | 9 | 45 | C | 8
[26 empty] | 3343200% | 5:00 | 1 | 99 | 0 | 1 | 25 | 0 | 1 | 28 | 0 | 1 | 25 | 0 | 1 | 25 | 0 | 1 | 28 | 0 | 1 | 25 | 0 | 1 | 45 | 10 | B | 8 | 10 | B | 8 | 21.5 | B | 8 | 21.4 | B | 8 | 99 | A | 7 | 987 | E | 9 | 200 | B | 8 | 2.6 | B | 8 | 1200 | C | 8 | 171 | B | 8 | 3.9 | E | 8 | 0.203 | F | 8 | 0.14 | F | 8 | 0 | 1 | D | 9 | 45 | C | 8
[26 empty] | 3343200% | 6:00 | 129 | 1322 | 16 | 1 | 24 | 0 | 1 | 27 | 16 | 1 | 24 | 19 | 1 | 24 | 0 | 1 | 27 | 19 | 1 | 24 | 61 | 1 | 43 | 10 | A | 7 | 10 | E | 9 | 22.2 | A | 7 | 21.7 | A | 7 | 97 | A | 7 | 987 | E | 9 | 200 | A | 7 | 2.1 | A | 7 | 800 | B | 7 | 90 | A | 7 | 4 | E | 8 | 0.203 | F | 8 | 0.14 | F | 8 | 0 | 1 | D | 9 | 45 | C | 8
[26 empty] | 3343200% | 7:00 | 371 | 1322 | 38 | 1 | 24 | 0 | 1 | 27 | 38 | 1 | 24 | 46 | 1 | 24 | 0 | 1 | 27 | 46 | 1 | 24 | 164 | 1 | 43 | 10 | A | 7 | 10 | E | 9 | 22.8 | A | 7 | 21.7 | A | 7 | 94 | A | 7 | 987 | E | 9 | 210 | A | 7 | 3.1 | A | 7 | 1600 | B | 7 | 90 | A | 7 | 4 | E | 8 | 0.203 | F | 8 | 0.14 | F | 8 | 0 | 1 | D | 9 | 45 | C | 8
[26 empty] | 3343200% | 8:00 | 611 | 1322 | 77 | 1 | 24 | 0 | 1 | 27 | 77 | 1 | 24 | 93 | 1 | 24 | 0 | 1 | 27 | 93 | 1 | 24 | 359 | 1 | 43 | 10 | A | 7 | 10 | E | 9 | 22.8 | A | 7 | 21.7 | A | 7 | 94 | A | 7 | 987 | E | 9 | 220 | A | 7 | 3.6 | A | 7 | 1600 | B | 7 | 90 | A | 7 | 4 | E | 8 | 0.203 | F | 8 | 0.14 | F | 8 | 0 | 1 | D | 9 | 45 | C | 8
[26 empty] | 3343200% | 9:00 | 832 | 1322 | 117 | 1 | 24 | 0 | 1 | 27 | 117 | 1 | 24 | 143 | 1 | 24 | 0 | 1 | 27 | 143 | 1 | 24 | 579 | 1 | 43 | 10 | A | 7 | 10 | E | 9 | 24.4 | A | 7 | 22.2 | A | 7 | 88 | A | 7 | 987 | E | 9 | 210 | A | 7 | 3.6 | A | 7 | 2400 | B | 7 | 90 | A | 7 | 4 | E | 8 | 0.203 | F | 8 | 0.14 | F | 8 | 0 | 1 | D | 9 | 45 | C | 8
[26 empty] | 3343200% | 10:00 | 1018 | 1322 | 303 | 1 | 25 | 136 | 1 | 28 | 198 | 1 | 25 | 343 | 1 | 25 | 148 | 1 | 28 | 228 | 1 | 25 | 611 | 1 | 45 | 10 | B | 8 | 9 | B | 8 | 26.8 | B | 8 | 22.2 | B | 8 | 76 | A | 7 | 987 | E | 9 | 230 | B | 8 | 4.9 | B | 8 | 4400 | C | 8 | 555 | B | 8 | 3.9 | E | 8 | 0.203 | F | 8 | 0.14 | F | 8 | 0 | 1 | D | 9 | 5 | C | 8
[26 empty] | 3343200% | 11:00 | 1155 | 1322 | 601 | 1 | 24 | 364 | 1 | 27 | 283 | 1 | 24 | 654 | 1 | 24 | 381 | 1 | 27 | 321 | 1 | 24 | 1346 | 1 | 43 | 9 | A | 7 | 7 | E | 9 | 28.9 | A | 7 | 22.2 | A | 7 | 67 | A | 7 | 987 | E | 9 | 250 | A | 7 | 6.2 | A | 7 | 6400 | B | 7 | 1020 | A | 7 | 3.9 | E | 8 | 0.203 | F | 8 | 0.14 | F | 8 | 0 | 1 | D | 9 | 5 | C | 8
[26 empty] | 3343200% | 12:00 | 1236 | 1322 | 888 | 1 | 24 | 701 | 1 | 27 | 232 | 1 | 24 | 951 | 1 | 24 | 717 | 1 | 27 | 280 | 1 | 24 | 1525 | 1 | 43 | 3 | A | 7 | 3 | E | 9 | 30.6 | A | 7 | 21.1 | A | 7 | 57 | A | 7 | 987 | E | 9 | 280 | A | 7 | 7.7 | A | 7 | 6400 | B | 7 | 77777 | A | 7 | 3.8 | E | 8 | 0.203 | F | 8 | 0.14 | F | 8 | 0 | 1 | D | 9 | 5 | C | 8
[26 empty] | 3343200% | 13:00 | 1254 | 1322 | 774 | 1 | 24 | 505 | 1 | 27 | 294 | 1 | 24 | 849 | 1 | 24 | 530 | 1 | 27 | 346 | 1 | 24 | 2170 | 1 | 43 | 9 | A | 7 | 7 | E | 9 | 32.8 | A | 7 | 20.6 | A | 7 | 49 | A | 7 | 987 | E | 9 | 270 | A | 7 | 6.7 | A | 7 | 6400 | B | 7 | 1140 | A | 7 | 3.8 | E | 8 | 0.203 | F | 8 | 0.14 | F | 8 | 0 | 1 | D | 9 | 5 | C | 8
[26 empty] | 3343200% | 14:00 | 1207 | 1322 | 641 | 1 | 24 | 327 | 1 | 27 | 342 | 1 | 24 | 713 | 1 | 24 | 356 | 1 | 27 | 387 | 1 | 24 | 1788 | 1 | 43 | 9 | A | 7 | 8 | E | 9 | 32.2 | A | 7 | 20 | A | 7 | 49 | A | 7 | 987 | E | 9 | 280 | A | 7 | 6.7 | A | 7 | 6400 | B | 7 | 1440 | A | 7 | 3.7 | E | 8 | 0.203 | F | 8 | 0.14 | F | 8 | 0 | 1 | D | 9 | 5 | C | 8
[26 empty] | 3343200% | 15:00 | 1100 | 1322 | 778 | 1 | 25 | 681 | 1 | 28 | 211 | 1 | 25 | 828 | 1 | 25 | 694 | 1 | 28 | 248 | 1 | 25 | 840 | 1 | 45 | 6 | B | 8 | 6 | B | 8 | 33 | B | 8 | 18.9 | B | 8 | 43 | A | 7 | 987 | E | 9 | 280 | B | 8 | 8.5 | B | 8 | 11200 | C | 8 | 11720 | B | 8 | 3.7 | E | 8 | 0.203 | F | 8 | 0.14 | F | 8 | 0 | 1 | D | 9 | 0 | C | 8
[26 empty] | 3343200% | 16:00 | 940 | 1322 | 587 | 1 | 24 | 397 | 1 | 27 | 304 | 1 | 24 | 636 | 1 | 24 | 428 | 1 | 27 | 331 | 1 | 24 | 888 | 1 | 43 | 3 | A | 7 | 3 | E | 9 | 33.3 | A | 7 | 17.8 | A | 7 | 40 | A | 7 | 987 | E | 9 | 280 | A | 7 | 10.3 | A | 7 | 16000 | B | 7 | 77777 | A | 7 | 3.6 | E | 8 | 0.203 | F | 8 | 0.14 | F | 8 | 0 | 1 | D | 9 | 0 | C | 8
[26 empty] | 3343200% | 17:00 | 736 | 1322 | 494 | 1 | 24 | 583 | 1 | 27 | 169 | 1 | 24 | 530 | 1 | 24 | 594 | 1 | 27 | 199 | 1 | 24 | 374 | 1 | 43 | 2 | A | 7 | 2 | E | 9 | 32.2 | A | 7 | 17.8 | A | 7 | 42 | A | 7 | 987 | E | 9 | 280 | A | 7 | 7.7 | A | 7 | 19200 | B | 7 | 77777 | A | 7 | 3.6 | E | 8 | 0.203 | F | 8 | 0.14 | F | 8 | 0 | 1 | D | 9 | 0 | C | 8
[26 empty] | 3343200% | 18:00 | 505 | 1322 | 295 | 1 | 24 | 498 | 1 | 27 | 105 | 1 | 24 | 316 | 1 | 24 | 473 | 1 | 27 | 135 | 1 | 24 | 200 | 1 | 43 | 3 | A | 7 | 3 | E | 9 | 31.7 | A | 7 | 18.3 | A | 7 | 45 | A | 7 | 987 | E | 9 | 270 | A | 7 | 8.8 | A | 7 | 24000 | B | 7 | 77777 | A | 7 | 3.5 | E | 8 | 0.203 | F | 8 | 0.14 | F | 8 | 0 | 1 | D | 9 | 0 | C | 8
[26 empty] | 3343200% | 19:00 | 260 | 1322 | 100 | 1 | 24 | 235 | 1 | 27 | 53 | 1 | 24 | 105 | 1 | 24 | 175 | 1 | 27 | 71 | 1 | 24 | 94 | 1 | 43 | 2 | A | 7 | 2 | E | 9 | 30 | A | 7 | 17.8 | A | 7 | 48 | A | 7 | 987 | E | 9 | 270 | A | 7 | 7.2 | A | 7 | 24000 | B | 7 | 77777 | A | 7 | 3.5 | E | 8 | 0.203 | F | 8 | 0.14 | F | 8 | 0 | 1 | D | 9 | 0 | C | 8
[26 empty] | 3343200% | 20:00 | 42 | 826 | 9 | 1 | 24 | 13 | 1 | 27 | 8 | 1 | 24 | 10 | 1 | 24 | 5 | 1 | 27 | 10 | 1 | 24 | 16 | 1 | 43 | 3 | A | 7 | 3 | E | 9 | 28.3 | A | 7 | 17.2 | A | 7 | 51 | A | 7 | 987 | E | 9 | 290 | A | 7 | 3.6 | A | 7 | 24000 | B | 7 | 77777 | A | 7 | 3.5 | E | 8 | 0.203 | F | 8 | 0.14 | F | 8 | 0 | 1 | D | 9 | 0 | C | 8
[26 empty] | 3343200% | 21:00 | 0 | 0 | 0 | 1 | 0 | 0 | 1 | 0 | 0 | 1 | 0 | 0 | 1 | 0 | 0 | 1 | 0 | 0 | 1 | 0 | 0 | 1 | 0 | 2 | A | 7 | 2 | E | 9 | 26.1 | A | 7 | 17.2 | A | 7 | 58 | A | 7 | 987 | E | 9 | 270 | A | 7 | 2.6 | A | 7 | 24000 | B | 7 | 77777 | A | 7 | 3.4 | E | 8 | 0.203 | F | 8 | 0.14 | F | 8 | 0 | 1 | D | 9 | 0 | C | 8
[26 empty] | 3343200% | 22:00 | 0 | 0 | 0 | 1 | 0 | 0 | 1 | 0 | 0 | 1 | 0 | 0 | 1 | 0 | 0 | 1 | 0 | 0 | 1 | 0 | 0 | 1 | 0 | 0 | E | 9 | 0 | E | 9 | 24.8 | E | 9 | 16.4 | E | 9 | 60 | A | 7 | 987 | E | 9 | 300 | E | 9 | 2.6 | E | 9 | 22044 | C | 8 | 77777 | E | 9 | 3.4 | E | 8 | 0.203 | F | 8 | 0.14 | F | 8 | 0 | 1 | D | 9 | 0 | C | 8
[26 empty] | 3343200% | 23:00 | 0 | 0 | 0 | 1 | 0 | 0 | 1 | 0 | 0 | 1 | 0 | 0 | 1 | 0 | 0 | 1 | 0 | 0 | 1 | 0 | 0 | 1 | 0 | 0 | E | 9 | 0 | E | 9 | 25.6 | E | 9 | 17.7 | E | 9 | 62 | A | 7 | 987 | E | 9 | 340 | E | 9 | 3.2 | E | 9 | 20088 | C | 8 | 77777 | E | 9 | 3.3 | E | 8 | 0.203 | F | 8 | 0.14 | F | 8 | 0 | 1 | D | 9 | 0 | C | 8
[26 empty] | 3343200% | 24:00 | 0 | 0 | 0 | 1 | 0 | 0 | 1 | 0 | 0 | 1 | 0 | 0 | 1 | 0 | 0 | 1 | 0 | 0 | 1 | 0 | 0 | 1 | 0 | 0 | E | 9 | 0 | E | 9 | 25.3 | E | 9 | 17.9 | E | 9 | 64 | A | 7 | 987 | E | 9 | 360 | E | 9 | 3.7 | E | 9 | 18133 | C | 8 | 77777 | E | 9 | 3.3 | E | 8 | 0.203 | F | 8 | 0.14 | F | 8 | 0 | 1 | D | 9 | 0 | C | 8
[26 empty] | 3343300% | 1:00 | 0 | 0 | 0 | 1 | 0 | 0 | 1 | 0 | 0 | 1 | 0 | 0 | 1 | 0 | 0 | 1 | 0 | 0 | 1 | 0 | 0 | 1 | 0 | 0 | E | 9 | 0 | E | 9 | 24 | E | 9 | 18.1 | E | 9 | 70 | A | 7 | 987 | E | 9 | 10 | E | 9 | 3.2 | E | 9 | 16177 | C | 8 | 77777 | E | 9 | 3.2 | E | 8 | 0.203 | F | 8 | 0.14 | F | 8 | 0 | 1 | D | 9 | 0 | C | 8
[26 empty] | 3343300% | 2:00 | 0 | 0 | 0 | 1 | 0 | 0 | 1 | 0 | 0 | 1 | 0 | 0 | 1 | 0 | 0 | 1 | 0 | 0 | 1 | 0 | 0 | 1 | 0 | 0 | E | 9 | 0 | E | 9 | 23.8 | E | 9 | 18.4 | E | 9 | 72 | A | 7 | 987 | E | 9 | 40 | E | 9 | 2.5 | E | 9 | 14222 | C | 8 | 77777 | E | 9 | 3.2 | E | 8 | 0.203 | F | 8 | 0.14 | F | 8 | 0 | 1 | D | 9 | 5 | C | 8
[26 empty] | 3343300% | 3:00 | 0 | 0 | 0 | 1 | 0 | 0 | 1 | 0 | 0 | 1 | 0 | 0 | 1 | 0 | 0 | 1 | 0 | 0 | 1 | 0 | 0 | 1 | 0 | 2 | E | 9 | 2 | E | 9 | 22.5 | E | 9 | 17.6 | E | 9 | 74 | A | 7 | 987 | E | 9 | 80 | E | 9 | 3.6 | E | 9 | 12266 | C | 8 | 77777 | E | 9 | 3.1 | E | 8 | 0.203 | F | 8 | 0.14 | F | 8 | 0 | 1 | D | 9 | 5 | C | 8
[26 empty] | 3343300% | 4:00 | 0 | 0 | 0 | 1 | 0 | 0 | 1 | 0 | 0 | 1 | 0 | 0 | 1 | 0 | 0 | 1 | 0 | 0 | 1 | 0 | 0 | 1 | 0 | 0 | E | 9 | 0 | E | 9 | 22.2 | E | 9 | 17.8 | E | 9 | 76 | A | 7 | 987 | E | 9 | 130 | E | 9 | 2.5 | E | 9 | 10311 | C | 8 | 77777 | E | 9 | 3.1 | E | 8 | 0.203 | F | 8 | 0.14 | F | 8 | 0 | 1 | D | 9 | 5 | C | 8
[26 empty] | 3343300% | 5:00 | 0 | 77 | 0 | 1 | 28 | 0 | 1 | 31 | 0 | 1 | 28 | 0 | 1 | 28 | 0 | 1 | 31 | 0 | 1 | 28 | 0 | 1 | 50 | 8 | E | 9 | 7 | E | 9 | 22 | E | 9 | 17.1 | E | 9 | 74 | A | 7 | 987 | E | 9 | 60 | E | 9 | 2.8 | E | 9 | 8355 | C | 8 | 3871 | E | 9 | 3 | E | 8 | 0.203 | F | 8 | 0.14 | F | 8 | 0 | 1 | D | 9 | 5 | C | 8
[26 empty] | 3343300% | 6:00 | 126 | 1322 | 39 | 1 | 24 | 5 | 1 | 27 | 38 | 1 | 24 | 42 | 1 | 24 | 0 | 1 | 27 | 42 | 1 | 24 | 117 | 1 | 43 | 9 | A | 7 | 9 | E | 9 | 21.7 | A | 7 | 18.3 | A | 7 | 81 | A | 7 | 987 | E | 9 | 360 | A | 7 | 3.1 | A | 7 | 6400 | B | 7 | 1230 | A | 7 | 3 | E | 8 | 0.203 | F | 8 | 0.14 | F | 8 | 0 | 1 | D | 9 | 5 | C | 8
[26 empty] | 3343300% | 7:00 | 368 | 1322 | 156 | 1 | 24 | 278 | 1 | 27 | 79 | 1 | 24 | 166 | 1 | 24 | 240 | 1 | 27 | 99 | 1 | 24 | 144 | 1 | 43 | 3 | A | 7 | 3 | E | 9 | 22.2 | A | 7 | 18.3 | A | 7 | 79 | A | 7 | 987 | E | 9 | 360 | A | 7 | 3.1 | A | 7 | 6400 | B | 7 | 77777 | A | 7 | 2.9 | E | 8 | 0.203 | F | 8 | 0.14 | F | 8 | 0 | 1 | D | 9 | 5 | C | 8
[26 empty] | 3343300% | 8:00 | 609 | 1322 | 148 | 1 | 24 | 91 | 1 | 27 | 106 | 1 | 24 | 168 | 1 | 24 | 93 | 1 | 27 | 125 | 1 | 24 | 257 | 1 | 43 | 9 | A | 7 | 9 | E | 9 | 22.8 | A | 7 | 17.8 | A | 7 | 73 | A | 7 | 987 | E | 9 | 320 | A | 7 | 5.1 | A | 7 | 6400 | B | 7 | 1800 | A | 7 | 2.9 | E | 8 | 0.203 | F | 8 | 0.14 | F | 8 | 0 | 1 | D | 9 | 5 | C | 8
[26 empty] | 3343300% | 9:00 | 830 | 1322 | 170 | 1 | 24 | 53 | 1 | 27 | 137 | 1 | 24 | 189 | 1 | 24 | 53 | 1 | 27 | 156 | 1 | 24 | 500 | 1 | 43 | 9 | A | 7 | 9 | E | 9 | 23.9 | A | 7 | 17.2 | A | 7 | 66 | A | 7 | 987 | E | 9 | 330 | A | 7 | 6.2 | A | 7 | 8000 | B | 7 | 2400 | A | 7 | 2.9 | E | 8 | 0.203 | F | 8 | 0.14 | F | 8 | 0 | 1 | D | 9 | 5 | C | 8
[26 empty] | 3343300% | 10:00 | 1016 | 1322 | 700 | 1 | 24 | 602 | 1 | 27 | 237 | 1 | 24 | 731 | 1 | 24 | 606 | 1 | 27 | 265 | 1 | 24 | 756 | 1 | 43 | 2 | A | 7 | 2 | E | 9 | 25 | A | 7 | 16.7 | A | 7 | 60 | A | 7 | 987 | E | 9 | 360 | A | 7 | 4.6 | A | 7 | 8000 | B | 7 | 77777 | A | 7 | 2.9 | E | 8 | 0.203 | F | 8 | 0.14 | F | 8 | 0 | 1 | D | 9 | 5 | C | 8
[26 empty] | 3343300% | 11:00 | 1154 | 1322 | 707 | 1 | 24 | 546 | 1 | 27 | 230 | 1 | 24 | 752 | 1 | 24 | 556 | 1 | 27 | 265 | 1 | 24 | 1072 | 1 | 43 | 3 | A | 7 | 3 | E | 9 | 26.7 | A | 7 | 16.1 | A | 7 | 52 | A | 7 | 987 | E | 9 | 360 | A | 7 | 6.2 | A | 7 | 19200 | B | 7 | 77777 | A | 7 | 2.8 | E | 8 | 0.203 | F | 8 | 0.14 | F | 8 | 0 | 1 | D | 9 | 0 | C | 8
[26 empty] | 3343300% | 12:00 | 1235 | 1322 | 696 | 1 | 24 | 449 | 1 | 27 | 275 | 1 | 24 | 766 | 1 | 24 | 471 | 1 | 27 | 325 | 1 | 24 | 1820 | 1 | 43 | 2 | A | 7 | 2 | E | 9 | 27.8 | A | 7 | 16.7 | A | 7 | 51 | A | 7 | 987 | E | 9 | 320 | A | 7 | 7.2 | A | 7 | 16000 | B | 7 | 77777 | A | 7 | 2.8 | E | 8 | 0.203 | F | 8 | 0.14 | F | 8 | 0 | 1 | D | 9 | 0 | C | 8
[26 empty] | 3343300% | 13:00 | 1253 | 1322 | 885 | 1 | 24 | 669 | 1 | 27 | 251 | 1 | 24 | 945 | 1 | 24 | 682 | 1 | 27 | 297 | 1 | 24 | 1805 | 1 | 43 | 3 | A | 7 | 3 | E | 9 | 28.9 | A | 7 | 16.7 | A | 7 | 48 | A | 7 | 987 | E | 9 | 360 | A | 7 | 6.7 | A | 7 | 24000 | B | 7 | 77777 | A | 7 | 2.8 | E | 8 | 0.203 | F | 8 | 0.14 | F | 8 | 0 | 1 | D | 9 | 0 | C | 8
[26 empty] | 3343300% | 14:00 | 1207 | 1322 | 352 | 1 | 24 | 103 | 1 | 27 | 258 | 1 | 24 | 401 | 1 | 24 | 111 | 1 | 27 | 299 | 1 | 24 | 1296 | 1 | 43 | 9 | A | 7 | 9 | E | 9 | 28.9 | A | 7 | 16.1 | A | 7 | 46 | A | 7 | 987 | E | 9 | 360 | A | 7 | 7.7 | A | 7 | 24000 | B | 7 | 1350 | A | 7 | 2.8 | E | 8 | 0.203 | F | 8 | 0.14 | F | 8 | 0 | 1 | D | 9 | 0 | C | 8
[26 empty] | 3343300% | 15:00 | 1099 | 1322 | 425 | 1 | 24 | 112 | 1 | 27 | 331 | 1 | 24 | 471 | 1 | 24 | 120 | 1 | 27 | 371 | 1 | 24 | 1278 | 1 | 43 | 9 | A | 7 | 9 | E | 9 | 29.4 | A | 7 | 17.2 | A | 7 | 48 | A | 7 | 987 | E | 9 | 350 | A | 7 | 6.2 | A | 7 | 24000 | B | 7 | 4500 | A | 7 | 2.7 | E | 8 | 0.203 | F | 8 | 0.14 | F | 8 | 0 | 1 | D | 9 | 0 | C | 8
[26 empty] | 3343300% | 16:00 | 939 | 1322 | 656 | 1 | 25 | 571 | 1 | 28 | 250 | 1 | 25 | 700 | 1 | 25 | 593 | 1 | 28 | 278 | 1 | 25 | 716 | 1 | 45 | 6 | B | 8 | 6 | B | 8 | 29.2 | B | 8 | 16.6 | B | 8 | 47 | A | 7 | 987 | E | 9 | 350 | B | 8 | 5.6 | B | 8 | 24000 | C | 8 | 13250 | B | 8 | 2.7 | E | 8 | 0.203 | F | 8 | 0.14 | F | 8 | 0 | 1 | D | 9 | 0 | C | 8
[26 empty] | 3343300% | 17:00 | 735 | 1322 | 509 | 1 | 24 | 611 | 1 | 27 | 168 | 1 | 24 | 525 | 1 | 24 | 602 | 1 | 27 | 189 | 1 | 24 | 362 | 1 | 43 | 3 | A | 7 | 3 | E | 9 | 28.9 | A | 7 | 16.1 | A | 7 | 46 | A | 7 | 987 | E | 9 | 350 | A | 7 | 5.1 | A | 7 | 24000 | B | 7 | 77777 | A | 7 | 2.7 | E | 8 | 0.203 | F | 8 | 0.14 | F | 8 | 0 | 1 | D | 9 | 0 | C | 8
[26 empty] | 3343300% | 18:00 | 503 | 1322 | 277 | 1 | 24 | 418 | 1 | 27 | 118 | 1 | 24 | 293 | 1 | 24 | 397 | 1 | 27 | 142 | 1 | 24 | 227 | 1 | 43 | 2 | A | 7 | 2 | E | 9 | 27.8 | A | 7 | 16.1 | A | 7 | 49 | A | 7 | 987 | E | 9 | 340 | A | 7 | 4.1 | A | 7 | 32000 | B | 7 | 77777 | A | 7 | 2.7 | E | 8 | 0.203 | F | 8 | 0.14 | F | 8 | 0 | 1 | D | 9 | 0 | C | 8
[26 empty] | 3343300% | 19:00 | 259 | 1322 | 102 | 1 | 25 | 198 | 1 | 28 | 63 | 1 | 25 | 108 | 1 | 25 | 147 | 1 | 28 | 80 | 1 | 25 | 117 | 1 | 45 | 2 | B | 8 | 2 | B | 8 | 26.2 | B | 8 | 16.2 | B | 8 | 54 | A | 7 | 987 | E | 9 | 320 | B | 8 | 3.6 | B | 8 | 32000 | C | 8 | 77777 | B | 8 | 2.6 | E | 8 | 0.203 | F | 8 | 0.14 | F | 8 | 0 | 1 | D | 9 | 0 | C | 8
[26 empty] | 3343300% | 20:00 | 41 | 826 | 9 | 1 | 24 | 9 | 1 | 27 | 8 | 1 | 24 | 10 | 1 | 24 | 4 | 1 | 27 | 10 | 1 | 24 | 16 | 1 | 43 | 2 | A | 7 | 2 | E | 9 | 24.4 | A | 7 | 16.1 | A | 7 | 60 | A | 7 | 987 | E | 9 | 300 | A | 7 | 3.1 | A | 7 | 32000 | B | 7 | 77777 | A | 7 | 2.6 | E | 8 | 0.203 | F | 8 | 0.14 | F | 8 | 0 | 1 | D | 9 | 0 | C | 8
[26 empty] | 3343300% | 21:00 | 0 | 0 | 0 | 1 | 0 | 0 | 1 | 0 | 0 | 1 | 0 | 0 | 1 | 0 | 0 | 1 | 0 | 0 | 1 | 0 | 0 | 1 | 0 | 0 | A | 7 | 0 | E | 9 | 24.4 | A | 7 | 15 | A | 7 | 56 | A | 7 | 987 | E | 9 | 310 | A | 7 | 3.6 | A | 7 | 32000 | B | 7 | 77777 | A | 7 | 2.6 | E | 8 | 0.203 | F | 8 | 0.14 | F | 8 | 0 | 1 | D | 9 | 0 | C | 8
[26 empty] | 3343300% | 22:00 | 0 | 0 | 0 | 1 | 0 | 0 | 1 | 0 | 0 | 1 | 0 | 0 | 1 | 0 | 0 | 1 | 0 | 0 | 1 | 0 | 0 | 1 | 0 | 0 | E | 9 | 0 | E | 9 | 23.4 | E | 9 | 15.1 | E | 9 | 60 | A | 7 | 987 | E | 9 | 280 | E | 9 | 3.2 | E | 9 | 32000 | C | 8 | 77777 | E | 9 | 2.6 | E | 8 | 0.203 | F | 8 | 0.14 | F | 8 | 0 | 1 | D | 9 | 0 | C | 8
[26 empty] | 3343300% | 23:00 | 0 | 0 | 0 | 1 | 0 | 0 | 1 | 0 | 0 | 1 | 0 | 0 | 1 | 0 | 0 | 1 | 0 | 0 | 1 | 0 | 0 | 1 | 0 | 0 | E | 9 | 0 | E | 9 | 22.6 | E | 9 | 15 | E | 9 | 62 | A | 7 | 987 | E | 9 | 260 | E | 9 | 2.7 | E | 9 | 32000 | C | 8 | 77777 | E | 9 | 2.5 | E | 8 | 0.203 | F | 8 | 0.14 | F | 8 | 0 | 1 | D | 9 | 0 | C | 8
[26 empty] | 3343300% | 24:00 | 0 | 0 | 0 | 1 | 0 | 0 | 1 | 0 | 0 | 1 | 0 | 0 | 1 | 0 | 0 | 1 | 0 | 0 | 1 | 0 | 0 | 1 | 0 | 0 | E | 9 | 0 | E | 9 | 22 | E | 9 | 15 | E | 9 | 64 | A | 7 | 987 | E | 9 | 230 | E | 9 | 2.2 | E | 9 | 32000 | C | 8 | 77777 | E | 9 | 2.5 | E | 8 | 0.203 | F | 8 | 0.14 | F | 8 | 0 | 1 | D | 9 | 0 | C | 8
[26 empty] | 3343400% | 1:00 | 0 | 0 | 0 | 1 | 0 | 0 | 1 | 0 | 0 | 1 | 0 | 0 | 1 | 0 | 0 | 1 | 0 | 0 | 1 | 0 | 0 | 1 | 0 | 0 | E | 9 | 0 | E | 9 | 21.5 | E | 9 | 14.9 | E | 9 | 66 | A | 7 | 987 | E | 9 | 190 | E | 9 | 1.8 | E | 9 | 32000 | C | 8 | 77777 | E | 9 | 2.5 | E | 8 | 0.203 | F | 8 | 0.14 | F | 8 | 0 | 1 | D | 9 | 0 | C | 8
[26 empty] | 3343400% | 2:00 | 0 | 0 | 0 | 1 | 0 | 0 | 1 | 0 | 0 | 1 | 0 | 0 | 1 | 0 | 0 | 1 | 0 | 0 | 1 | 0 | 0 | 1 | 0 | 0 | E | 9 | 0 | E | 9 | 21 | E | 9 | 15 | E | 9 | 69 | A | 7 | 987 | E | 9 | 170 | E | 9 | 1.4 | E | 9 | 32000 | C | 8 | 77777 | E | 9 | 2.5 | E | 8 | 0.203 | F | 8 | 0.14 | F | 8 | 0 | 1 | D | 9 | 0 | C | 8
[26 empty] | 3343400% | 3:00 | 0 | 0 | 0 | 1 | 0 | 0 | 1 | 0 | 0 | 1 | 0 | 0 | 1 | 0 | 0 | 1 | 0 | 0 | 1 | 0 | 0 | 1 | 0 | 0 | E | 9 | 0 | E | 9 | 20.6 | E | 9 | 14.9 | E | 9 | 70 | A | 7 | 987 | E | 9 | 140 | E | 9 | 0.9 | E | 9 | 32000 | C | 8 | 77777 | E | 9 | 2.4 | E | 8 | 0.203 | F | 8 | 0.14 | F | 8 | 0 | 1 | D | 9 | 0 | C | 8
[26 empty] | 3343400% | 4:00 | 0 | 0 | 0 | 1 | 0 | 0 | 1 | 0 | 0 | 1 | 0 | 0 | 1 | 0 | 0 | 1 | 0 | 0 | 1 | 0 | 0 | 1 | 0 | 0 | E | 9 | 0 | E | 9 | 20.2 | E | 9 | 14.9 | E | 9 | 72 | A | 7 | 987 | E | 9 | 110 | E | 9 | 0.5 | E | 9 | 32000 | C | 8 | 77777 | E | 9 | 2.4 | E | 8 | 0.203 | F | 8 | 0.14 | F | 8 | 0 | 1 | D | 9 | 0 | C | 8
[26 empty] | 3343400% | 5:00 | 0 | 77 | 0 | 1 | 28 | 0 | 1 | 31 | 0 | 1 | 28 | 0 | 1 | 28 | 0 | 1 | 31 | 0 | 1 | 28 | 0 | 1 | 50 | 0 | E | 9 | 0 | E | 9 | 19.8 | E | 9 | 14.9 | E | 9 | 73 | A | 7 | 987 | E | 9 | 0 | E | 9 | 0 | E | 9 | 32000 | C | 8 | 77777 | E | 9 | 2.4 | E | 8 | 0.203 | F | 8 | 0.14 | F | 8 | 0 | 1 | D | 9 | 0 | C | 8
[26 empty] | 3343400% | 6:00 | 124 | 1322 | 41 | 1 | 28 | 137 | 1 | 31 | 28 | 1 | 28 | 43 | 1 | 28 | 67 | 1 | 31 | 36 | 1 | 28 | 50 | 1 | 50 | 1 | E | 9 | 1 | E | 9 | 19.7 | E | 9 | 15.1 | E | 9 | 75 | A | 7 | 987 | E | 9 | 70 | E | 9 | 0.3 | E | 9 | 32000 | C | 8 | 20760 | E | 9 | 2.4 | E | 8 | 0.203 | F | 8 | 0.14 | F | 8 | 0 | 1 | D | 9 | 0 | C | 8
[26 empty] | 3343400% | 7:00 | 366 | 1322 | 197 | 1 | 24 | 487 | 1 | 27 | 63 | 1 | 24 | 205 | 1 | 24 | 420 | 1 | 27 | 89 | 1 | 24 | 118 | 1 | 43 | 0 | A | 7 | 0 | E | 9 | 20.6 | A | 7 | 14.4 | A | 7 | 68 | A | 7 | 987 | E | 9 | 0 | A | 7 | 0 | A | 7 | 32000 | B | 7 | 77777 | A | 7 | 2.3 | E | 8 | 0.203 | F | 8 | 0.14 | F | 8 | 0 | 1 | D | 9 | 0 | C | 8
[26 empty] | 3343400% | 8:00 | 607 | 1322 | 395 | 1 | 24 | 661 | 1 | 27 | 91 | 1 | 24 | 418 | 1 | 24 | 648 | 1 | 27 | 120 | 1 | 24 | 191 | 1 | 43 | 0 | A | 7 | 0 | E | 9 | 22.2 | A | 7 | 15 | A | 7 | 64 | A | 7 | 987 | E | 9 | 330 | A | 7 | 3.1 | A | 7 | 32000 | B | 7 | 77777 | A | 7 | 2.3 | E | 8 | 0.203 | F | 8 | 0.14 | F | 8 | 0 | 1 | D | 9 | 0 | C | 8
[26 empty] | 3343400% | 9:00 | 828 | 1322 | 590 | 1 | 24 | 756 | 1 | 27 | 115 | 1 | 24 | 617 | 1 | 24 | 754 | 1 | 27 | 143 | 1 | 24 | 270 | 1 | 43 | 0 | A | 7 | 0 | E | 9 | 24.4 | A | 7 | 15 | A | 7 | 56 | A | 7 | 987 | E | 9 | 350 | A | 7 | 3.1 | A | 7 | 32000 | B | 7 | 77777 | A | 7 | 2.3 | E | 8 | 0.203 | F | 8 | 0.14 | F | 8 | 0 | 1 | D | 9 | 0 | C | 8
[26 empty] | 3343400% | 10:00 | 1015 | 1322 | 757 | 1 | 24 | 812 | 1 | 27 | 133 | 1 | 24 | 802 | 1 | 24 | 820 | 1 | 27 | 172 | 1 | 24 | 414 | 1 | 43 | 0 | A | 7 | 0 | E | 9 | 26.1 | A | 7 | 15 | A | 7 | 50 | A | 7 | 987 | E | 9 | 10 | A | 7 | 3.6 | A | 7 | 32000 | B | 7 | 77777 | A | 7 | 2.3 | E | 8 | 0.203 | F | 8 | 0.14 | F | 8 | 0 | 1 | D | 9 | 0 | C | 8
[26 empty] | 3343400% | 11:00 | 1153 | 1322 | 861 | 1 | 24 | 789 | 1 | 27 | 172 | 1 | 24 | 904 | 1 | 24 | 794 | 1 | 27 | 210 | 1 | 24 | 740 | 1 | 43 | 2 | A | 7 | 2 | E | 9 | 26.7 | A | 7 | 15 | A | 7 | 49 | A | 7 | 987 | E | 9 | 20 | A | 7 | 4.1 | A | 7 | 32000 | B | 7 | 77777 | A | 7 | 2.3 | E | 8 | 0.203 | F | 8 | 0.14 | F | 8 | 0 | 1 | D | 9 | 0 | C | 8
[26 empty] | 3343400% | 12:00 | 1234 | 1322 | 869 | 1 | 24 | 685 | 1 | 27 | 229 | 1 | 24 | 931 | 1 | 24 | 701 | 1 | 27 | 276 | 1 | 24 | 1487 | 1 | 43 | 3 | A | 7 | 3 | E | 9 | 27.2 | A | 7 | 15.6 | A | 7 | 49 | A | 7 | 987 | E | 9 | 20 | A | 7 | 2.1 | A | 7 | 48000 | B | 7 | 77777 | A | 7 | 2.2 | E | 8 | 0.203 | F | 8 | 0.14 | F | 8 | 0 | 1 | D | 9 | 0 | C | 8
[26 empty] | 3343400% | 13:00 | 1252 | 1322 | 886 | 1 | 24 | 729 | 1 | 27 | 195 | 1 | 24 | 930 | 1 | 24 | 733 | 1 | 27 | 234 | 1 | 24 | 1301 | 1 | 43 | 2 | A | 7 | 2 | E | 9 | 27.8 | A | 7 | 16.1 | A | 7 | 49 | A | 7 | 987 | E | 9 | 0 | A | 7 | 0 | A | 7 | 48000 | B | 7 | 77777 | A | 7 | 2.2 | E | 8 | 0.203 | F | 8 | 0.14 | F | 8 | 0 | 1 | D | 9 | 0 | C | 8
[26 empty] | 3343400% | 14:00 | 1206 | 1322 | 931 | 1 | 24 | 856 | 1 | 27 | 149 | 1 | 24 | 952 | 1 | 24 | 857 | 1 | 27 | 169 | 1 | 24 | 638 | 1 | 43 | 0 | A | 7 | 0 | E | 9 | 30 | A | 7 | 17.2 | A | 7 | 46 | A | 7 | 987 | E | 9 | 270 | A | 7 | 4.1 | A | 7 | 48000 | B | 7 | 77777 | A | 7 | 2.2 | E | 8 | 0.203 | F | 8 | 0.14 | F | 8 | 0 | 1 | D | 9 | 0 | C | 8
[26 empty] | 3343400% | 15:00 | 1099 | 1322 | 834 | 1 | 24 | 834 | 1 | 27 | 141 | 1 | 24 | 890 | 1 | 24 | 844 | 1 | 27 | 187 | 1 | 24 | 533 | 1 | 43 | 0 | A | 7 | 0 | E | 9 | 28.9 | A | 7 | 17.2 | A | 7 | 49 | A | 7 | 987 | E | 9 | 310 | A | 7 | 3.1 | A | 7 | 48000 | B | 7 | 77777 | A | 7 | 2.2 | E | 8 | 0.203 | F | 8 | 0.14 | F | 8 | 0 | 1 | D | 9 | 0 | C | 8
[26 empty] | 3343400% | 16:00 | 938 | 1322 | 689 | 1 | 25 | 793 | 1 | 28 | 126 | 1 | 25 | 727 | 1 | 25 | 797 | 1 | 28 | 160 | 1 | 25 | 342 | 1 | 45 | 0 | B | 8 | 0 | B | 8 | 29.2 | B | 8 | 16.3 | B | 8 | 46 | A | 7 | 987 | E | 9 | 350 | B | 8 | 3.4 | B | 8 | 45333 | C | 8 | 77777 | B | 8 | 2.2 | E | 8 | 0.203 | F | 8 | 0.14 | F | 8 | 0 | 1 | D | 9 | 0 | C | 8
[26 empty] | 3343400% | 17:00 | 734 | 1322 | 507 | 1 | 25 | 722 | 1 | 28 | 106 | 1 | 25 | 542 | 1 | 25 | 727 | 1 | 28 | 137 | 1 | 25 | 245 | 1 | 45 | 0 | B | 8 | 0 | B | 8 | 29.4 | B | 8 | 15.6 | B | 8 | 43 | A | 7 | 987 | E | 9 | 30 | B | 8 | 3.8 | B | 8 | 42666 | C | 8 | 77777 | B | 8 | 2.2 | E | 8 | 0.203 | F | 8 | 0.14 | F | 8 | 0 | 1 | D | 9 | 0 | C | 8
[26 empty] | 3343400% | 18:00 | 502 | 1322 | 307 | 1 | 24 | 599 | 1 | 27 | 79 | 1 | 24 | 322 | 1 | 24 | 565 | 1 | 27 | 107 | 1 | 24 | 157 | 1 | 43 | 0 | A | 7 | 0 | E | 9 | 29.4 | A | 7 | 15 | A | 7 | 42 | A | 7 | 987 | E | 9 | 70 | A | 7 | 4.1 | A | 7 | 40000 | B | 7 | 77777 | A | 7 | 2.1 | E | 8 | 0.203 | F | 8 | 0.14 | F | 8 | 0 | 1 | D | 9 | 0 | C | 8
[26 empty] | 3343400% | 19:00 | 257 | 1322 | 120 | 1 | 24 | 364 | 1 | 27 | 49 | 1 | 24 | 123 | 1 | 24 | 275 | 1 | 27 | 69 | 1 | 24 | 88 | 1 | 43 | 0 | A | 7 | 0 | E | 9 | 27.8 | A | 7 | 15.6 | A | 7 | 47 | A | 7 | 987 | E | 9 | 80 | A | 7 | 3.1 | A | 7 | 40000 | B | 7 | 77777 | A | 7 | 2.1 | E | 8 | 0.203 | F | 8 | 0.14 | F | 8 | 0 | 1 | D | 9 | 0 | C | 8
[26 empty] | 3343400% | 20:00 | 40 | 804 | 9 | 1 | 24 | 29 | 1 | 27 | 8 | 1 | 24 | 11 | 1 | 24 | 9 | 1 | 27 | 10 | 1 | 24 | 13 | 1 | 43 | 3 | A | 7 | 3 | E | 9 | 27.2 | A | 7 | 13.9 | A | 7 | 44 | A | 7 | 987 | E | 9 | 30 | A | 7 | 2.1 | A | 7 | 40000 | B | 7 | 77777 | A | 7 | 2.1 | E | 8 | 0.203 | F | 8 | 0.14 | F | 8 | 0 | 1 | D | 9 | 0 | C | 8
[26 empty] | 3343400% | 21:00 | 0 | 0 | 0 | 1 | 0 | 0 | 1 | 0 | 0 | 1 | 0 | 0 | 1 | 0 | 0 | 1 | 0 | 0 | 1 | 0 | 0 | 1 | 0 | 3 | B | 8 | 3 | B | 8 | 25.8 | B | 8 | 13.9 | B | 8 | 48 | A | 7 | 987 | E | 9 | 30 | B | 8 | 1.9 | B | 8 | 38222 | C | 8 | 77777 | B | 8 | 2.1 | E | 8 | 0.203 | F | 8 | 0.14 | F | 8 | 0 | 1 | D | 9 | 0 | C | 8
[26 empty] | 3343400% | 22:00 | 0 | 0 | 0 | 1 | 0 | 0 | 1 | 0 | 0 | 1 | 0 | 0 | 1 | 0 | 0 | 1 | 0 | 0 | 1 | 0 | 0 | 1 | 0 | 2 | B | 8 | 2 | B | 8 | 24.4 | B | 8 | 13.9 | B | 8 | 52 | A | 7 | 987 | E | 9 | 20 | B | 8 | 1.6 | B | 8 | 36444 | C | 8 | 77777 | B | 8 | 2.1 | E | 8 | 0.203 | F | 8 | 0.14 | F | 8 | 0 | 1 | D | 9 | 0 | C | 8
[26 empty] | 3343400% | 23:00 | 0 | 0 | 0 | 1 | 0 | 0 | 1 | 0 | 0 | 1 | 0 | 0 | 1 | 0 | 0 | 1 | 0 | 0 | 1 | 0 | 0 | 1 | 0 | 2 | B | 8 | 2 | B | 8 | 23.4 | B | 8 | 13.8 | B | 8 | 55 | A | 7 | 987 | E | 9 | 20 | B | 8 | 1.4 | B | 8 | 34666 | C | 8 | 77777 | B | 8 | 2 | E | 8 | 0.203 | F | 8 | 0.14 | F | 8 | 0 | 1 | D | 9 | 0 | C | 8
[26 empty] | 3343400% | 24:00 | 0 | 0 | 0 | 1 | 0 | 0 | 1 | 0 | 0 | 1 | 0 | 0 | 1 | 0 | 0 | 1 | 0 | 0 | 1 | 0 | 0 | 1 | 0 | 2 | B | 8 | 2 | B | 8 | 22.3 | B | 8 | 13.7 | B | 8 | 58 | A | 7 | 987 | E | 9 | 20 | B | 8 | 1.2 | B | 8 | 32888 | C | 8 | 77777 | B | 8 | 2 | E | 8 | 0.203 | F | 8 | 0.14 | F | 8 | 0 | 1 | D | 9 | 0 | C | 8
[26 empty] | 3343500% | 1:00 | 0 | 0 | 0 | 1 | 0 | 0 | 1 | 0 | 0 | 1 | 0 | 0 | 1 | 0 | 0 | 1 | 0 | 0 | 1 | 0 | 0 | 1 | 0 | 1 | B | 8 | 1 | B | 8 | 21.5 | B | 8 | 13.5 | B | 8 | 60 | A | 7 | 987 | E | 9 | 10 | B | 8 | 0.9 | B | 8 | 31111 | C | 8 | 77777 | B | 8 | 2 | E | 8 | 0.204 | F | 8 | 0.14 | F | 8 | 0 | 1 | D | 9 | 0 | C | 8
[26 empty] | 3343500% | 2:00 | 0 | 0 | 0 | 1 | 0 | 0 | 1 | 0 | 0 | 1 | 0 | 0 | 1 | 0 | 0 | 1 | 0 | 0 | 1 | 0 | 0 | 1 | 0 | 1 | B | 8 | 1 | B | 8 | 20.5 | B | 8 | 13.5 | B | 8 | 64 | A | 7 | 987 | E | 9 | 10 | B | 8 | 0.7 | B | 8 | 29333 | C | 8 | 77777 | B | 8 | 2 | E | 8 | 0.204 | F | 8 | 0.14 | F | 8 | 0 | 1 | D | 9 | 0 | C | 8
[26 empty] | 3343500% | 3:00 | 0 | 0 | 0 | 1 | 0 | 0 | 1 | 0 | 0 | 1 | 0 | 0 | 1 | 0 | 0 | 1 | 0 | 0 | 1 | 0 | 0 | 1 | 0 | 1 | B | 8 | 1 | B | 8 | 19.8 | B | 8 | 13.4 | B | 8 | 67 | A | 7 | 987 | E | 9 | 10 | B | 8 | 0.5 | B | 8 | 27555 | C | 8 | 77777 | B | 8 | 2 | E | 8 | 0.204 | F | 8 | 0.14 | F | 8 | 0 | 1 | D | 9 | 0 | C | 8
[26 empty] | 3343500% | 4:00 | 0 | 0 | 0 | 1 | 0 | 0 | 1 | 0 | 0 | 1 | 0 | 0 | 1 | 0 | 0 | 1 | 0 | 0 | 1 | 0 | 0 | 1 | 0 | 0 | B | 8 | 0 | B | 8 | 19 | B | 8 | 13.3 | B | 8 | 69 | A | 7 | 987 | E | 9 | 360 | B | 8 | 0.2 | B | 8 | 25777 | C | 8 | 77777 | B | 8 | 2 | E | 8 | 0.204 | F | 8 | 0.14 | F | 8 | 0 | 1 | D | 9 | 0 | C | 8
[26 empty] | 3343500% | 5:00 | 0 | 55 | 0 | 1 | 24 | 0 | 1 | 27 | 0 | 1 | 24 | 0 | 1 | 24 | 0 | 1 | 27 | 0 | 1 | 24 | 0 | 1 | 43 | 0 | A | 7 | 0 | E | 9 | 18.3 | A | 7 | 13.3 | A | 7 | 73 | A | 7 | 987 | E | 9 | 0 | A | 7 | 0 | A | 7 | 24000 | B | 7 | 77777 | A | 7 | 1.9 | E | 8 | 0.204 | F | 8 | 0.14 | F | 8 | 0 | 1 | D | 9 | 0 | C | 8
[26 empty] | 3343500% | 6:00 | 121 | 1322 | 37 | 1 | 24 | 73 | 1 | 27 | 30 | 1 | 24 | 39 | 1 | 24 | 33 | 1 | 27 | 36 | 1 | 24 | 54 | 1 | 43 | 0 | A | 7 | 0 | E | 9 | 17.8 | A | 7 | 13.9 | A | 7 | 78 | A | 7 | 987 | E | 9 | 320 | A | 7 | 2.6 | A | 7 | 32000 | B | 7 | 77777 | A | 7 | 1.9 | E | 8 | 0.204 | F | 8 | 0.14 | F | 8 | 0 | 1 | D | 9 | 0 | C | 8
[26 empty] | 3343500% | 7:00 | 363 | 1322 | 181 | 1 | 24 | 377 | 1 | 27 | 77 | 1 | 24 | 192 | 1 | 24 | 324 | 1 | 27 | 103 | 1 | 24 | 140 | 1 | 43 | 0 | A | 7 | 0 | E | 9 | 21.7 | A | 7 | 13.9 | A | 7 | 61 | A | 7 | 987 | E | 9 | 0 | A | 7 | 0 | A | 7 | 32000 | B | 7 | 77777 | A | 7 | 1.9 | E | 8 | 0.204 | F | 8 | 0.14 | F | 8 | 0 | 1 | D | 9 | 0 | C | 8
[26 empty] | 3343500% | 8:00 | 605 | 1322 | 377 | 1 | 24 | 568 | 1 | 27 | 117 | 1 | 24 | 392 | 1 | 24 | 550 | 1 | 27 | 140 | 1 | 24 | 236 | 1 | 43 | 0 | A | 7 | 0 | E | 9 | 25 | A | 7 | 15 | A | 7 | 54 | A | 7 | 987 | E | 9 | 240 | A | 7 | 2.6 | A | 7 | 24000 | B | 7 | 77777 | A | 7 | 1.9 | E | 8 | 0.204 | F | 8 | 0.14 | F | 8 | 0 | 1 | D | 9 | 0 | C | 8
[26 empty] | 3343500% | 9:00 | 827 | 1322 | 574 | 1 | 24 | 677 | 1 | 27 | 150 | 1 | 24 | 605 | 1 | 24 | 682 | 1 | 27 | 178 | 1 | 24 | 368 | 1 | 43 | 0 | A | 7 | 0 | E | 9 | 26.1 | A | 7 | 16.1 | A | 7 | 54 | A | 7 | 987 | E | 9 | 260 | A | 7 | 3.1 | A | 7 | 24000 | B | 7 | 77777 | A | 7 | 2 | E | 8 | 0.204 | F | 8 | 0.14 | F | 8 | 0 | 1 | D | 9 | 0 | C | 8
[26 empty] | 3343500% | 10:00 | 1013 | 1322 | 743 | 1 | 24 | 742 | 1 | 27 | 174 | 1 | 24 | 793 | 1 | 24 | 758 | 1 | 27 | 211 | 1 | 24 | 571 | 1 | 43 | 0 | A | 7 | 0 | E | 9 | 28.3 | A | 7 | 16.1 | A | 7 | 48 | A | 7 | 987 | E | 9 | 250 | A | 7 | 2.1 | A | 7 | 48000 | B | 7 | 77777 | A | 7 | 2 | E | 8 | 0.204 | F | 8 | 0.14 | F | 8 | 0 | 1 | D | 9 | 0 | C | 8
[26 empty] | 3343500% | 11:00 | 1152 | 1322 | 870 | 1 | 24 | 780 | 1 | 27 | 190 | 1 | 24 | 904 | 1 | 24 | 781 | 1 | 27 | 223 | 1 | 24 | 793 | 1 | 43 | 0 | A | 7 | 0 | E | 9 | 29.4 | A | 7 | 15 | A | 7 | 42 | A | 7 | 987 | E | 9 | 190 | A | 7 | 2.1 | A | 7 | 48000 | B | 7 | 77777 | A | 7 | 2 | E | 8 | 0.204 | F | 8 | 0.14 | F | 8 | 0 | 1 | D | 9 | 0 | C | 8
[26 empty] | 3343500% | 12:00 | 1233 | 1322 | 944 | 1 | 24 | 799 | 1 | 27 | 199 | 1 | 24 | 987 | 1 | 24 | 802 | 1 | 27 | 238 | 1 | 24 | 1182 | 1 | 43 | 0 | A | 7 | 0 | E | 9 | 30.6 | A | 7 | 14.4 | A | 7 | 37 | A | 7 | 987 | E | 9 | 210 | A | 7 | 4.1 | A | 7 | 48000 | B | 7 | 77777 | A | 7 | 2.1 | E | 8 | 0.204 | F | 8 | 0.14 | F | 8 | 0 | 1 | D | 9 | 0 | C | 8
[26 empty] | 3343500% | 13:00 | 1251 | 1322 | 960 | 1 | 24 | 803 | 1 | 27 | 201 | 1 | 24 | 1006 | 1 | 24 | 806 | 1 | 27 | 242 | 1 | 24 | 1325 | 1 | 43 | 0 | A | 7 | 0 | E | 9 | 31.7 | A | 7 | 15 | A | 7 | 36 | A | 7 | 987 | E | 9 | 150 | A | 7 | 3.1 | A | 7 | 48000 | B | 7 | 77777 | A | 7 | 2.1 | E | 8 | 0.204 | F | 8 | 0.14 | F | 8 | 0 | 1 | D | 9 | 0 | C | 8
[26 empty] | 3343500% | 14:00 | 1205 | 1322 | 918 | 1 | 24 | 792 | 1 | 27 | 196 | 1 | 24 | 958 | 1 | 24 | 794 | 1 | 27 | 233 | 1 | 24 | 1013 | 1 | 43 | 0 | A | 7 | 0 | E | 9 | 31.7 | A | 7 | 17.8 | A | 7 | 44 | A | 7 | 987 | E | 9 | 20 | A | 7 | 3.1 | A | 7 | 48000 | B | 7 | 77777 | A | 7 | 2.1 | E | 8 | 0.204 | F | 8 | 0.14 | F | 8 | 0 | 1 | D | 9 | 0 | C | 8
[26 empty] | 3343500% | 15:00 | 1098 | 1322 | 819 | 1 | 24 | 764 | 1 | 27 | 184 | 1 | 24 | 879 | 1 | 24 | 784 | 1 | 27 | 227 | 1 | 24 | 734 | 1 | 43 | 0 | A | 7 | 0 | E | 9 | 32.8 | A | 7 | 20 | A | 7 | 47 | A | 7 | 987 | E | 9 | 190 | A | 7 | 2.6 | A | 7 | 48000 | B | 7 | 77777 | A | 7 | 2.2 | E | 8 | 0.204 | F | 8 | 0.14 | F | 8 | 0 | 1 | D | 9 | 0 | C | 8
[26 empty] | 3343500% | 16:00 | 937 | 1322 | 672 | 1 | 24 | 715 | 1 | 27 | 165 | 1 | 24 | 714 | 1 | 24 | 728 | 1 | 27 | 197 | 1 | 24 | 471 | 1 | 43 | 0 | A | 7 | 0 | E | 9 | 32.2 | A | 7 | 20 | A | 7 | 49 | A | 7 | 987 | E | 9 | 190 | A | 7 | 2.6 | A | 7 | 48000 | B | 7 | 77777 | A | 7 | 2.2 | E | 8 | 0.204 | F | 8 | 0.14 | F | 8 | 0 | 1 | D | 9 | 0 | C | 8
[26 empty] | 3343500% | 17:00 | 733 | 1322 | 488 | 1 | 24 | 633 | 1 | 27 | 137 | 1 | 24 | 512 | 1 | 24 | 630 | 1 | 27 | 162 | 1 | 24 | 305 | 1 | 43 | 0 | A | 7 | 0 | E | 9 | 32.2 | A | 7 | 19.4 | A | 7 | 47 | A | 7 | 987 | E | 9 | 140 | A | 7 | 3.1 | A | 7 | 40000 | B | 7 | 77777 | A | 7 | 2.2 | E | 8 | 0.204 | F | 8 | 0.14 | F | 8 | 0 | 1 | D | 9 | 0 | C | 8
[26 empty] | 3343500% | 18:00 | 500 | 1322 | 287 | 1 | 24 | 494 | 1 | 27 | 100 | 1 | 24 | 296 | 1 | 24 | 460 | 1 | 27 | 122 | 1 | 24 | 191 | 1 | 43 | 0 | A | 7 | 0 | E | 9 | 31.7 | A | 7 | 18.9 | A | 7 | 47 | A | 7 | 987 | E | 9 | 120 | A | 7 | 2.6 | A | 7 | 40000 | B | 7 | 77777 | A | 7 | 2.3 | E | 8 | 0.204 | F | 8 | 0.14 | F | 8 | 0 | 1 | D | 9 | 0 | C | 8
[26 empty] | 3343500% | 19:00 | 255 | 1322 | 107 | 1 | 25 | 250 | 1 | 28 | 59 | 1 | 25 | 112 | 1 | 25 | 184 | 1 | 28 | 77 | 1 | 25 | 107 | 1 | 45 | 0 | B | 8 | 0 | B | 8 | 30.4 | B | 8 | 17.4 | B | 8 | 46 | A | 7 | 987 | E | 9 | 150 | B | 8 | 3.9 | B | 8 | 36000 | C | 8 | 77777 | B | 8 | 2.3 | E | 8 | 0.204 | F | 8 | 0.14 | F | 8 | 0 | 1 | D | 9 | 0 | C | 8
[26 empty] | 3343500% | 20:00 | 39 | 782 | 8 | 1 | 24 | 11 | 1 | 27 | 8 | 1 | 24 | 10 | 1 | 24 | 4 | 1 | 27 | 10 | 1 | 24 | 16 | 1 | 43 | 0 | A | 7 | 0 | E | 9 | 28.9 | A | 7 | 15.6 | A | 7 | 44 | A | 7 | 987 | E | 9 | 170 | A | 7 | 5.1 | A | 7 | 32000 | B | 7 | 77777 | A | 7 | 2.4 | E | 8 | 0.204 | F | 8 | 0.14 | F | 8 | 0 | 1 | D | 9 | 0 | C | 8
[26 empty] | 3343500% | 21:00 | 0 | 0 | 0 | 1 | 0 | 0 | 1 | 0 | 0 | 1 | 0 | 0 | 1 | 0 | 0 | 1 | 0 | 0 | 1 | 0 | 0 | 1 | 0 | 0 | A | 7 | 0 | E | 9 | 27.2 | A | 7 | 15.6 | A | 7 | 49 | A | 7 | 987 | E | 9 | 170 | A | 7 | 2.6 | A | 7 | 24000 | B | 7 | 77777 | A | 7 | 2.4 | E | 8 | 0.204 | F | 8 | 0.14 | F | 8 | 0 | 1 | D | 9 | 0 | C | 8
[26 empty] | 3343500% | 22:00 | 0 | 0 | 0 | 1 | 0 | 0 | 1 | 0 | 0 | 1 | 0 | 0 | 1 | 0 | 0 | 1 | 0 | 0 | 1 | 0 | 0 | 1 | 0 | 0 | E | 9 | 0 | E | 9 | 26.2 | E | 9 | 14.7 | E | 9 | 49 | A | 7 | 987 | E | 9 | 160 | E | 9 | 1.4 | E | 9 | 22720 | C | 8 | 77777 | E | 9 | 2.4 | E | 8 | 0.204 | F | 8 | 0.14 | F | 8 | 0 | 1 | D | 9 | 0 | C | 8
[26 empty] | 3343500% | 23:00 | 0 | 0 | 0 | 1 | 0 | 0 | 1 | 0 | 0 | 1 | 0 | 0 | 1 | 0 | 0 | 1 | 0 | 0 | 1 | 0 | 0 | 1 | 0 | 1 | E | 9 | 1 | E | 9 | 25.2 | E | 9 | 14.7 | E | 9 | 52 | A | 7 | 987 | E | 9 | 170 | E | 9 | 1.3 | E | 9 | 21440 | C | 8 | 77777 | E | 9 | 2.5 | E | 8 | 0.204 | F | 8 | 0.14 | F | 8 | 0 | 1 | D | 9 | 0 | C | 8
[26 empty] | 3343500% | 24:00 | 0 | 0 | 0 | 1 | 0 | 0 | 1 | 0 | 0 | 1 | 0 | 0 | 1 | 0 | 0 | 1 | 0 | 0 | 1 | 0 | 0 | 1 | 0 | 1 | E | 9 | 1 | E | 9 | 24.6 | E | 9 | 15.3 | E | 9 | 56 | A | 7 | 987 | E | 9 | 160 | E | 9 | 1.6 | E | 9 | 20160 | C | 8 | 77777 | E | 9 | 2.5 | E | 8 | 0.204 | F | 8 | 0.14 | F | 8 | 0 | 1 | D | 9 | 0 | C | 8
[26 empty] | 3343600% | 1:00 | 0 | 0 | 0 | 1 | 0 | 0 | 1 | 0 | 0 | 1 | 0 | 0 | 1 | 0 | 0 | 1 | 0 | 0 | 1 | 0 | 0 | 1 | 0 | 1 | E | 9 | 1 | E | 9 | 24.2 | E | 9 | 15.9 | E | 9 | 60 | A | 7 | 987 | E | 9 | 140 | E | 9 | 1.9 | E | 9 | 18880 | C | 8 | 77777 | E | 9 | 2.5 | E | 8 | 0.206 | F | 8 | 0.14 | F | 8 | 0 | 1 | D | 9 | 5 | C | 8
[26 empty] | 3343600% | 2:00 | 0 | 0 | 0 | 1 | 0 | 0 | 1 | 0 | 0 | 1 | 0 | 0 | 1 | 0 | 0 | 1 | 0 | 0 | 1 | 0 | 0 | 1 | 0 | 2 | E | 9 | 2 | E | 9 | 22.1 | E | 9 | 15.9 | E | 9 | 68 | A | 7 | 987 | E | 9 | 150 | E | 9 | 0.7 | E | 9 | 17600 | C | 8 | 77777 | E | 9 | 2.6 | E | 8 | 0.206 | F | 8 | 0.14 | F | 8 | 0 | 1 | D | 9 | 5 | C | 8
[26 empty] | 3343600% | 3:00 | 0 | 0 | 0 | 1 | 0 | 0 | 1 | 0 | 0 | 1 | 0 | 0 | 1 | 0 | 0 | 1 | 0 | 0 | 1 | 0 | 0 | 1 | 0 | 2 | E | 9 | 2 | E | 9 | 21.1 | E | 9 | 16 | E | 9 | 73 | A | 7 | 987 | E | 9 | 130 | E | 9 | 2.1 | E | 9 | 16320 | C | 8 | 77777 | E | 9 | 2.6 | E | 8 | 0.206 | F | 8 | 0.14 | F | 8 | 0 | 1 | D | 9 | 5 | C | 8
[26 empty] | 3343600% | 4:00 | 0 | 0 | 0 | 1 | 0 | 0 | 1 | 0 | 0 | 1 | 0 | 0 | 1 | 0 | 0 | 1 | 0 | 0 | 1 | 0 | 0 | 1 | 0 | 2 | E | 9 | 2 | E | 9 | 21.1 | E | 9 | 16.1 | E | 9 | 73 | A | 7 | 987 | E | 9 | 170 | E | 9 | 1.3 | E | 9 | 15040 | C | 8 | 77777 | E | 9 | 2.6 | E | 8 | 0.206 | F | 8 | 0.14 | F | 8 | 0 | 1 | D | 9 | 5 | C | 8
[26 empty] | 3343600% | 5:00 | 0 | 33 | 0 | 1 | 28 | 0 | 1 | 31 | 0 | 1 | 28 | 0 | 1 | 28 | 0 | 1 | 31 | 0 | 1 | 28 | 0 | 1 | 50 | 3 | E | 9 | 3 | E | 9 | 21.1 | E | 9 | 16.1 | E | 9 | 73 | A | 7 | 987 | E | 9 | 220 | E | 9 | 2.3 | E | 9 | 13760 | C | 8 | 77777 | E | 9 | 2.7 | E | 8 | 0.206 | F | 8 | 0.14 | F | 8 | 0 | 1 | D | 9 | 5 | C | 8
[26 empty] | 3343600% | 6:00 | 118 | 1322 | 33 | 1 | 24 | 48 | 1 | 27 | 29 | 1 | 24 | 36 | 1 | 24 | 25 | 1 | 27 | 34 | 1 | 24 | 60 | 1 | 43 | 3 | A | 7 | 3 | E | 9 | 21.1 | A | 7 | 17.2 | A | 7 | 78 | A | 7 | 987 | E | 9 | 190 | A | 7 | 2.6 | A | 7 | 12480 | C | 8 | 77777 | A | 7 | 2.7 | E | 8 | 0.206 | F | 8 | 0.14 | F | 8 | 0 | 1 | D | 9 | 0 | C | 8
[26 empty] | 3343600% | 7:00 | 361 | 1322 | 179 | 1 | 24 | 380 | 1 | 27 | 76 | 1 | 24 | 191 | 1 | 24 | 325 | 1 | 27 | 102 | 1 | 24 | 138 | 1 | 43 | 0 | A | 7 | 0 | E | 9 | 23.3 | A | 7 | 17.2 | A | 7 | 69 | A | 7 | 987 | E | 9 | 200 | A | 7 | 4.1 | A | 7 | 11200 | B | 7 | 77777 | A | 7 | 2.7 | E | 8 | 0.206 | F | 8 | 0.14 | F | 8 | 0 | 1 | D | 9 | 0 | C | 8
[26 empty] | 3343600% | 8:00 | 603 | 1322 | 322 | 1 | 24 | 412 | 1 | 27 | 134 | 1 | 24 | 344 | 1 | 24 | 407 | 1 | 27 | 158 | 1 | 24 | 269 | 1 | 43 | 3 | A | 7 | 3 | E | 9 | 25 | A | 7 | 17.8 | A | 7 | 64 | A | 7 | 987 | E | 9 | 160 | A | 7 | 4.1 | A | 7 | 9600 | B | 7 | 77777 | A | 7 | 2.7 | E | 8 | 0.206 | F | 8 | 0.14 | F | 8 | 0 | 1 | D | 9 | 5 | C | 8
[26 empty] | 3343600% | 9:00 | 825 | 1322 | 516 | 1 | 24 | 554 | 1 | 27 | 170 | 1 | 24 | 539 | 1 | 24 | 555 | 1 | 27 | 192 | 1 | 24 | 409 | 1 | 43 | 2 | A | 7 | 2 | E | 9 | 26.7 | A | 7 | 18.3 | A | 7 | 60 | A | 7 | 987 | E | 9 | 180 | A | 7 | 4.6 | A | 7 | 9600 | B | 7 | 77777 | A | 7 | 2.7 | E | 8 | 0.206 | F | 8 | 0.14 | F | 8 | 0 | 1 | D | 9 | 5 | C | 8
[26 empty] | 3343600% | 10:00 | 1011 | 1322 | 424 | 1 | 24 | 108 | 1 | 27 | 342 | 1 | 24 | 467 | 1 | 24 | 115 | 1 | 27 | 379 | 1 | 24 | 1146 | 1 | 43 | 9 | A | 7 | 9 | E | 9 | 27.8 | A | 7 | 17.8 | A | 7 | 55 | A | 7 | 987 | E | 9 | 200 | A | 7 | 2.6 | A | 7 | 9600 | B | 7 | 77777 | A | 7 | 2.7 | E | 8 | 0.206 | F | 8 | 0.14 | F | 8 | 0 | 1 | D | 9 | 5 | C | 8
[26 empty] | 3343600% | 11:00 | 1150 | 1322 | 772 | 1 | 24 | 571 | 1 | 27 | 275 | 1 | 24 | 810 | 1 | 24 | 576 | 1 | 27 | 308 | 1 | 24 | 1244 | 1 | 43 | 2 | A | 7 | 2 | E | 9 | 29.4 | A | 7 | 17.8 | A | 7 | 50 | A | 7 | 987 | E | 9 | 280 | A | 7 | 4.1 | A | 7 | 8000 | B | 7 | 77777 | A | 7 | 2.7 | E | 8 | 0.206 | F | 8 | 0.14 | F | 8 | 0 | 1 | D | 9 | 5 | C | 8
[26 empty] | 3343600% | 12:00 | 1232 | 1322 | 750 | 1 | 24 | 540 | 1 | 27 | 246 | 1 | 24 | 799 | 1 | 24 | 551 | 1 | 27 | 285 | 1 | 24 | 1571 | 1 | 43 | 3 | A | 7 | 3 | E | 9 | 31.1 | A | 7 | 18.3 | A | 7 | 47 | A | 7 | 987 | E | 9 | 200 | A | 7 | 3.1 | A | 7 | 8000 | B | 7 | 77777 | A | 7 | 2.7 | E | 8 | 0.206 | F | 8 | 0.14 | F | 8 | 0 | 1 | D | 9 | 5 | C | 8
[26 empty] | 3343600% | 13:00 | 1250 | 1322 | 930 | 1 | 24 | 767 | 1 | 27 | 204 | 1 | 24 | 971 | 1 | 24 | 769 | 1 | 27 | 242 | 1 | 24 | 1331 | 1 | 43 | 2 | A | 7 | 2 | E | 9 | 32.2 | A | 7 | 17.2 | A | 7 | 41 | A | 7 | 987 | E | 9 | 200 | A | 7 | 8.2 | A | 7 | 8000 | B | 7 | 77777 | A | 7 | 2.7 | E | 8 | 0.206 | F | 8 | 0.14 | F | 8 | 0 | 1 | D | 9 | 5 | C | 8
[26 empty] | 3343600% | 14:00 | 1204 | 1322 | 750 | 1 | 24 | 555 | 1 | 27 | 244 | 1 | 24 | 797 | 1 | 24 | 565 | 1 | 27 | 282 | 1 | 24 | 1368 | 1 | 43 | 3 | A | 7 | 3 | E | 9 | 33.9 | A | 7 | 17.8 | A | 7 | 39 | A | 7 | 987 | E | 9 | 270 | A | 7 | 5.1 | A | 7 | 8000 | B | 7 | 77777 | A | 7 | 2.7 | E | 8 | 0.206 | F | 8 | 0.14 | F | 8 | 0 | 1 | D | 9 | 5 | C | 8
[26 empty] | 3343600% | 15:00 | 1096 | 1322 | 754 | 1 | 24 | 692 | 1 | 27 | 180 | 1 | 24 | 811 | 1 | 24 | 710 | 1 | 27 | 221 | 1 | 24 | 717 | 1 | 43 | 2 | A | 7 | 2 | E | 9 | 33.3 | A | 7 | 18.3 | A | 7 | 41 | A | 7 | 987 | E | 9 | 260 | A | 7 | 2.6 | A | 7 | 8000 | B | 7 | 77777 | A | 7 | 2.7 | E | 8 | 0.206 | F | 8 | 0.14 | F | 8 | 0 | 1 | D | 9 | 5 | C | 8
[26 empty] | 3343600% | 16:00 | 935 | 1322 | 658 | 1 | 24 | 638 | 1 | 27 | 206 | 1 | 24 | 687 | 1 | 24 | 642 | 1 | 27 | 232 | 1 | 24 | 571 | 1 | 43 | 3 | A | 7 | 3 | E | 9 | 33.9 | A | 7 | 18.3 | A | 7 | 40 | A | 7 | 987 | E | 9 | 220 | A | 7 | 5.1 | A | 7 | 9600 | B | 7 | 77777 | A | 7 | 2.7 | E | 8 | 0.206 | F | 8 | 0.14 | F | 8 | 0 | 1 | D | 9 | 5 | C | 8
[26 empty] | 3343600% | 17:00 | 731 | 1322 | 445 | 1 | 24 | 502 | 1 | 27 | 167 | 1 | 24 | 477 | 1 | 24 | 511 | 1 | 27 | 194 | 1 | 24 | 368 | 1 | 43 | 2 | A | 7 | 2 | E | 9 | 34.4 | A | 7 | 18.3 | A | 7 | 39 | A | 7 | 987 | E | 9 | 210 | A | 7 | 4.6 | A | 7 | 9600 | B | 7 | 77777 | A | 7 | 2.7 | E | 8 | 0.206 | F | 8 | 0.14 | F | 8 | 0 | 1 | D | 9 | 5 | C | 8
[26 empty] | 3343600% | 18:00 | 499 | 1322 | 276 | 1 | 24 | 434 | 1 | 27 | 112 | 1 | 24 | 293 | 1 | 24 | 411 | 1 | 27 | 138 | 1 | 24 | 214 | 1 | 43 | 3 | A | 7 | 3 | E | 9 | 33.3 | A | 7 | 18.3 | A | 7 | 41 | A | 7 | 987 | E | 9 | 180 | A | 7 | 4.1 | A | 7 | 11200 | B | 7 | 77777 | A | 7 | 2.7 | E | 8 | 0.206 | F | 8 | 0.14 | F | 8 | 0 | 1 | D | 9 | 0 | C | 8
[26 empty] | 3343600% | 19:00 | 253 | 1322 | 103 | 1 | 24 | 200 | 1 | 27 | 64 | 1 | 24 | 109 | 1 | 24 | 146 | 1 | 27 | 81 | 1 | 24 | 120 | 1 | 43 | 2 | A | 7 | 2 | E | 9 | 31.1 | A | 7 | 18.3 | A | 7 | 47 | A | 7 | 987 | E | 9 | 180 | A | 7 | 6.2 | A | 7 | 11200 | B | 7 | 77777 | A | 7 | 2.7 | E | 8 | 0.206 | F | 8 | 0.14 | F | 8 | 0 | 1 | D | 9 | 0 | C | 8
[26 empty] | 3343600% | 20:00 | 37 | 782 | 7 | 1 | 24 | 0 | 1 | 27 | 7 | 1 | 24 | 8 | 1 | 24 | 0 | 1 | 27 | 8 | 1 | 24 | 27 | 1 | 43 | 9 | A | 7 | 9 | E | 9 | 29.4 | A | 7 | 17.8 | A | 7 | 50 | A | 7 | 987 | E | 9 | 200 | A | 7 | 6.2 | A | 7 | 12800 | B | 7 | 6000 | A | 7 | 2.7 | E | 8 | 0.206 | F | 8 | 0.14 | F | 8 | 0 | 1 | D | 9 | 0 | C | 8
[26 empty] | 3343600% | 21:00 | 0 | 0 | 0 | 1 | 0 | 0 | 1 | 0 | 0 | 1 | 0 | 0 | 1 | 0 | 0 | 1 | 0 | 0 | 1 | 0 | 0 | 1 | 0 | 9 | A | 7 | 9 | E | 9 | 28.3 | A | 7 | 17.2 | A | 7 | 51 | A | 7 | 987 | E | 9 | 200 | A | 7 | 5.1 | A | 7 | 12800 | B | 7 | 2400 | A | 7 | 2.7 | E | 8 | 0.206 | F | 8 | 0.14 | F | 8 | 0 | 1 | D | 9 | 0 | C | 8
[26 empty] | 3343600% | 22:00 | 0 | 0 | 0 | 1 | 0 | 0 | 1 | 0 | 0 | 1 | 0 | 0 | 1 | 0 | 0 | 1 | 0 | 0 | 1 | 0 | 0 | 1 | 0 | 8 | E | 9 | 8 | E | 9 | 27.9 | E | 9 | 16.4 | E | 9 | 50 | A | 7 | 987 | E | 9 | 230 | E | 9 | 5.3 | E | 9 | 12800 | C | 8 | 4519 | E | 9 | 2.7 | E | 8 | 0.206 | F | 8 | 0.14 | F | 8 | 0 | 1 | D | 9 | 0 | C | 8
[26 empty] | 3343600% | 23:00 | 0 | 0 | 0 | 1 | 0 | 0 | 1 | 0 | 0 | 1 | 0 | 0 | 1 | 0 | 0 | 1 | 0 | 0 | 1 | 0 | 0 | 1 | 0 | 8 | E | 9 | 7 | E | 9 | 27.5 | E | 9 | 17.6 | E | 9 | 55 | A | 7 | 987 | E | 9 | 130 | E | 9 | 2.9 | E | 9 | 12800 | C | 8 | 6639 | E | 9 | 2.7 | E | 8 | 0.206 | F | 8 | 0.14 | F | 8 | 0 | 1 | D | 9 | 0 | C | 8
[26 empty] | 3343600% | 24:00 | 0 | 0 | 0 | 1 | 0 | 0 | 1 | 0 | 0 | 1 | 0 | 0 | 1 | 0 | 0 | 1 | 0 | 0 | 1 | 0 | 0 | 1 | 0 | 7 | E | 9 | 7 | E | 9 | 27.1 | E | 9 | 18.8 | E | 9 | 60 | A | 7 | 987 | E | 9 | 130 | E | 9 | 3 | E | 9 | 12800 | C | 8 | 8758 | E | 9 | 2.7 | E | 8 | 0.206 | F | 8 | 0.14 | F | 8 | 0 | 1 | D | 9 | 0 | C | 8
[26 empty] | 3343700% | 1:00 | 0 | 0 | 0 | 1 | 0 | 0 | 1 | 0 | 0 | 1 | 0 | 0 | 1 | 0 | 0 | 1 | 0 | 0 | 1 | 0 | 0 | 1 | 0 | 6 | E | 9 | 6 | E | 9 | 25.7 | E | 9 | 18 | E | 9 | 62 | A | 7 | 987 | E | 9 | 280 | E | 9 | 5.8 | E | 9 | 12800 | C | 8 | 10878 | E | 9 | 2.7 | E | 8 | 0.207 | F | 8 | 0.14 | F | 8 | 0 | 1 | D | 9 | 0 | C | 8
[26 empty] | 3343700% | 2:00 | 0 | 0 | 0 | 1 | 0 | 0 | 1 | 0 | 0 | 1 | 0 | 0 | 1 | 0 | 0 | 1 | 0 | 0 | 1 | 0 | 0 | 1 | 0 | 5 | E | 9 | 5 | E | 9 | 24.4 | E | 9 | 18.1 | E | 9 | 68 | A | 7 | 987 | E | 9 | 310 | E | 9 | 5.5 | E | 9 | 12800 | C | 8 | 12997 | E | 9 | 2.7 | E | 8 | 0.207 | F | 8 | 0.14 | F | 8 | 0 | 1 | D | 9 | 0 | C | 8
[26 empty] | 3343700% | 3:00 | 0 | 0 | 0 | 1 | 0 | 0 | 1 | 0 | 0 | 1 | 0 | 0 | 1 | 0 | 0 | 1 | 0 | 0 | 1 | 0 | 0 | 1 | 0 | 4 | E | 9 | 4 | E | 9 | 24 | E | 9 | 18.3 | E | 9 | 70 | A | 7 | 987 | E | 9 | 160 | E | 9 | 3.6 | E | 9 | 12800 | C | 8 | 15117 | E | 9 | 2.7 | E | 8 | 0.207 | F | 8 | 0.14 | F | 8 | 0 | 1 | D | 9 | 0 | C | 8
[26 empty] | 3343700% | 4:00 | 0 | 0 | 0 | 1 | 0 | 0 | 1 | 0 | 0 | 1 | 0 | 0 | 1 | 0 | 0 | 1 | 0 | 0 | 1 | 0 | 0 | 1 | 0 | 3 | E | 9 | 3 | E | 9 | 20.6 | E | 9 | 19.5 | E | 9 | 93 | A | 7 | 987 | E | 9 | 30 | E | 9 | 5.8 | E | 9 | 12800 | C | 8 | 17236 | E | 9 | 2.7 | E | 8 | 0.207 | F | 8 | 0.14 | F | 8 | 0 | 1 | D | 9 | 0 | C | 8
[26 empty] | 3343700% | 5:00 | 0 | 11 | 0 | 1 | 0 | 0 | 1 | 0 | 0 | 1 | 0 | 0 | 1 | 1 | 0 | 1 | 2 | 0 | 1 | 2 | 0 | 1 | 1 | 3 | E | 9 | 2 | E | 9 | 23.2 | E | 9 | 18.7 | E | 9 | 76 | A | 7 | 987 | E | 9 | 350 | E | 9 | 5.4 | E | 9 | 12800 | C | 8 | 19356 | E | 9 | 2.7 | E | 8 | 0.207 | F | 8 | 0.14 | F | 8 | 0 | 1 | D | 9 | 0 | C | 8
[26 empty] | 3343700% | 6:00 | 115 | 1322 | 32 | 1 | 24 | 32 | 1 | 27 | 29 | 1 | 24 | 35 | 1 | 24 | 16 | 1 | 27 | 33 | 1 | 24 | 60 | 1 | 43 | 2 | A | 7 | 2 | E | 9 | 22.8 | A | 7 | 18.9 | A | 7 | 79 | A | 7 | 987 | E | 9 | 180 | A | 7 | 4.1 | A | 7 | 12800 | B | 7 | 77777 | A | 7 | 2.7 | E | 8 | 0.207 | F | 8 | 0.14 | F | 8 | 0 | 1 | D | 9 | 0 | C | 8
[26 empty] | 3343700% | 7:00 | 358 | 1322 | 173 | 1 | 24 | 276 | 1 | 27 | 98 | 1 | 24 | 183 | 1 | 24 | 239 | 1 | 27 | 119 | 1 | 24 | 191 | 1 | 43 | 3 | A | 7 | 3 | E | 9 | 24.4 | A | 7 | 19.4 | A | 7 | 74 | A | 7 | 987 | E | 9 | 180 | A | 7 | 3.1 | A | 7 | 11200 | B | 7 | 77777 | A | 7 | 2.7 | E | 8 | 0.207 | F | 8 | 0.14 | F | 8 | 0 | 1 | D | 9 | 0 | C | 8
[26 empty] | 3343700% | 8:00 | 600 | 1322 | 347 | 1 | 24 | 386 | 1 | 27 | 172 | 1 | 24 | 373 | 1 | 24 | 393 | 1 | 27 | 194 | 1 | 24 | 370 | 1 | 43 | 2 | A | 7 | 2 | E | 9 | 26.7 | A | 7 | 19.4 | A | 7 | 64 | A | 7 | 987 | E | 9 | 200 | A | 7 | 3.1 | A | 7 | 9600 | B | 7 | 77777 | A | 7 | 2.7 | E | 8 | 0.207 | F | 8 | 0.14 | F | 8 | 0 | 1 | D | 9 | 5 | C | 8
[26 empty] | 3343700% | 9:00 | 823 | 1322 | 487 | 1 | 24 | 483 | 1 | 27 | 186 | 1 | 24 | 525 | 1 | 24 | 498 | 1 | 27 | 215 | 1 | 24 | 448 | 1 | 43 | 3 | A | 7 | 3 | E | 9 | 28.9 | A | 7 | 19.4 | A | 7 | 57 | A | 7 | 987 | E | 9 | 180 | A | 7 | 2.1 | A | 7 | 9600 | B | 7 | 77777 | A | 7 | 2.7 | E | 8 | 0.207 | F | 8 | 0.14 | F | 8 | 0 | 1 | D | 9 | 5 | C | 8
[26 empty] | 3343700% | 10:00 | 1010 | 1322 | 473 | 1 | 24 | 84 | 1 | 27 | 408 | 1 | 24 | 520 | 1 | 24 | 87 | 1 | 27 | 453 | 1 | 24 | 1499 | 1 | 43 | 10 | A | 7 | 9 | E | 9 | 29.4 | A | 7 | 18.9 | A | 7 | 53 | A | 7 | 987 | E | 9 | 240 | A | 7 | 3.1 | A | 7 | 9600 | B | 7 | 77777 | A | 7 | 2.8 | E | 8 | 0.207 | F | 8 | 0.14 | F | 8 | 0 | 1 | D | 9 | 5 | C | 8
[26 empty] | 3343700% | 11:00 | 1149 | 1322 | 675 | 1 | 24 | 431 | 1 | 27 | 300 | 1 | 24 | 729 | 1 | 24 | 451 | 1 | 27 | 337 | 1 | 24 | 1396 | 1 | 43 | 9 | A | 7 | 6 | E | 9 | 32.2 | A | 7 | 18.3 | A | 7 | 44 | A | 7 | 987 | E | 9 | 260 | A | 7 | 4.1 | A | 7 | 9600 | B | 7 | 77777 | A | 7 | 2.8 | E | 8 | 0.207 | F | 8 | 0.14 | F | 8 | 0 | 1 | D | 9 | 5 | C | 8
[26 empty] | 3343700% | 12:00 | 1230 | 1322 | 758 | 1 | 24 | 313 | 1 | 27 | 467 | 1 | 24 | 826 | 1 | 24 | 340 | 1 | 27 | 509 | 1 | 24 | 2746 | 1 | 43 | 9 | A | 7 | 6 | E | 9 | 33.3 | A | 7 | 18.9 | A | 7 | 43 | A | 7 | 987 | E | 9 | 220 | A | 7 | 6.7 | A | 7 | 9600 | B | 7 | 77777 | A | 7 | 2.8 | E | 8 | 0.207 | F | 8 | 0.14 | F | 8 | 0 | 1 | D | 9 | 5 | C | 8
[26 empty] | 3343700% | 13:00 | 1249 | 1322 | 667 | 1 | 24 | 395 | 1 | 27 | 294 | 1 | 24 | 732 | 1 | 24 | 414 | 1 | 27 | 340 | 1 | 24 | 2097 | 1 | 43 | 9 | A | 7 | 6 | E | 9 | 35 | A | 7 | 19.4 | A | 7 | 40 | A | 7 | 987 | E | 9 | 260 | A | 7 | 5.1 | A | 7 | 9600 | B | 7 | 77777 | A | 7 | 2.9 | E | 8 | 0.207 | F | 8 | 0.14 | F | 8 | 0 | 1 | D | 9 | 5 | C | 8
[26 empty] | 3343700% | 14:00 | 1203 | 1322 | 680 | 1 | 24 | 269 | 1 | 27 | 435 | 1 | 24 | 742 | 1 | 24 | 292 | 1 | 27 | 476 | 1 | 24 | 2279 | 1 | 43 | 9 | A | 7 | 6 | E | 9 | 34.4 | A | 7 | 20 | A | 7 | 43 | A | 7 | 987 | E | 9 | 210 | A | 7 | 5.7 | A | 7 | 6400 | B | 7 | 6000 | A | 7 | 2.9 | E | 8 | 0.207 | F | 8 | 0.14 | F | 8 | 0 | 1 | D | 9 | 5 | C | 8
[26 empty] | 3343700% | 15:00 | 1095 | 1322 | 689 | 1 | 24 | 522 | 1 | 27 | 256 | 1 | 24 | 751 | 1 | 24 | 546 | 1 | 27 | 297 | 1 | 24 | 1010 | 1 | 43 | 3 | A | 7 | 3 | E | 9 | 35 | A | 7 | 20 | A | 7 | 42 | A | 7 | 987 | E | 9 | 200 | A | 7 | 5.1 | A | 7 | 6400 | B | 7 | 77777 | A | 7 | 2.9 | E | 8 | 0.207 | F | 8 | 0.14 | F | 8 | 0 | 1 | D | 9 | 5 | C | 8
[26 empty] | 3343700% | 16:00 | 934 | 1322 | 635 | 1 | 24 | 557 | 1 | 27 | 241 | 1 | 24 | 679 | 1 | 24 | 578 | 1 | 27 | 270 | 1 | 24 | 683 | 1 | 43 | 2 | A | 7 | 2 | E | 9 | 35 | A | 7 | 20.6 | A | 7 | 43 | A | 7 | 987 | E | 9 | 200 | A | 7 | 3.6 | A | 7 | 6400 | B | 7 | 77777 | A | 7 | 3 | E | 8 | 0.207 | F | 8 | 0.14 | F | 8 | 0 | 1 | D | 9 | 5 | C | 8
[26 empty] | 3343700% | 17:00 | 730 | 1322 | 352 | 1 | 24 | 274 | 1 | 27 | 201 | 1 | 24 | 382 | 1 | 24 | 289 | 1 | 27 | 222 | 1 | 24 | 465 | 1 | 43 | 9 | A | 7 | 6 | E | 9 | 33.9 | A | 7 | 20.6 | A | 7 | 46 | A | 7 | 987 | E | 9 | 200 | A | 7 | 5.7 | A | 7 | 4800 | B | 7 | 77777 | A | 7 | 3 | E | 8 | 0.207 | F | 8 | 0.14 | F | 8 | 0 | 1 | D | 9 | 5 | C | 8
[26 empty] | 3343700% | 18:00 | 497 | 1322 | 203 | 1 | 25 | 89 | 1 | 28 | 169 | 1 | 25 | 222 | 1 | 25 | 85 | 1 | 28 | 190 | 1 | 25 | 454 | 1 | 45 | 9 | B | 8 | 6 | B | 8 | 33.3 | B | 8 | 20.6 | B | 8 | 47 | A | 7 | 987 | E | 9 | 190 | B | 8 | 5.4 | B | 8 | 5600 | C | 8 | 14750 | B | 8 | 3 | E | 8 | 0.207 | F | 8 | 0.14 | F | 8 | 0 | 1 | D | 9 | 5 | C | 8
[26 empty] | 3343700% | 19:00 | 251 | 1322 | 92 | 1 | 24 | 45 | 1 | 27 | 83 | 1 | 24 | 100 | 1 | 24 | 36 | 1 | 27 | 93 | 1 | 24 | 197 | 1 | 43 | 9 | A | 7 | 6 | E | 9 | 32.2 | A | 7 | 20.6 | A | 7 | 50 | A | 7 | 987 | E | 9 | 180 | A | 7 | 5.1 | A | 7 | 6400 | B | 7 | 7500 | A | 7 | 3.1 | E | 8 | 0.207 | F | 8 | 0.14 | F | 8 | 0 | 1 | D | 9 | 5 | C | 8
[26 empty] | 3343700% | 20:00 | 36 | 760 | 8 | 1 | 24 | 1 | 1 | 27 | 7 | 1 | 24 | 8 | 1 | 24 | 0 | 1 | 27 | 8 | 1 | 24 | 27 | 1 | 43 | 9 | A | 7 | 6 | E | 9 | 31.7 | A | 7 | 20.6 | A | 7 | 52 | A | 7 | 987 | E | 9 | 170 | A | 7 | 3.6 | A | 7 | 9600 | B | 7 | 7500 | A | 7 | 3.1 | E | 8 | 0.207 | F | 8 | 0.14 | F | 8 | 0 | 1 | D | 9 | 5 | C | 8
[26 empty] | 3343700% | 21:00 | 0 | 0 | 0 | 1 | 0 | 0 | 1 | 0 | 0 | 1 | 0 | 0 | 1 | 0 | 0 | 1 | 0 | 0 | 1 | 0 | 0 | 1 | 0 | 9 | A | 7 | 6 | E | 9 | 30 | A | 7 | 21.1 | A | 7 | 59 | A | 7 | 987 | E | 9 | 180 | A | 7 | 3.6 | A | 7 | 11200 | B | 7 | 7500 | A | 7 | 3.1 | E | 8 | 0.207 | F | 8 | 0.14 | F | 8 | 0 | 1 | D | 9 | 0 | C | 8
[26 empty] | 3343700% | 22:00 | 0 | 0 | 0 | 1 | 0 | 0 | 1 | 0 | 0 | 1 | 0 | 0 | 1 | 0 | 0 | 1 | 0 | 0 | 1 | 0 | 0 | 1 | 0 | 9 | B | 8 | 7 | B | 8 | 29 | B | 8 | 21.3 | B | 8 | 63 | A | 7 | 987 | E | 9 | 180 | B | 8 | 3.4 | B | 8 | 11400 | C | 8 | 6788 | B | 8 | 3.2 | E | 8 | 0.207 | F | 8 | 0.14 | F | 8 | 0 | 1 | D | 9 | 0 | C | 8
[26 empty] | 3343700% | 23:00 | 0 | 0 | 0 | 1 | 0 | 0 | 1 | 0 | 0 | 1 | 0 | 0 | 1 | 0 | 0 | 1 | 0 | 0 | 1 | 0 | 0 | 1 | 0 | 9 | B | 8 | 7 | B | 8 | 28.2 | B | 8 | 21.3 | B | 8 | 66 | A | 7 | 987 | E | 9 | 180 | B | 8 | 3.2 | B | 8 | 11600 | C | 8 | 6075 | B | 8 | 3.2 | E | 8 | 0.207 | F | 8 | 0.14 | F | 8 | 0 | 1 | D | 9 | 0 | C | 8
[26 empty] | 3343700% | 24:00 | 0 | 0 | 0 | 1 | 0 | 0 | 1 | 0 | 0 | 1 | 0 | 0 | 1 | 0 | 0 | 1 | 0 | 0 | 1 | 0 | 0 | 1 | 0 | 9 | B | 8 | 8 | B | 8 | 27.5 | B | 8 | 21.3 | B | 8 | 69 | A | 7 | 987 | E | 9 | 180 | B | 8 | 3 | B | 8 | 11800 | C | 8 | 5363 | B | 8 | 3.2 | E | 8 | 0.207 | F | 8 | 0.14 | F | 8 | 0 | 1 | D | 9 | 0 | C | 8
[26 empty] | 3343800% | 1:00 | 0 | 0 | 0 | 1 | 0 | 0 | 1 | 0 | 0 | 1 | 0 | 0 | 1 | 0 | 0 | 1 | 0 | 0 | 1 | 0 | 0 | 1 | 0 | 10 | B | 8 | 8 | B | 8 | 27 | B | 8 | 21.3 | B | 8 | 71 | A | 7 | 987 | E | 9 | 180 | B | 8 | 2.9 | B | 8 | 12000 | C | 8 | 4650 | B | 8 | 3.3 | E | 8 | 0.209 | F | 8 | 0.14 | F | 8 | 0 | 1 | D | 9 | 0 | C | 8
[26 empty] | 3343800% | 2:00 | 0 | 0 | 0 | 1 | 0 | 0 | 1 | 0 | 0 | 1 | 0 | 0 | 1 | 0 | 0 | 1 | 0 | 0 | 1 | 0 | 0 | 1 | 0 | 10 | B | 8 | 9 | B | 8 | 26.3 | B | 8 | 21.4 | B | 8 | 74 | A | 7 | 987 | E | 9 | 180 | B | 8 | 2.7 | B | 8 | 12200 | C | 8 | 3938 | B | 8 | 3.3 | E | 8 | 0.209 | F | 8 | 0.14 | F | 8 | 0 | 1 | D | 9 | 0 | C | 8
[26 empty] | 3343800% | 3:00 | 0 | 0 | 0 | 1 | 0 | 0 | 1 | 0 | 0 | 1 | 0 | 0 | 1 | 0 | 0 | 1 | 0 | 0 | 1 | 0 | 0 | 1 | 0 | 10 | B | 8 | 9 | B | 8 | 25.9 | B | 8 | 21.5 | B | 8 | 77 | A | 7 | 987 | E | 9 | 180 | B | 8 | 2.5 | B | 8 | 12400 | C | 8 | 3225 | B | 8 | 3.3 | E | 8 | 0.209 | F | 8 | 0.14 | F | 8 | 0 | 1 | D | 9 | 0 | C | 8
[26 empty] | 3343800% | 4:00 | 0 | 0 | 0 | 1 | 0 | 0 | 1 | 0 | 0 | 1 | 0 | 0 | 1 | 0 | 0 | 1 | 0 | 0 | 1 | 0 | 0 | 1 | 0 | 10 | B | 8 | 10 | B | 8 | 25.4 | B | 8 | 21.6 | B | 8 | 80 | A | 7 | 987 | E | 9 | 180 | B | 8 | 2.3 | B | 8 | 12600 | C | 8 | 2513 | B | 8 | 3.4 | E | 8 | 0.209 | F | 8 | 0.14 | F | 8 | 0 | 1 | D | 9 | 0 | C | 8
[26 empty] | 3343800% | 5:00 | 0 | 11 | 0 | 1 | 0 | 0 | 1 | 0 | 0 | 1 | 0 | 0 | 1 | 1 | 0 | 1 | 2 | 0 | 1 | 2 | 0 | 1 | 1 | 10 | A | 7 | 10 | E | 9 | 25 | A | 7 | 21.7 | A | 7 | 82 | A | 7 | 987 | E | 9 | 180 | A | 7 | 2.1 | A | 7 | 12800 | B | 7 | 1800 | A | 7 | 3.4 | E | 8 | 0.209 | F | 8 | 0.14 | F | 8 | 0 | 1 | D | 9 | 0 | C | 8
[26 empty] | 3343800% | 6:00 | 113 | 1323 | 20 | 1 | 24 | 0 | 1 | 27 | 20 | 1 | 24 | 23 | 1 | 24 | 0 | 1 | 27 | 23 | 1 | 24 | 71 | 1 | 43 | 10 | A | 7 | 10 | E | 9 | 24.4 | A | 7 | 22.2 | A | 7 | 88 | A | 7 | 987 | E | 9 | 330 | A | 7 | 2.1 | A | 7 | 16000 | B | 7 | 2700 | A | 7 | 3.4 | E | 8 | 0.209 | F | 8 | 0.14 | F | 8 | 0 | 1 | D | 9 | 0 | C | 8
[26 empty] | 3343800% | 7:00 | 356 | 1323 | 54 | 1 | 24 | 0 | 1 | 27 | 54 | 1 | 24 | 63 | 1 | 24 | 0 | 1 | 27 | 63 | 1 | 24 | 221 | 1 | 43 | 10 | A | 7 | 10 | E | 9 | 25 | A | 7 | 23.3 | A | 7 | 90 | A | 7 | 987 | E | 9 | 200 | A | 7 | 3.6 | A | 7 | 16000 | B | 7 | 2700 | A | 7 | 3.5 | E | 8 | 0.209 | F | 8 | 0.14 | F | 8 | 0 | 1 | D | 9 | 0 | C | 8
[26 empty] | 3343800% | 8:00 | 598 | 1323 | 106 | 1 | 24 | 0 | 1 | 27 | 106 | 1 | 24 | 125 | 1 | 24 | 0 | 1 | 27 | 125 | 1 | 24 | 467 | 1 | 43 | 10 | A | 7 | 10 | E | 9 | 25 | A | 7 | 21.7 | A | 7 | 82 | A | 7 | 987 | E | 9 | 190 | A | 7 | 2.6 | A | 7 | 16000 | B | 7 | 2400 | A | 7 | 3.5 | E | 8 | 0.209 | F | 8 | 0.14 | F | 8 | 0 | 1 | D | 9 | 0 | C | 8
[26 empty] | 3343800% | 9:00 | 821 | 1323 | 163 | 1 | 24 | 0 | 1 | 27 | 163 | 1 | 24 | 194 | 1 | 24 | 0 | 1 | 27 | 194 | 1 | 24 | 762 | 1 | 43 | 10 | A | 7 | 10 | E | 9 | 26.7 | A | 7 | 22.2 | A | 7 | 76 | A | 7 | 987 | E | 9 | 230 | A | 7 | 2.6 | A | 7 | 16000 | B | 7 | 2400 | A | 7 | 3.5 | E | 8 | 0.209 | F | 8 | 0.14 | F | 8 | 0 | 1 | D | 9 | 0 | C | 8
[26 empty] | 3343800% | 10:00 | 1008 | 1323 | 211 | 1 | 24 | 0 | 1 | 27 | 211 | 1 | 24 | 253 | 1 | 24 | 0 | 1 | 27 | 253 | 1 | 24 | 1023 | 1 | 43 | 10 | A | 7 | 10 | E | 9 | 28.9 | A | 7 | 21.7 | A | 7 | 65 | A | 7 | 987 | E | 9 | 0 | A | 7 | 0 | A | 7 | 9600 | B | 7 | 3000 | A | 7 | 3.5 | E | 8 | 0.209 | F | 8 | 0.14 | F | 8 | 0 | 1 | D | 9 | 5 | C | 8
[26 empty] | 3343800% | 11:00 | 1147 | 1323 | 309 | 1 | 24 | 0 | 1 | 27 | 309 | 1 | 24 | 368 | 1 | 24 | 0 | 1 | 27 | 368 | 1 | 24 | 1427 | 1 | 43 | 10 | A | 7 | 10 | E | 9 | 31.7 | A | 7 | 21.1 | A | 7 | 54 | A | 7 | 987 | E | 9 | 290 | A | 7 | 2.1 | A | 7 | 6400 | B | 7 | 3600 | A | 7 | 3.5 | E | 8 | 0.209 | F | 8 | 0.14 | F | 8 | 0 | 1 | D | 9 | 5 | C | 8
[26 empty] | 3343800% | 12:00 | 1229 | 1323 | 335 | 1 | 24 | 0 | 1 | 27 | 335 | 1 | 24 | 401 | 1 | 24 | 0 | 1 | 27 | 401 | 1 | 24 | 1542 | 1 | 43 | 10 | A | 7 | 10 | E | 9 | 32.8 | A | 7 | 20.6 | A | 7 | 49 | A | 7 | 987 | E | 9 | 290 | A | 7 | 2.1 | A | 7 | 6400 | B | 7 | 5400 | A | 7 | 3.5 | E | 8 | 0.209 | F | 8 | 0.14 | F | 8 | 0 | 1 | D | 9 | 5 | C | 8
[26 empty] | 3343800% | 13:00 | 1248 | 1323 | 341 | 1 | 24 | 0 | 1 | 27 | 341 | 1 | 24 | 408 | 1 | 24 | 0 | 1 | 27 | 408 | 1 | 24 | 1569 | 1 | 43 | 10 | A | 7 | 10 | E | 9 | 33.9 | A | 7 | 20.6 | A | 7 | 46 | A | 7 | 987 | E | 9 | 0 | A | 7 | 0 | A | 7 | 6400 | B | 7 | 5400 | A | 7 | 3.5 | E | 8 | 0.209 | F | 8 | 0.14 | F | 8 | 0 | 1 | D | 9 | 5 | C | 8
[26 empty] | 3343800% | 14:00 | 1202 | 1323 | 326 | 1 | 24 | 0 | 1 | 27 | 326 | 1 | 24 | 389 | 1 | 24 | 0 | 1 | 27 | 389 | 1 | 24 | 1503 | 1 | 43 | 10 | A | 7 | 10 | E | 9 | 35 | A | 7 | 20.6 | A | 7 | 43 | A | 7 | 987 | E | 9 | 300 | A | 7 | 6.2 | A | 7 | 6400 | B | 7 | 5400 | A | 7 | 3.5 | E | 8 | 0.209 | F | 8 | 0.14 | F | 8 | 0 | 1 | D | 9 | 5 | C | 8
[26 empty] | 3343800% | 15:00 | 1094 | 1323 | 292 | 1 | 24 | 0 | 1 | 27 | 292 | 1 | 24 | 346 | 1 | 24 | 0 | 1 | 27 | 346 | 1 | 24 | 1352 | 1 | 43 | 10 | A | 7 | 10 | E | 9 | 36.1 | A | 7 | 21.7 | A | 7 | 43 | A | 7 | 987 | E | 9 | 240 | A | 7 | 6.2 | A | 7 | 6400 | B | 7 | 5400 | A | 7 | 3.5 | E | 8 | 0.209 | F | 8 | 0.14 | F | 8 | 0 | 1 | D | 9 | 5 | C | 8
[26 empty] | 3343800% | 16:00 | 933 | 1323 | 240 | 1 | 24 | 0 | 1 | 27 | 240 | 1 | 24 | 282 | 1 | 24 | 0 | 1 | 27 | 282 | 1 | 24 | 1095 | 1 | 43 | 10 | A | 7 | 10 | E | 9 | 34.4 | A | 7 | 21.1 | A | 7 | 46 | A | 7 | 987 | E | 9 | 260 | A | 7 | 3.1 | A | 7 | 6400 | B | 7 | 5400 | A | 7 | 3.5 | E | 8 | 0.209 | F | 8 | 0.14 | F | 8 | 0 | 1 | D | 9 | 5 | C | 8
[26 empty] | 3343800% | 17:00 | 728 | 1323 | 174 | 1 | 24 | 0 | 1 | 27 | 174 | 1 | 24 | 203 | 1 | 24 | 0 | 1 | 27 | 203 | 1 | 24 | 758 | 1 | 43 | 10 | A | 7 | 10 | E | 9 | 33.9 | A | 7 | 21.7 | A | 7 | 49 | A | 7 | 987 | E | 9 | 180 | A | 7 | 5.7 | A | 7 | 6400 | B | 7 | 4500 | A | 7 | 3.5 | E | 8 | 0.209 | F | 8 | 0.14 | F | 8 | 0 | 1 | D | 9 | 5 | C | 8
[26 empty] | 3343800% | 18:00 | 495 | 1323 | 102 | 1 | 24 | 0 | 1 | 27 | 102 | 1 | 24 | 118 | 1 | 24 | 0 | 1 | 27 | 118 | 1 | 24 | 418 | 1 | 43 | 10 | A | 7 | 10 | E | 9 | 32.8 | A | 7 | 21.1 | A | 7 | 50 | A | 7 | 987 | E | 9 | 200 | A | 7 | 4.1 | A | 7 | 6400 | B | 7 | 4500 | A | 7 | 3.5 | E | 8 | 0.209 | F | 8 | 0.14 | F | 8 | 0 | 1 | D | 9 | 5 | C | 8
[26 empty] | 3343800% | 19:00 | 249 | 1323 | 52 | 1 | 24 | 0 | 1 | 27 | 52 | 1 | 24 | 59 | 1 | 24 | 0 | 1 | 27 | 59 | 1 | 24 | 189 | 1 | 43 | 10 | A | 7 | 10 | E | 9 | 32.2 | A | 7 | 21.1 | A | 7 | 52 | A | 7 | 987 | E | 9 | 210 | A | 7 | 5.1 | A | 7 | 6400 | B | 7 | 3600 | A | 7 | 3.5 | E | 8 | 0.209 | F | 8 | 0.14 | F | 8 | 0 | 1 | D | 9 | 5 | C | 8
[26 empty] | 3343800% | 20:00 | 35 | 761 | 6 | 1 | 24 | 0 | 1 | 27 | 6 | 1 | 24 | 7 | 1 | 24 | 0 | 1 | 27 | 7 | 1 | 24 | 23 | 1 | 43 | 10 | A | 7 | 10 | E | 9 | 30.6 | A | 7 | 21.1 | A | 7 | 57 | A | 7 | 987 | E | 9 | 200 | A | 7 | 3.6 | A | 7 | 4800 | B | 7 | 3600 | A | 7 | 3.5 | E | 8 | 0.209 | F | 8 | 0.14 | F | 8 | 0 | 1 | D | 9 | 5 | C | 8
[26 empty] | 3343800% | 21:00 | 0 | 0 | 0 | 1 | 0 | 0 | 1 | 0 | 0 | 1 | 0 | 0 | 1 | 0 | 0 | 1 | 0 | 0 | 1 | 0 | 0 | 1 | 0 | 10 | A | 7 | 10 | E | 9 | 30.6 | A | 7 | 21.7 | A | 7 | 59 | A | 7 | 987 | E | 9 | 200 | A | 7 | 4.1 | A | 7 | 4800 | B | 7 | 3600 | A | 7 | 3.5 | E | 8 | 0.209 | F | 8 | 0.14 | F | 8 | 0 | 1 | D | 9 | 5 | C | 8
[26 empty] | 3343800% | 22:00 | 0 | 0 | 0 | 1 | 0 | 0 | 1 | 0 | 0 | 1 | 0 | 0 | 1 | 0 | 0 | 1 | 0 | 0 | 1 | 0 | 0 | 1 | 0 | 9 | E | 9 | 9 | E | 9 | 30.3 | E | 9 | 21.5 | E | 9 | 59 | A | 7 | 987 | E | 9 | 210 | E | 9 | 4 | E | 9 | 4622 | C | 8 | 5644 | E | 9 | 3.5 | E | 8 | 0.209 | F | 8 | 0.14 | F | 8 | 0 | 1 | D | 9 | 5 | C | 8
[26 empty] | 3343800% | 23:00 | 0 | 0 | 0 | 1 | 0 | 0 | 1 | 0 | 0 | 1 | 0 | 0 | 1 | 0 | 0 | 1 | 0 | 0 | 1 | 0 | 0 | 1 | 0 | 10 | E | 9 | 10 | E | 9 | 29 | E | 9 | 22.2 | E | 9 | 67 | A | 7 | 987 | E | 9 | 210 | E | 9 | 3.9 | E | 9 | 4444 | C | 8 | 7689 | E | 9 | 3.5 | E | 8 | 0.209 | F | 8 | 0.14 | F | 8 | 0 | 1 | D | 9 | 5 | C | 8
[26 empty] | 3343800% | 24:00 | 0 | 0 | 0 | 1 | 0 | 0 | 1 | 0 | 0 | 1 | 0 | 0 | 1 | 0 | 0 | 1 | 0 | 0 | 1 | 0 | 0 | 1 | 0 | 7 | E | 9 | 7 | E | 9 | 28.7 | E | 9 | 21 | E | 9 | 63 | A | 7 | 987 | E | 9 | 230 | E | 9 | 3.7 | E | 9 | 4266 | C | 8 | 9733 | E | 9 | 3.5 | E | 8 | 0.209 | F | 8 | 0.14 | F | 8 | 0 | 1 | D | 9 | 5 | C | 8
[26 empty] | 3343900% | 1:00 | 0 | 0 | 0 | 1 | 0 | 0 | 1 | 0 | 0 | 1 | 0 | 0 | 1 | 0 | 0 | 1 | 0 | 0 | 1 | 0 | 0 | 1 | 0 | 9 | E | 9 | 9 | E | 9 | 27.4 | E | 9 | 20.8 | E | 9 | 67 | A | 7 | 987 | E | 9 | 240 | E | 9 | 3.6 | E | 9 | 4088 | C | 8 | 11778 | E | 9 | 3.6 | E | 8 | 0.209 | F | 8 | 0.14 | F | 8 | 0 | 1 | D | 9 | 5 | C | 8
[26 empty] | 3343900% | 2:00 | 0 | 0 | 0 | 1 | 0 | 0 | 1 | 0 | 0 | 1 | 0 | 0 | 1 | 0 | 0 | 1 | 0 | 0 | 1 | 0 | 0 | 1 | 0 | 10 | E | 9 | 10 | E | 9 | 27.1 | E | 9 | 20.5 | E | 9 | 67 | A | 7 | 987 | E | 9 | 240 | E | 9 | 3.4 | E | 9 | 3911 | C | 8 | 13822 | E | 9 | 3.6 | E | 8 | 0.209 | F | 8 | 0.14 | F | 8 | 0 | 1 | D | 9 | 5 | C | 8
[26 empty] | 3343900% | 3:00 | 0 | 0 | 0 | 1 | 0 | 0 | 1 | 0 | 0 | 1 | 0 | 0 | 1 | 0 | 0 | 1 | 0 | 0 | 1 | 0 | 0 | 1 | 0 | 10 | E | 9 | 10 | E | 9 | 26.8 | E | 9 | 20.3 | E | 9 | 68 | A | 7 | 987 | E | 9 | 250 | E | 9 | 3.3 | E | 9 | 3733 | C | 8 | 15867 | E | 9 | 3.6 | E | 8 | 0.209 | F | 8 | 0.14 | F | 8 | 0 | 1 | D | 9 | 5 | C | 8
[26 empty] | 3343900% | 4:00 | 0 | 0 | 0 | 1 | 0 | 0 | 1 | 0 | 0 | 1 | 0 | 0 | 1 | 0 | 0 | 1 | 0 | 0 | 1 | 0 | 0 | 1 | 0 | 10 | E | 9 | 10 | E | 9 | 26.5 | E | 9 | 20.1 | E | 9 | 68 | A | 7 | 987 | E | 9 | 260 | E | 9 | 3.1 | E | 9 | 3555 | C | 8 | 17911 | E | 9 | 3.6 | E | 8 | 0.209 | F | 8 | 0.14 | F | 8 | 0 | 1 | D | 9 | 5 | C | 8
[26 empty] | 3343900% | 5:00 | 0 | 0 | 0 | 1 | 0 | 0 | 1 | 0 | 0 | 1 | 0 | 0 | 1 | 0 | 0 | 1 | 0 | 0 | 1 | 0 | 0 | 1 | 0 | 10 | E | 9 | 10 | E | 9 | 24.2 | E | 9 | 20.8 | E | 9 | 81 | A | 7 | 987 | E | 9 | 90 | E | 9 | 3 | E | 9 | 3377 | C | 8 | 19956 | E | 9 | 3.6 | E | 8 | 0.209 | F | 8 | 0.14 | F | 8 | 0 | 1 | D | 9 | 5 | C | 8
[26 empty] | 3343900% | 6:00 | 110 | 1312 | 24 | 1 | 24 | 0 | 1 | 27 | 24 | 1 | 24 | 27 | 1 | 24 | 0 | 1 | 27 | 27 | 1 | 24 | 83 | 1 | 43 | 10 | A | 7 | 10 | E | 9 | 23.9 | A | 7 | 20.6 | A | 7 | 82 | A | 7 | 987 | E | 9 | 100 | A | 7 | 3.1 | A | 7 | 3200 | B | 7 | 77777 | A | 7 | 3.6 | E | 8 | 0.209 | F | 8 | 0.14 | F | 8 | 0 | 1 | D | 9 | 5 | C | 8
[26 empty] | 3343900% | 7:00 | 353 | 1323 | 65 | 1 | 24 | 0 | 1 | 27 | 65 | 1 | 24 | 75 | 1 | 24 | 0 | 1 | 27 | 75 | 1 | 24 | 256 | 1 | 43 | 10 | A | 7 | 10 | E | 9 | 24.4 | A | 7 | 21.1 | A | 7 | 82 | A | 7 | 987 | E | 9 | 120 | A | 7 | 2.1 | A | 7 | 3200 | B | 7 | 77777 | A | 7 | 3.6 | E | 8 | 0.209 | F | 8 | 0.14 | F | 8 | 0 | 1 | D | 9 | 5 | C | 8
[26 empty] | 3343900% | 8:00 | 596 | 1323 | 134 | 1 | 25 | 0 | 1 | 28 | 134 | 1 | 25 | 155 | 1 | 25 | 0 | 1 | 28 | 155 | 1 | 25 | 562 | 1 | 45 | 10 | B | 8 | 10 | B | 8 | 26.9 | B | 8 | 21.7 | B | 8 | 73 | A | 7 | 987 | E | 9 | 160 | B | 8 | 1.9 | B | 8 | 3733 | C | 8 | 77777 | B | 8 | 3.6 | E | 8 | 0.209 | F | 8 | 0.14 | F | 8 | 0 | 1 | D | 9 | 5 | C | 8
[26 empty] | 3343900% | 9:00 | 819 | 1323 | 205 | 1 | 25 | 0 | 1 | 28 | 205 | 1 | 25 | 239 | 1 | 25 | 0 | 1 | 28 | 239 | 1 | 25 | 911 | 1 | 45 | 10 | B | 8 | 10 | B | 8 | 29.4 | B | 8 | 22 | B | 8 | 64 | A | 7 | 987 | E | 9 | 190 | B | 8 | 1.7 | B | 8 | 4266 | C | 8 | 77777 | B | 8 | 3.6 | E | 8 | 0.209 | F | 8 | 0.14 | F | 8 | 0 | 1 | D | 9 | 5 | C | 8
[26 empty] | 3343900% | 10:00 | 1006 | 1323 | 265 | 1 | 24 | 0 | 1 | 27 | 265 | 1 | 24 | 313 | 1 | 24 | 0 | 1 | 27 | 313 | 1 | 24 | 1221 | 1 | 43 | 10 | A | 7 | 10 | E | 9 | 31.7 | A | 7 | 22.2 | A | 7 | 57 | A | 7 | 987 | E | 9 | 230 | A | 7 | 1.5 | A | 7 | 4800 | B | 7 | 77777 | A | 7 | 3.6 | E | 8 | 0.209 | F | 8 | 0.14 | F | 8 | 0 | 1 | D | 9 | 5 | C | 8
[26 empty] | 3343900% | 11:00 | 1146 | 1323 | 309 | 1 | 24 | 0 | 1 | 27 | 309 | 1 | 24 | 368 | 1 | 24 | 0 | 1 | 27 | 368 | 1 | 24 | 1427 | 1 | 43 | 10 | A | 7 | 10 | E | 9 | 32.8 | A | 7 | 22.2 | A | 7 | 54 | A | 7 | 987 | E | 9 | 360 | A | 7 | 3.1 | A | 7 | 4800 | B | 7 | 77777 | A | 7 | 3.7 | E | 8 | 0.209 | F | 8 | 0.14 | F | 8 | 0 | 1 | D | 9 | 5 | C | 8
[26 empty] | 3343900% | 12:00 | 1228 | 1323 | 335 | 1 | 24 | 0 | 1 | 27 | 335 | 1 | 24 | 400 | 1 | 24 | 0 | 1 | 27 | 400 | 1 | 24 | 1542 | 1 | 43 | 10 | A | 7 | 10 | E | 9 | 33.3 | A | 7 | 22.2 | A | 7 | 52 | A | 7 | 987 | E | 9 | 250 | A | 7 | 2.6 | A | 7 | 4800 | B | 7 | 77777 | A | 7 | 3.7 | E | 8 | 0.209 | F | 8 | 0.14 | F | 8 | 0 | 1 | D | 9 | 5 | C | 8
[26 empty] | 3343900% | 13:00 | 1246 | 1323 | 341 | 1 | 24 | 0 | 1 | 27 | 341 | 1 | 24 | 408 | 1 | 24 | 0 | 1 | 27 | 408 | 1 | 24 | 1568 | 1 | 43 | 10 | A | 7 | 10 | E | 9 | 35 | A | 7 | 21.7 | A | 7 | 46 | A | 7 | 987 | E | 9 | 200 | A | 7 | 2.6 | A | 7 | 4800 | B | 7 | 3600 | A | 7 | 3.7 | E | 8 | 0.209 | F | 8 | 0.14 | F | 8 | 0 | 1 | D | 9 | 5 | C | 8
[26 empty] | 3343900% | 14:00 | 1200 | 1323 | 327 | 1 | 24 | 0 | 1 | 27 | 327 | 1 | 24 | 390 | 1 | 24 | 0 | 1 | 27 | 390 | 1 | 24 | 1506 | 1 | 43 | 10 | A | 7 | 10 | E | 9 | 33.9 | A | 7 | 21.7 | A | 7 | 49 | A | 7 | 987 | E | 9 | 220 | A | 7 | 2.1 | A | 7 | 4800 | B | 7 | 3600 | A | 7 | 3.7 | E | 8 | 0.209 | F | 8 | 0.14 | F | 8 | 0 | 1 | D | 9 | 5 | C | 8
[26 empty] | 3343900% | 15:00 | 1093 | 1323 | 234 | 1 | 24 | 0 | 1 | 27 | 234 | 1 | 24 | 282 | 1 | 24 | 0 | 1 | 27 | 282 | 1 | 24 | 1138 | 1 | 43 | 10 | A | 7 | 10 | E | 9 | 28.9 | A | 7 | 22.8 | A | 7 | 70 | A | 7 | 987 | E | 9 | 350 | A | 7 | 4.1 | A | 7 | 3200 | B | 7 | 1290 | A | 7 | 3.7 | E | 8 | 0.209 | F | 8 | 0.14 | F | 8 | 0 | 1 | D | 9 | 5 | C | 8
[26 empty] | 3343900% | 16:00 | 931 | 1323 | 241 | 1 | 24 | 0 | 1 | 27 | 241 | 1 | 24 | 283 | 1 | 24 | 0 | 1 | 27 | 283 | 1 | 24 | 1098 | 1 | 43 | 10 | A | 7 | 10 | E | 9 | 27.8 | A | 7 | 21.1 | A | 7 | 67 | A | 7 | 987 | E | 9 | 350 | A | 7 | 4.6 | A | 7 | 4800 | B | 7 | 3600 | A | 7 | 3.7 | E | 8 | 0.209 | F | 8 | 0.14 | F | 8 | 0 | 1 | D | 9 | 5 | C | 8
[26 empty] | 3343900% | 17:00 | 727 | 1323 | 176 | 1 | 24 | 0 | 1 | 27 | 176 | 1 | 24 | 205 | 1 | 24 | 0 | 1 | 27 | 205 | 1 | 24 | 764 | 1 | 43 | 10 | A | 7 | 10 | E | 9 | 27.2 | A | 7 | 21.7 | A | 7 | 72 | A | 7 | 987 | E | 9 | 290 | A | 7 | 4.1 | A | 7 | 4800 | B | 7 | 3600 | A | 7 | 3.8 | E | 8 | 0.209 | F | 8 | 0.14 | F | 8 | 0 | 1 | D | 9 | 5 | C | 8
[26 empty] | 3343900% | 18:00 | 493 | 1323 | 103 | 1 | 24 | 0 | 1 | 27 | 103 | 1 | 24 | 119 | 1 | 24 | 0 | 1 | 27 | 119 | 1 | 24 | 421 | 1 | 43 | 10 | A | 7 | 10 | E | 9 | 30 | A | 7 | 22.2 | A | 7 | 63 | A | 7 | 987 | E | 9 | 240 | A | 7 | 4.1 | A | 7 | 4800 | B | 7 | 3600 | A | 7 | 3.8 | E | 8 | 0.209 | F | 8 | 0.14 | F | 8 | 0 | 1 | D | 9 | 5 | C | 8
[26 empty] | 3343900% | 19:00 | 247 | 1323 | 73 | 1 | 24 | 123 | 1 | 27 | 50 | 1 | 24 | 79 | 1 | 24 | 89 | 1 | 27 | 62 | 1 | 24 | 90 | 1 | 43 | 3 | A | 7 | 3 | E | 9 | 29.4 | A | 7 | 22.2 | A | 7 | 65 | A | 7 | 987 | E | 9 | 180 | A | 7 | 3.6 | A | 7 | 4800 | B | 7 | 77777 | A | 7 | 3.8 | E | 8 | 0.209 | F | 8 | 0.14 | F | 8 | 0 | 1 | D | 9 | 5 | C | 8
[26 empty] | 3343900% | 20:00 | 33 | 739 | 6 | 1 | 24 | 1 | 1 | 27 | 6 | 1 | 24 | 7 | 1 | 24 | 0 | 1 | 27 | 7 | 1 | 24 | 23 | 1 | 43 | 9 | A | 7 | 9 | E | 9 | 28.3 | A | 7 | 21.7 | A | 7 | 67 | A | 7 | 987 | E | 9 | 220 | A | 7 | 3.6 | A | 7 | 4800 | B | 7 | 3600 | A | 7 | 3.8 | E | 8 | 0.209 | F | 8 | 0.14 | F | 8 | 0 | 1 | D | 9 | 5 | C | 8
[26 empty] | 3343900% | 21:00 | 0 | 0 | 0 | 1 | 0 | 0 | 1 | 0 | 0 | 1 | 0 | 0 | 1 | 0 | 0 | 1 | 0 | 0 | 1 | 0 | 0 | 1 | 0 | 10 | A | 7 | 10 | E | 9 | 27.2 | A | 7 | 21.7 | A | 7 | 72 | A | 7 | 987 | E | 9 | 210 | A | 7 | 2.6 | A | 7 | 4800 | B | 7 | 3600 | A | 7 | 3.8 | E | 8 | 0.209 | F | 8 | 0.14 | F | 8 | 0 | 1 | D | 9 | 5 | C | 8
[26 empty] | 3343900% | 22:00 | 0 | 0 | 0 | 1 | 0 | 0 | 1 | 0 | 0 | 1 | 0 | 0 | 1 | 0 | 0 | 1 | 0 | 0 | 1 | 0 | 0 | 1 | 0 | 10 | E | 9 | 10 | E | 9 | 27.2 | E | 9 | 20.8 | E | 9 | 68 | A | 7 | 987 | E | 9 | 180 | E | 9 | 3.3 | E | 9 | 4533 | C | 8 | 5644 | E | 9 | 3.9 | E | 8 | 0.209 | F | 8 | 0.14 | F | 8 | 0 | 1 | D | 9 | 5 | C | 8
[26 empty] | 3343900% | 23:00 | 0 | 0 | 0 | 1 | 0 | 0 | 1 | 0 | 0 | 1 | 0 | 0 | 1 | 0 | 0 | 1 | 0 | 0 | 1 | 0 | 0 | 1 | 0 | 10 | E | 9 | 10 | E | 9 | 27.2 | E | 9 | 19.9 | E | 9 | 64 | A | 7 | 987 | E | 9 | 160 | E | 9 | 2.4 | E | 9 | 4266 | C | 8 | 0 | E | 9 | 3.9 | E | 8 | 0.209 | F | 8 | 0.14 | F | 8 | 0 | 1 | D | 9 | 5 | C | 8
[26 empty] | 3343900% | 24:00 | 0 | 0 | 0 | 1 | 0 | 0 | 1 | 0 | 0 | 1 | 0 | 0 | 1 | 0 | 0 | 1 | 0 | 0 | 1 | 0 | 0 | 1 | 0 | 10 | E | 9 | 10 | E | 9 | 25.2 | E | 9 | 20.1 | E | 9 | 73 | A | 7 | 987 | E | 9 | 150 | E | 9 | 1.9 | E | 9 | 4000 | C | 8 | 9733 | E | 9 | 3.9 | E | 8 | 0.209 | F | 8 | 0.14 | F | 8 | 0 | 1 | D | 9 | 5 | C | 8
[26 empty] | 3344000% | 1:00 | 0 | 0 | 0 | 1 | 0 | 0 | 1 | 0 | 0 | 1 | 0 | 0 | 1 | 0 | 0 | 1 | 0 | 0 | 1 | 0 | 0 | 1 | 0 | 10 | E | 9 | 10 | E | 9 | 25.2 | E | 9 | 20.2 | E | 9 | 74 | A | 7 | 987 | E | 9 | 140 | E | 9 | 1.2 | E | 9 | 3733 | C | 8 | 11778 | E | 9 | 3.9 | E | 8 | 0.21 | F | 8 | 0.14 | F | 8 | 0 | 1 | D | 9 | 5 | C | 8
[26 empty] | 3344000% | 2:00 | 0 | 0 | 0 | 1 | 0 | 0 | 1 | 0 | 0 | 1 | 0 | 0 | 1 | 0 | 0 | 1 | 0 | 0 | 1 | 0 | 0 | 1 | 0 | 10 | E | 9 | 10 | E | 9 | 24.3 | E | 9 | 21.3 | E | 9 | 83 | A | 7 | 987 | E | 9 | 120 | E | 9 | 0.9 | E | 9 | 3466 | C | 8 | 13822 | E | 9 | 3.9 | E | 8 | 0.21 | F | 8 | 0.14 | F | 8 | 0 | 1 | D | 9 | 45 | C | 8
[26 empty] | 3344000% | 3:00 | 0 | 0 | 0 | 1 | 0 | 0 | 1 | 0 | 0 | 1 | 0 | 0 | 1 | 0 | 0 | 1 | 0 | 0 | 1 | 0 | 0 | 1 | 0 | 10 | E | 9 | 10 | E | 9 | 26.3 | E | 9 | 18.4 | E | 9 | 62 | A | 7 | 987 | E | 9 | 80 | E | 9 | 0.5 | E | 9 | 3200 | C | 8 | 15867 | E | 9 | 3.9 | E | 8 | 0.21 | F | 8 | 0.14 | F | 8 | 0 | 1 | D | 9 | 45 | C | 8
[26 empty] | 3344000% | 4:00 | 0 | 0 | 0 | 1 | 0 | 0 | 1 | 0 | 0 | 1 | 0 | 0 | 1 | 0 | 0 | 1 | 0 | 0 | 1 | 0 | 0 | 1 | 0 | 10 | E | 9 | 10 | E | 9 | 25.3 | E | 9 | 19.6 | E | 9 | 71 | A | 7 | 987 | E | 9 | 40 | E | 9 | 0.2 | E | 9 | 2933 | C | 8 | 17911 | E | 9 | 4 | E | 8 | 0.21 | F | 8 | 0.14 | F | 8 | 0 | 1 | D | 9 | 45 | C | 8
[26 empty] | 3344000% | 5:00 | 0 | 0 | 0 | 1 | 0 | 0 | 1 | 0 | 0 | 1 | 0 | 0 | 1 | 0 | 0 | 1 | 0 | 0 | 1 | 0 | 0 | 1 | 0 | 10 | E | 9 | 10 | E | 9 | 24.3 | E | 9 | 20.7 | E | 9 | 80 | A | 7 | 987 | E | 9 | 0 | E | 9 | 0 | E | 9 | 2666 | C | 8 | 19956 | E | 9 | 4 | E | 8 | 0.21 | F | 8 | 0.14 | F | 8 | 0 | 1 | D | 9 | 45 | C | 8
[26 empty] | 3344000% | 6:00 | 107 | 1290 | 23 | 1 | 24 | 0 | 1 | 27 | 23 | 1 | 24 | 26 | 1 | 24 | 0 | 1 | 27 | 26 | 1 | 24 | 80 | 1 | 43 | 10 | A | 7 | 10 | E | 9 | 23.9 | A | 7 | 22.2 | A | 7 | 90 | A | 7 | 987 | E | 9 | 0 | A | 7 | 0 | A | 7 | 2400 | B | 7 | 77777 | A | 7 | 4 | E | 8 | 0.21 | F | 8 | 0.14 | F | 8 | 0 | 1 | D | 9 | 45 | C | 8
[26 empty] | 3344000% | 7:00 | 350 | 1323 | 64 | 1 | 24 | 0 | 1 | 27 | 64 | 1 | 24 | 74 | 1 | 24 | 0 | 1 | 27 | 74 | 1 | 24 | 252 | 1 | 43 | 10 | A | 7 | 10 | E | 9 | 25 | A | 7 | 22.2 | A | 7 | 84 | A | 7 | 987 | E | 9 | 0 | A | 7 | 0 | A | 7 | 2400 | B | 7 | 77777 | A | 7 | 4 | E | 8 | 0.21 | F | 8 | 0.14 | F | 8 | 0 | 1 | D | 9 | 45 | C | 8
[26 empty] | 3344000% | 8:00 | 593 | 1323 | 134 | 1 | 24 | 0 | 1 | 27 | 134 | 1 | 24 | 155 | 1 | 24 | 0 | 1 | 27 | 155 | 1 | 24 | 561 | 1 | 43 | 10 | A | 7 | 10 | E | 9 | 26.7 | A | 7 | 22.2 | A | 7 | 76 | A | 7 | 987 | E | 9 | 180 | A | 7 | 2.6 | A | 7 | 2400 | B | 7 | 77777 | A | 7 | 4 | E | 8 | 0.21 | F | 8 | 0.14 | F | 8 | 0 | 1 | D | 9 | 45 | C | 8
[26 empty] | 3344000% | 9:00 | 817 | 1323 | 205 | 1 | 24 | 0 | 1 | 27 | 205 | 1 | 24 | 239 | 1 | 24 | 0 | 1 | 27 | 239 | 1 | 24 | 910 | 1 | 43 | 10 | A | 7 | 10 | E | 9 | 29.4 | A | 7 | 22.8 | A | 7 | 68 | A | 7 | 987 | E | 9 | 240 | A | 7 | 3.1 | A | 7 | 3200 | B | 7 | 77777 | A | 7 | 4.1 | E | 8 | 0.21 | F | 8 | 0.14 | F | 8 | 0 | 1 | D | 9 | 45 | C | 8
[26 empty] | 3344000% | 10:00 | 1005 | 1323 | 265 | 1 | 24 | 0 | 1 | 27 | 265 | 1 | 24 | 312 | 1 | 24 | 0 | 1 | 27 | 312 | 1 | 24 | 1220 | 1 | 43 | 10 | A | 7 | 10 | E | 9 | 31.1 | A | 7 | 23.3 | A | 7 | 63 | A | 7 | 987 | E | 9 | 290 | A | 7 | 3.1 | A | 7 | 3200 | B | 7 | 77777 | A | 7 | 4.1 | E | 8 | 0.21 | F | 8 | 0.14 | F | 8 | 0 | 1 | D | 9 | 45 | C | 8
[26 empty] | 3344000% | 11:00 | 1144 | 1323 | 788 | 1 | 24 | 703 | 1 | 27 | 180 | 1 | 24 | 852 | 1 | 24 | 724 | 1 | 27 | 225 | 1 | 24 | 824 | 1 | 43 | 2 | A | 7 | 2 | E | 9 | 33.3 | A | 7 | 22.8 | A | 7 | 54 | A | 7 | 987 | E | 9 | 300 | A | 7 | 4.6 | A | 7 | 4800 | B | 7 | 77777 | A | 7 | 4.1 | E | 8 | 0.21 | F | 8 | 0.14 | F | 8 | 0 | 1 | D | 9 | 5 | C | 8
[26 empty] | 3344000% | 12:00 | 1226 | 1323 | 631 | 1 | 24 | 158 | 1 | 27 | 484 | 1 | 24 | 691 | 1 | 24 | 168 | 1 | 27 | 535 | 1 | 24 | 2597 | 1 | 43 | 9 | A | 7 | 9 | E | 9 | 33.9 | A | 7 | 22.8 | A | 7 | 52 | A | 7 | 987 | E | 9 | 300 | A | 7 | 4.1 | A | 7 | 4800 | B | 7 | 1500 | A | 7 | 4.1 | E | 8 | 0.21 | F | 8 | 0.14 | F | 8 | 0 | 1 | D | 9 | 5 | C | 8
[26 empty] | 3344000% | 13:00 | 1245 | 1323 | 378 | 1 | 24 | 92 | 1 | 27 | 292 | 1 | 24 | 429 | 1 | 24 | 99 | 1 | 27 | 335 | 1 | 24 | 1687 | 1 | 43 | 9 | A | 7 | 9 | E | 9 | 35 | A | 7 | 23.9 | A | 7 | 53 | A | 7 | 987 | E | 9 | 270 | A | 7 | 3.6 | A | 7 | 4800 | B | 7 | 1500 | A | 7 | 4.2 | E | 8 | 0.21 | F | 8 | 0.14 | F | 8 | 0 | 1 | D | 9 | 5 | C | 8
[26 empty] | 3344000% | 14:00 | 1199 | 1323 | 348 | 1 | 24 | 86 | 1 | 27 | 269 | 1 | 24 | 393 | 1 | 24 | 93 | 1 | 27 | 309 | 1 | 24 | 1315 | 1 | 43 | 9 | A | 7 | 9 | E | 9 | 35.6 | A | 7 | 23.9 | A | 7 | 51 | A | 7 | 987 | E | 9 | 310 | A | 7 | 5.7 | A | 7 | 4800 | B | 7 | 1500 | A | 7 | 4.2 | E | 8 | 0.21 | F | 8 | 0.14 | F | 8 | 0 | 1 | D | 9 | 5 | C | 8
[26 empty] | 3344000% | 15:00 | 1091 | 1323 | 404 | 1 | 24 | 95 | 1 | 27 | 325 | 1 | 24 | 448 | 1 | 24 | 102 | 1 | 27 | 364 | 1 | 24 | 1234 | 1 | 43 | 9 | A | 7 | 9 | E | 9 | 36.7 | A | 7 | 22.8 | A | 7 | 45 | A | 7 | 987 | E | 9 | 300 | A | 7 | 5.7 | A | 7 | 4800 | B | 7 | 1500 | A | 7 | 4.2 | E | 8 | 0.21 | F | 8 | 0.14 | F | 8 | 0 | 1 | D | 9 | 5 | C | 8
[26 empty] | 3344000% | 16:00 | 930 | 1323 | 290 | 1 | 24 | 48 | 1 | 27 | 257 | 1 | 24 | 321 | 1 | 24 | 49 | 1 | 27 | 287 | 1 | 24 | 945 | 1 | 43 | 9 | A | 7 | 9 | E | 9 | 36.7 | A | 7 | 22.2 | A | 7 | 43 | A | 7 | 987 | E | 9 | 290 | A | 7 | 4.6 | A | 7 | 6400 | B | 7 | 1500 | A | 7 | 4.2 | E | 8 | 0.21 | F | 8 | 0.14 | F | 8 | 0 | 1 | D | 9 | 5 | C | 8
[26 empty] | 3344000% | 17:00 | 725 | 1323 | 431 | 1 | 24 | 516 | 1 | 27 | 148 | 1 | 24 | 467 | 1 | 24 | 525 | 1 | 27 | 179 | 1 | 24 | 321 | 1 | 43 | 2 | A | 7 | 2 | E | 9 | 36.1 | A | 7 | 22.2 | A | 7 | 45 | A | 7 | 987 | E | 9 | 290 | A | 7 | 7.2 | A | 7 | 6400 | B | 7 | 77777 | A | 7 | 4.2 | E | 8 | 0.21 | F | 8 | 0.14 | F | 8 | 0 | 1 | D | 9 | 5 | C | 8
[26 empty] | 3344000% | 18:00 | 491 | 1323 | 186 | 1 | 24 | 28 | 1 | 27 | 176 | 1 | 24 | 206 | 1 | 24 | 22 | 1 | 27 | 198 | 1 | 24 | 602 | 1 | 43 | 9 | A | 7 | 9 | E | 9 | 35 | A | 7 | 22.8 | A | 7 | 49 | A | 7 | 987 | E | 9 | 360 | A | 7 | 5.1 | A | 7 | 6400 | B | 7 | 1800 | A | 7 | 4.3 | E | 8 | 0.21 | F | 8 | 0.14 | F | 8 | 0 | 1 | D | 9 | 5 | C | 8
[26 empty] | 3344000% | 19:00 | 244 | 1323 | 66 | 1 | 24 | 15 | 1 | 27 | 63 | 1 | 24 | 73 | 1 | 24 | 4 | 1 | 27 | 73 | 1 | 24 | 216 | 1 | 43 | 9 | A | 7 | 9 | E | 9 | 33.9 | A | 7 | 22.8 | A | 7 | 52 | A | 7 | 987 | E | 9 | 350 | A | 7 | 2.6 | A | 7 | 8000 | B | 7 | 2400 | A | 7 | 4.3 | E | 8 | 0.21 | F | 8 | 0.14 | F | 8 | 0 | 1 | D | 9 | 5 | C | 8
[26 empty] | 3344000% | 20:00 | 32 | 717 | 6 | 1 | 24 | 6 | 1 | 27 | 6 | 1 | 24 | 7 | 1 | 24 | 3 | 1 | 27 | 7 | 1 | 24 | 16 | 1 | 43 | 3 | A | 7 | 3 | E | 9 | 32.2 | A | 7 | 22.2 | A | 7 | 56 | A | 7 | 987 | E | 9 | 320 | A | 7 | 2.1 | A | 7 | 4800 | B | 7 | 77777 | A | 7 | 4.3 | E | 8 | 0.21 | F | 8 | 0.14 | F | 8 | 0 | 1 | D | 9 | 5 | C | 8
[26 empty] | 3344000% | 21:00 | 0 | 0 | 0 | 1 | 0 | 0 | 1 | 0 | 0 | 1 | 0 | 0 | 1 | 0 | 0 | 1 | 0 | 0 | 1 | 0 | 0 | 1 | 0 | 10 | A | 7 | 10 | E | 9 | 31.7 | A | 7 | 22.2 | A | 7 | 57 | A | 7 | 987 | E | 9 | 320 | A | 7 | 2.1 | A | 7 | 4800 | B | 7 | 6000 | A | 7 | 4.3 | E | 8 | 0.21 | F | 8 | 0.14 | F | 8 | 0 | 1 | D | 9 | 5 | C | 8
[26 empty] | 3344000% | 22:00 | 0 | 0 | 0 | 1 | 0 | 0 | 1 | 0 | 0 | 1 | 0 | 0 | 1 | 0 | 0 | 1 | 0 | 0 | 1 | 0 | 0 | 1 | 0 | 10 | E | 9 | 8 | E | 9 | 30.3 | E | 9 | 22.3 | E | 9 | 62 | A | 7 | 987 | E | 9 | 320 | E | 9 | 2.4 | E | 9 | 4800 | C | 8 | 5788 | E | 9 | 4.4 | E | 8 | 0.21 | F | 8 | 0.14 | F | 8 | 0 | 1 | D | 9 | 5 | C | 8
[26 empty] | 3344000% | 23:00 | 0 | 0 | 0 | 1 | 0 | 0 | 1 | 0 | 0 | 1 | 0 | 0 | 1 | 0 | 0 | 1 | 0 | 0 | 1 | 0 | 0 | 1 | 0 | 7 | E | 9 | 6 | E | 9 | 29.1 | E | 9 | 21.3 | E | 9 | 63 | A | 7 | 987 | E | 9 | 260 | E | 9 | 1.2 | E | 9 | 4800 | C | 8 | 5575 | E | 9 | 4.4 | E | 8 | 0.21 | F | 8 | 0.14 | F | 8 | 0 | 1 | D | 9 | 5 | C | 8
[26 empty] | 3344000% | 24:00 | 0 | 0 | 0 | 1 | 0 | 0 | 1 | 0 | 0 | 1 | 0 | 0 | 1 | 0 | 0 | 1 | 0 | 0 | 1 | 0 | 0 | 1 | 0 | 7 | E | 9 | 5 | E | 9 | 28.1 | E | 9 | 21.4 | E | 9 | 67 | A | 7 | 987 | E | 9 | 240 | E | 9 | 1.4 | E | 9 | 4800 | C | 8 | 5363 | E | 9 | 4.4 | E | 8 | 0.21 | F | 8 | 0.14 | F | 8 | 0 | 1 | D | 9 | 5 | C | 8
[26 empty] | 3344100% | 1:00 | 0 | 0 | 0 | 1 | 0 | 0 | 1 | 0 | 0 | 1 | 0 | 0 | 1 | 0 | 0 | 1 | 0 | 0 | 1 | 0 | 0 | 1 | 0 | 10 | E | 9 | 7 | E | 9 | 27.2 | E | 9 | 21.4 | E | 9 | 71 | A | 7 | 987 | E | 9 | 30 | E | 9 | 3.2 | E | 9 | 4800 | C | 8 | 5150 | E | 9 | 4.4 | E | 8 | 0.212 | F | 8 | 0.14 | F | 8 | 0 | 1 | D | 9 | 5 | C | 8
[26 empty] | 3344100% | 2:00 | 0 | 0 | 0 | 1 | 0 | 0 | 1 | 0 | 0 | 1 | 0 | 0 | 1 | 0 | 0 | 1 | 0 | 0 | 1 | 0 | 0 | 1 | 0 | 10 | E | 9 | 9 | E | 9 | 26.2 | E | 9 | 21.5 | E | 9 | 75 | A | 7 | 987 | E | 9 | 210 | E | 9 | 2 | E | 9 | 4800 | C | 8 | 4938 | E | 9 | 4.5 | E | 8 | 0.212 | F | 8 | 0.14 | F | 8 | 0 | 1 | D | 9 | 5 | C | 8
[26 empty] | 3344100% | 3:00 | 0 | 0 | 0 | 1 | 0 | 0 | 1 | 0 | 0 | 1 | 0 | 0 | 1 | 0 | 0 | 1 | 0 | 0 | 1 | 0 | 0 | 1 | 0 | 10 | E | 9 | 9 | E | 9 | 25.3 | E | 9 | 21.5 | E | 9 | 80 | A | 7 | 987 | E | 9 | 280 | E | 9 | 4.4 | E | 9 | 4800 | C | 8 | 4725 | E | 9 | 4.5 | E | 8 | 0.212 | F | 8 | 0.14 | F | 8 | 0 | 1 | D | 9 | 5 | C | 8
[26 empty] | 3344100% | 4:00 | 0 | 0 | 0 | 1 | 0 | 0 | 1 | 0 | 0 | 1 | 0 | 0 | 1 | 0 | 0 | 1 | 0 | 0 | 1 | 0 | 0 | 1 | 0 | 10 | E | 9 | 9 | E | 9 | 24.5 | E | 9 | 21.6 | E | 9 | 84 | A | 7 | 987 | E | 9 | 290 | E | 9 | 4 | E | 9 | 4800 | C | 8 | 4513 | E | 9 | 4.5 | E | 8 | 0.212 | F | 8 | 0.14 | F | 8 | 0 | 1 | D | 9 | 5 | C | 8
[26 empty] | 3344100% | 5:00 | 0 | 0 | 0 | 1 | 0 | 0 | 1 | 0 | 0 | 1 | 0 | 0 | 1 | 0 | 0 | 1 | 0 | 0 | 1 | 0 | 0 | 1 | 0 | 10 | E | 9 | 8 | E | 9 | 23.7 | E | 9 | 21.6 | E | 9 | 88 | A | 7 | 987 | E | 9 | 150 | E | 9 | 2.8 | E | 9 | 4800 | C | 8 | 4300 | E | 9 | 4.5 | E | 8 | 0.212 | F | 8 | 0.14 | F | 8 | 0 | 1 | D | 9 | 5 | C | 8
[26 empty] | 3344100% | 6:00 | 104 | 1268 | 26 | 1 | 24 | 33 | 1 | 27 | 23 | 1 | 24 | 29 | 1 | 24 | 17 | 1 | 27 | 27 | 1 | 24 | 48 | 1 | 43 | 9 | A | 7 | 6 | E | 9 | 25 | A | 7 | 21.7 | A | 7 | 82 | A | 7 | 987 | E | 9 | 130 | A | 7 | 3.1 | A | 7 | 4800 | B | 7 | 3600 | A | 7 | 4.5 | E | 8 | 0.212 | F | 8 | 0.14 | F | 8 | 0 | 1 | D | 9 | 5 | C | 8
[26 empty] | 3344100% | 7:00 | 348 | 1323 | 57 | 1 | 24 | 29 | 1 | 27 | 49 | 1 | 24 | 63 | 1 | 24 | 25 | 1 | 27 | 56 | 1 | 24 | 141 | 1 | 43 | 10 | A | 7 | 9 | E | 9 | 26.1 | A | 7 | 21.7 | A | 7 | 77 | A | 7 | 987 | E | 9 | 170 | A | 7 | 2.1 | A | 7 | 4800 | B | 7 | 2100 | A | 7 | 4.6 | E | 8 | 0.212 | F | 8 | 0.14 | F | 8 | 0 | 1 | D | 9 | 5 | C | 8
[26 empty] | 3344100% | 8:00 | 591 | 1323 | 164 | 1 | 24 | 175 | 1 | 27 | 86 | 1 | 24 | 185 | 1 | 24 | 179 | 1 | 27 | 105 | 1 | 24 | 166 | 1 | 43 | 10 | A | 7 | 9 | E | 9 | 28.9 | A | 7 | 22.2 | A | 7 | 67 | A | 7 | 987 | E | 9 | 210 | A | 7 | 3.6 | A | 7 | 4800 | B | 7 | 2100 | A | 7 | 4.6 | E | 8 | 0.212 | F | 8 | 0.14 | F | 8 | 0 | 1 | D | 9 | 5 | C | 8
[26 empty] | 3344100% | 9:00 | 815 | 1323 | 402 | 1 | 24 | 99 | 1 | 27 | 341 | 1 | 24 | 441 | 1 | 24 | 101 | 1 | 27 | 379 | 1 | 24 | 1055 | 1 | 43 | 10 | A | 7 | 9 | E | 9 | 28.3 | A | 7 | 22.2 | A | 7 | 70 | A | 7 | 987 | E | 9 | 200 | A | 7 | 2.6 | A | 7 | 4800 | B | 7 | 1800 | A | 7 | 4.6 | E | 8 | 0.212 | F | 8 | 0.14 | F | 8 | 0 | 1 | D | 9 | 5 | C | 8
[26 empty] | 3344100% | 10:00 | 1003 | 1323 | 435 | 1 | 24 | 180 | 1 | 27 | 298 | 1 | 24 | 481 | 1 | 24 | 192 | 1 | 27 | 336 | 1 | 24 | 986 | 1 | 43 | 10 | A | 7 | 9 | E | 9 | 27.8 | A | 7 | 26.1 | A | 7 | 90 | A | 7 | 987 | E | 9 | 90 | A | 7 | 2.1 | A | 7 | 6400 | B | 7 | 1800 | A | 7 | 4.6 | E | 8 | 0.212 | F | 8 | 0.14 | F | 8 | 0 | 1 | D | 9 | 5 | C | 8
[26 empty] | 3344100% | 11:00 | 1143 | 1323 | 463 | 1 | 24 | 87 | 1 | 27 | 388 | 1 | 24 | 512 | 1 | 24 | 90 | 1 | 27 | 434 | 1 | 24 | 1726 | 1 | 43 | 10 | A | 7 | 9 | E | 9 | 30.6 | A | 7 | 22.8 | A | 7 | 63 | A | 7 | 987 | E | 9 | 250 | A | 7 | 4.1 | A | 7 | 6400 | B | 7 | 1800 | A | 7 | 4.6 | E | 8 | 0.212 | F | 8 | 0.14 | F | 8 | 0 | 1 | D | 9 | 5 | C | 8
[26 empty] | 3344100% | 12:00 | 1225 | 1323 | 616 | 1 | 24 | 168 | 1 | 27 | 461 | 1 | 24 | 678 | 1 | 24 | 179 | 1 | 27 | 512 | 1 | 24 | 2459 | 1 | 43 | 10 | A | 7 | 9 | E | 9 | 30 | A | 7 | 22.8 | A | 7 | 65 | A | 7 | 987 | E | 9 | 240 | A | 7 | 3.6 | A | 7 | 6400 | B | 7 | 1800 | A | 7 | 4.6 | E | 8 | 0.212 | F | 8 | 0.14 | F | 8 | 0 | 1 | D | 9 | 5 | C | 8
[26 empty] | 3344100% | 13:00 | 1244 | 1323 | 433 | 1 | 24 | 105 | 1 | 27 | 334 | 1 | 24 | 486 | 1 | 24 | 113 | 1 | 27 | 380 | 1 | 24 | 1917 | 1 | 43 | 10 | A | 7 | 9 | E | 9 | 33.9 | A | 7 | 23.3 | A | 7 | 54 | A | 7 | 987 | E | 9 | 240 | A | 7 | 7.2 | A | 7 | 6400 | B | 7 | 1800 | A | 7 | 4.6 | E | 8 | 0.212 | F | 8 | 0.14 | F | 8 | 0 | 1 | D | 9 | 5 | C | 8
[26 empty] | 3344100% | 14:00 | 1198 | 1323 | 293 | 1 | 24 | 87 | 1 | 27 | 214 | 1 | 24 | 337 | 1 | 24 | 94 | 1 | 27 | 251 | 1 | 24 | 1041 | 1 | 43 | 10 | A | 7 | 9 | E | 9 | 32.8 | A | 7 | 23.3 | A | 7 | 57 | A | 7 | 987 | E | 9 | 270 | A | 7 | 4.1 | A | 7 | 8000 | B | 7 | 1800 | A | 7 | 4.6 | E | 8 | 0.212 | F | 8 | 0.14 | F | 8 | 0 | 1 | D | 9 | 5 | C | 8
[26 empty] | 3344100% | 15:00 | 1090 | 1323 | 308 | 1 | 24 | 115 | 1 | 27 | 213 | 1 | 24 | 351 | 1 | 24 | 124 | 1 | 27 | 249 | 1 | 24 | 806 | 1 | 43 | 10 | A | 7 | 9 | E | 9 | 32.8 | A | 7 | 23.9 | A | 7 | 60 | A | 7 | 987 | E | 9 | 320 | A | 7 | 4.1 | A | 7 | 8000 | B | 7 | 1500 | A | 7 | 4.6 | E | 8 | 0.212 | F | 8 | 0.14 | F | 8 | 0 | 1 | D | 9 | 5 | C | 8
[26 empty] | 3344100% | 16:00 | 928 | 1323 | 439 | 1 | 24 | 219 | 1 | 27 | 285 | 1 | 24 | 477 | 1 | 24 | 236 | 1 | 27 | 311 | 1 | 24 | 813 | 1 | 43 | 9 | A | 7 | 6 | E | 9 | 33.9 | A | 7 | 23.9 | A | 7 | 56 | A | 7 | 987 | E | 9 | 280 | A | 7 | 3.6 | A | 7 | 6400 | B | 7 | 2400 | A | 7 | 4.6 | E | 8 | 0.212 | F | 8 | 0.14 | F | 8 | 0 | 1 | D | 9 | 5 | C | 8
[26 empty] | 3344100% | 17:00 | 723 | 1323 | 363 | 1 | 24 | 172 | 1 | 27 | 269 | 1 | 24 | 393 | 1 | 24 | 178 | 1 | 27 | 296 | 1 | 24 | 694 | 1 | 43 | 9 | A | 7 | 6 | E | 9 | 33.3 | A | 7 | 23.9 | A | 7 | 58 | A | 7 | 987 | E | 9 | 290 | A | 7 | 2.6 | A | 7 | 6400 | B | 7 | 2400 | A | 7 | 4.6 | E | 8 | 0.212 | F | 8 | 0.14 | F | 8 | 0 | 1 | D | 9 | 5 | C | 8
[26 empty] | 3344100% | 18:00 | 489 | 1323 | 119 | 1 | 24 | 45 | 1 | 27 | 102 | 1 | 24 | 131 | 1 | 24 | 42 | 1 | 27 | 115 | 1 | 24 | 300 | 1 | 43 | 10 | A | 7 | 9 | E | 9 | 31.1 | A | 7 | 23.9 | A | 7 | 66 | A | 7 | 987 | E | 9 | 220 | A | 7 | 6.2 | A | 7 | 6400 | B | 7 | 2400 | A | 7 | 4.6 | E | 8 | 0.212 | F | 8 | 0.14 | F | 8 | 0 | 1 | D | 9 | 5 | C | 8
[26 empty] | 3344100% | 19:00 | 242 | 1323 | 68 | 1 | 24 | 20 | 1 | 27 | 64 | 1 | 24 | 74 | 1 | 24 | 16 | 1 | 27 | 71 | 1 | 24 | 159 | 1 | 43 | 9 | A | 7 | 6 | E | 9 | 29.4 | A | 7 | 22.8 | A | 7 | 68 | A | 7 | 987 | E | 9 | 220 | A | 7 | 5.7 | A | 7 | 6400 | B | 7 | 2400 | A | 7 | 4.6 | E | 8 | 0.212 | F | 8 | 0.14 | F | 8 | 0 | 1 | D | 9 | 5 | C | 8
[26 empty] | 3344100% | 20:00 | 31 | 695 | 8 | 1 | 24 | 23 | 1 | 27 | 7 | 1 | 24 | 9 | 1 | 24 | 6 | 1 | 27 | 9 | 1 | 24 | 11 | 1 | 43 | 2 | A | 7 | 1 | E | 9 | 27.2 | A | 7 | 22.8 | A | 7 | 77 | A | 7 | 987 | E | 9 | 180 | A | 7 | 5.1 | A | 7 | 6400 | B | 7 | 77777 | A | 7 | 4.6 | E | 8 | 0.212 | F | 8 | 0.14 | F | 8 | 0 | 1 | D | 9 | 5 | C | 8
[26 empty] | 3344100% | 21:00 | 0 | 0 | 0 | 1 | 0 | 0 | 1 | 0 | 0 | 1 | 0 | 0 | 1 | 0 | 0 | 1 | 0 | 0 | 1 | 0 | 0 | 1 | 0 | 3 | A | 7 | 1 | E | 9 | 26.1 | A | 7 | 22.2 | A | 7 | 79 | A | 7 | 987 | E | 9 | 200 | A | 7 | 5.1 | A | 7 | 6400 | B | 7 | 77777 | A | 7 | 4.6 | E | 8 | 0.212 | F | 8 | 0.14 | F | 8 | 0 | 1 | D | 9 | 5 | C | 8
[26 empty] | 3344100% | 22:00 | 0 | 0 | 0 | 1 | 0 | 0 | 1 | 0 | 0 | 1 | 0 | 0 | 1 | 0 | 0 | 1 | 0 | 0 | 1 | 0 | 0 | 1 | 0 | 3 | B | 8 | 1 | B | 8 | 25.3 | B | 8 | 22.3 | B | 8 | 83 | A | 7 | 987 | E | 9 | 200 | B | 8 | 4.8 | B | 8 | 6200 | C | 8 | 77777 | B | 8 | 4.6 | E | 8 | 0.212 | F | 8 | 0.14 | F | 8 | 0 | 1 | D | 9 | 5 | C | 8
[26 empty] | 3344100% | 23:00 | 0 | 0 | 0 | 1 | 0 | 0 | 1 | 0 | 0 | 1 | 0 | 0 | 1 | 0 | 0 | 1 | 0 | 0 | 1 | 0 | 0 | 1 | 0 | 3 | B | 8 | 1 | B | 8 | 24.8 | B | 8 | 22.1 | B | 8 | 85 | A | 7 | 987 | E | 9 | 200 | B | 8 | 4.5 | B | 8 | 6000 | C | 8 | 77777 | B | 8 | 4.5 | E | 8 | 0.212 | F | 8 | 0.14 | F | 8 | 0 | 1 | D | 9 | 5 | C | 8
[26 empty] | 3344100% | 24:00 | 0 | 0 | 0 | 1 | 0 | 0 | 1 | 0 | 0 | 1 | 0 | 0 | 1 | 0 | 0 | 1 | 0 | 0 | 1 | 0 | 0 | 1 | 0 | 3 | B | 8 | 1 | B | 8 | 24.4 | B | 8 | 22 | B | 8 | 86 | A | 7 | 987 | E | 9 | 190 | B | 8 | 4.2 | B | 8 | 5800 | C | 8 | 77777 | B | 8 | 4.5 | E | 8 | 0.212 | F | 8 | 0.14 | F | 8 | 0 | 1 | D | 9 | 5 | C | 8
[26 empty] | 3344200% | 1:00 | 0 | 0 | 0 | 1 | 0 | 0 | 1 | 0 | 0 | 1 | 0 | 0 | 1 | 0 | 0 | 1 | 0 | 0 | 1 | 0 | 0 | 1 | 0 | 3 | B | 8 | 2 | B | 8 | 24.2 | B | 8 | 21.9 | B | 8 | 87 | A | 7 | 987 | E | 9 | 190 | B | 8 | 3.9 | B | 8 | 5600 | C | 8 | 77777 | B | 8 | 4.5 | E | 8 | 0.213 | F | 8 | 0.14 | F | 8 | 0 | 1 | D | 9 | 45 | C | 8
[26 empty] | 3344200% | 2:00 | 0 | 0 | 0 | 1 | 0 | 0 | 1 | 0 | 0 | 1 | 0 | 0 | 1 | 0 | 0 | 1 | 0 | 0 | 1 | 0 | 0 | 1 | 0 | 2 | B | 8 | 2 | B | 8 | 23.8 | B | 8 | 21.9 | B | 8 | 89 | A | 7 | 987 | E | 9 | 190 | B | 8 | 3.5 | B | 8 | 5400 | C | 8 | 77777 | B | 8 | 4.5 | E | 8 | 0.213 | F | 8 | 0.14 | F | 8 | 0 | 1 | D | 9 | 45 | C | 8
[26 empty] | 3344200% | 3:00 | 0 | 0 | 0 | 1 | 0 | 0 | 1 | 0 | 0 | 1 | 0 | 0 | 1 | 0 | 0 | 1 | 0 | 0 | 1 | 0 | 0 | 1 | 0 | 2 | B | 8 | 2 | B | 8 | 23.6 | B | 8 | 21.8 | B | 8 | 90 | A | 7 | 987 | E | 9 | 190 | B | 8 | 3.2 | B | 8 | 5200 | C | 8 | 77777 | B | 8 | 4.5 | E | 8 | 0.213 | F | 8 | 0.14 | F | 8 | 0 | 1 | D | 9 | 45 | C | 8
[26 empty] | 3344200% | 4:00 | 0 | 0 | 0 | 1 | 0 | 0 | 1 | 0 | 0 | 1 | 0 | 0 | 1 | 0 | 0 | 1 | 0 | 0 | 1 | 0 | 0 | 1 | 0 | 2 | B | 8 | 2 | B | 8 | 23.4 | B | 8 | 21.7 | B | 8 | 90 | A | 7 | 987 | E | 9 | 180 | B | 8 | 2.9 | B | 8 | 5000 | C | 8 | 77777 | B | 8 | 4.5 | E | 8 | 0.213 | F | 8 | 0.14 | F | 8 | 0 | 1 | D | 9 | 45 | C | 8
[26 empty] | 3344200% | 5:00 | 0 | 0 | 0 | 1 | 0 | 0 | 1 | 0 | 0 | 1 | 0 | 0 | 1 | 0 | 0 | 1 | 0 | 0 | 1 | 0 | 0 | 1 | 0 | 2 | A | 7 | 2 | E | 9 | 23.3 | A | 7 | 21.7 | A | 7 | 91 | A | 7 | 987 | E | 9 | 180 | A | 7 | 2.6 | A | 7 | 4800 | B | 7 | 77777 | A | 7 | 4.5 | E | 8 | 0.213 | F | 8 | 0.14 | F | 8 | 0 | 1 | D | 9 | 45 | C | 8
[26 empty] | 3344200% | 6:00 | 101 | 1246 | 26 | 1 | 24 | 4 | 1 | 27 | 25 | 1 | 24 | 29 | 1 | 24 | 0 | 1 | 27 | 29 | 1 | 24 | 85 | 1 | 43 | 3 | A | 7 | 3 | E | 9 | 25.6 | A | 7 | 22.2 | A | 7 | 82 | A | 7 | 987 | E | 9 | 170 | A | 7 | 2.6 | A | 7 | 4800 | B | 7 | 77777 | A | 7 | 4.5 | E | 8 | 0.213 | F | 8 | 0.14 | F | 8 | 0 | 1 | D | 9 | 5 | C | 8
[26 empty] | 3344200% | 7:00 | 345 | 1323 | 116 | 1 | 25 | 89 | 1 | 28 | 93 | 1 | 25 | 127 | 1 | 25 | 77 | 1 | 28 | 107 | 1 | 25 | 205 | 1 | 45 | 3 | B | 8 | 3 | B | 8 | 27.1 | B | 8 | 22.5 | B | 8 | 76 | A | 7 | 987 | E | 9 | 180 | B | 8 | 3.4 | B | 8 | 4800 | C | 8 | 77777 | B | 8 | 4.5 | E | 8 | 0.213 | F | 8 | 0.14 | F | 8 | 0 | 1 | D | 9 | 5 | C | 8
[26 empty] | 3344200% | 8:00 | 589 | 1323 | 281 | 1 | 24 | 247 | 1 | 27 | 171 | 1 | 24 | 301 | 1 | 24 | 250 | 1 | 27 | 189 | 1 | 24 | 367 | 1 | 43 | 3 | A | 7 | 3 | E | 9 | 28.9 | A | 7 | 22.8 | A | 7 | 70 | A | 7 | 987 | E | 9 | 180 | A | 7 | 4.1 | A | 7 | 4800 | B | 7 | 77777 | A | 7 | 4.5 | E | 8 | 0.213 | F | 8 | 0.14 | F | 8 | 0 | 1 | D | 9 | 5 | C | 8
[26 empty] | 3344200% | 9:00 | 813 | 1323 | 485 | 1 | 24 | 431 | 1 | 27 | 220 | 1 | 24 | 513 | 1 | 24 | 442 | 1 | 27 | 241 | 1 | 24 | 533 | 1 | 43 | 2 | A | 7 | 2 | E | 9 | 31.7 | A | 7 | 23.3 | A | 7 | 61 | A | 7 | 987 | E | 9 | 230 | B | 8 | 5.6 | B | 8 | 4800 | B | 7 | 77777 | A | 7 | 4.5 | E | 8 | 0.213 | F | 8 | 0.14 | F | 8 | 0 | 1 | D | 9 | 5 | C | 8
[26 empty] | 3344200% | 10:00 | 1001 | 1323 | 596 | 1 | 24 | 406 | 1 | 27 | 288 | 1 | 24 | 632 | 1 | 24 | 422 | 1 | 27 | 312 | 1 | 24 | 926 | 1 | 43 | 3 | A | 7 | 3 | E | 9 | 33.9 | A | 7 | 22.8 | A | 7 | 52 | A | 7 | 987 | E | 9 | 270 | A | 7 | 7.2 | A | 7 | 8000 | B | 7 | 77777 | A | 7 | 4.5 | E | 8 | 0.213 | F | 8 | 0.14 | F | 8 | 0 | 1 | D | 9 | 5 | C | 8
[26 empty] | 3344200% | 11:00 | 1141 | 1323 | 790 | 1 | 24 | 514 | 1 | 27 | 346 | 1 | 24 | 840 | 1 | 24 | 536 | 1 | 27 | 377 | 1 | 24 | 1580 | 1 | 43 | 2 | A | 7 | 2 | E | 9 | 35 | A | 7 | 23.9 | A | 7 | 53 | A | 7 | 987 | E | 9 | 250 | A | 7 | 5.1 | A | 7 | 102400 | B | 7 | 77777 | A | 7 | 4.4 | E | 8 | 0.213 | F | 8 | 0.14 | F | 8 | 0 | 1 | D | 9 | 0 | C | 8
[26 empty] | 3344200% | 12:00 | 1224 | 1323 | 875 | 1 | 24 | 548 | 1 | 27 | 368 | 1 | 24 | 936 | 1 | 24 | 573 | 1 | 27 | 405 | 1 | 24 | 2310 | 1 | 43 | 3 | A | 7 | 3 | E | 9 | 36.7 | A | 7 | 23.9 | A | 7 | 48 | A | 7 | 987 | E | 9 | 270 | A | 7 | 9.3 | A | 7 | 11200 | B | 7 | 77777 | A | 7 | 4.4 | E | 8 | 0.213 | F | 8 | 0.14 | F | 8 | 0 | 1 | D | 9 | 0 | C | 8
[26 empty] | 3344200% | 13:00 | 1242 | 1323 | 864 | 1 | 24 | 498 | 1 | 27 | 396 | 1 | 24 | 919 | 1 | 24 | 520 | 1 | 27 | 430 | 1 | 24 | 2743 | 1 | 43 | 2 | A | 7 | 2 | E | 9 | 37.8 | A | 7 | 23.9 | A | 7 | 45 | A | 7 | 987 | E | 9 | 270 | A | 7 | 5.1 | A | 7 | 11200 | B | 7 | 77777 | A | 7 | 4.4 | E | 8 | 0.213 | F | 8 | 0.14 | F | 8 | 0 | 1 | D | 9 | 0 | C | 8
[26 empty] | 3344200% | 14:00 | 1196 | 1323 | 330 | 1 | 24 | 56 | 1 | 27 | 279 | 1 | 24 | 366 | 1 | 24 | 57 | 1 | 27 | 314 | 1 | 24 | 1420 | 1 | 43 | 9 | A | 7 | 9 | E | 9 | 37.8 | A | 7 | 23.3 | A | 7 | 44 | A | 7 | 987 | E | 9 | 260 | A | 7 | 6.7 | A | 7 | 11200 | B | 7 | 1500 | A | 7 | 4.3 | E | 8 | 0.213 | F | 8 | 0.14 | F | 8 | 0 | 1 | D | 9 | 0 | C | 8
[26 empty] | 3344200% | 15:00 | 1089 | 1323 | 573 | 1 | 24 | 72 | 1 | 27 | 514 | 1 | 24 | 630 | 1 | 24 | 75 | 1 | 27 | 568 | 1 | 24 | 1987 | 1 | 43 | 9 | A | 7 | 9 | E | 9 | 38.3 | A | 7 | 23.3 | A | 7 | 42 | A | 7 | 987 | E | 9 | 250 | A | 7 | 6.7 | A | 7 | 11200 | B | 7 | 1500 | A | 7 | 4.3 | E | 8 | 0.213 | F | 8 | 0.14 | F | 8 | 0 | 1 | D | 9 | 0 | C | 8
[26 empty] | 3344200% | 16:00 | 926 | 1323 | 241 | 1 | 24 | 26 | 1 | 27 | 223 | 1 | 24 | 267 | 1 | 24 | 26 | 1 | 27 | 248 | 1 | 24 | 834 | 1 | 43 | 9 | A | 7 | 9 | E | 9 | 37.2 | A | 7 | 23.3 | A | 7 | 45 | A | 7 | 987 | E | 9 | 280 | A | 7 | 6.2 | A | 7 | 11200 | B | 7 | 1800 | A | 7 | 4.3 | E | 8 | 0.213 | F | 8 | 0.14 | F | 8 | 0 | 1 | D | 9 | 0 | C | 8
[26 empty] | 3344200% | 17:00 | 721 | 1323 | 143 | 1 | 24 | 0 | 1 | 27 | 143 | 1 | 24 | 169 | 1 | 24 | 0 | 1 | 27 | 169 | 1 | 24 | 647 | 1 | 43 | 10 | A | 7 | 10 | E | 9 | 27.8 | A | 7 | 22.2 | A | 7 | 72 | A | 7 | 987 | E | 9 | 300 | A | 7 | 8.2 | A | 7 | 16000 | B | 7 | 1800 | A | 7 | 4.2 | E | 8 | 0.213 | F | 8 | 0.14 | F | 8 | 0 | 1 | D | 9 | 0 | C | 8
[26 empty] | 3344200% | 18:00 | 486 | 1323 | 98 | 1 | 24 | 0 | 1 | 27 | 98 | 1 | 24 | 114 | 1 | 24 | 0 | 1 | 27 | 114 | 1 | 24 | 402 | 1 | 43 | 10 | A | 7 | 10 | E | 9 | 26.1 | A | 7 | 22.2 | A | 7 | 79 | A | 7 | 987 | E | 9 | 80 | A | 7 | 2.6 | A | 7 | 19200 | B | 7 | 1800 | A | 7 | 4.2 | E | 8 | 0.213 | F | 8 | 0.14 | F | 8 | 0 | 1 | D | 9 | 0 | C | 8
[26 empty] | 3344200% | 19:00 | 239 | 1323 | 62 | 1 | 24 | 0 | 1 | 27 | 62 | 1 | 24 | 69 | 1 | 24 | 0 | 1 | 27 | 69 | 1 | 24 | 211 | 1 | 43 | 10 | A | 7 | 10 | E | 9 | 26.7 | A | 7 | 21.1 | A | 7 | 71 | A | 7 | 987 | E | 9 | 310 | A | 7 | 2.6 | A | 7 | 19200 | B | 7 | 4800 | A | 7 | 4.2 | E | 8 | 0.213 | F | 8 | 0.14 | F | 8 | 0 | 1 | D | 9 | 0 | C | 8
[26 empty] | 3344200% | 20:00 | 29 | 695 | 5 | 1 | 24 | 0 | 1 | 27 | 5 | 1 | 24 | 6 | 1 | 24 | 0 | 1 | 27 | 6 | 1 | 24 | 20 | 1 | 43 | 10 | A | 7 | 10 | E | 9 | 26.1 | A | 7 | 21.1 | A | 7 | 74 | A | 7 | 987 | E | 9 | 280 | A | 7 | 2.6 | A | 7 | 19200 | B | 7 | 4500 | A | 7 | 4.2 | E | 8 | 0.213 | F | 8 | 0.14 | F | 8 | 0 | 1 | D | 9 | 0 | C | 8
[26 empty] | 3344200% | 21:00 | 0 | 0 | 0 | 1 | 0 | 0 | 1 | 0 | 0 | 1 | 0 | 0 | 1 | 0 | 0 | 1 | 0 | 0 | 1 | 0 | 0 | 1 | 0 | 10 | A | 7 | 10 | E | 9 | 25.6 | A | 7 | 21.7 | A | 7 | 79 | A | 7 | 987 | E | 9 | 240 | A | 7 | 5.7 | A | 7 | 19200 | B | 7 | 4500 | A | 7 | 4.1 | E | 8 | 0.213 | F | 8 | 0.14 | F | 8 | 0 | 1 | D | 9 | 0 | C | 8
[26 empty] | 3344200% | 22:00 | 0 | 0 | 0 | 1 | 0 | 0 | 1 | 0 | 0 | 1 | 0 | 0 | 1 | 0 | 0 | 1 | 0 | 0 | 1 | 0 | 0 | 1 | 0 | 10 | B | 8 | 10 | B | 8 | 24.8 | B | 8 | 21.6 | B | 8 | 82 | A | 7 | 987 | E | 9 | 250 | B | 8 | 5.3 | B | 8 | 17800 | C | 8 | 4313 | B | 8 | 4.1 | E | 8 | 0.213 | F | 8 | 0.14 | F | 8 | 0 | 1 | D | 9 | 0 | C | 8
[26 empty] | 3344200% | 23:00 | 0 | 0 | 0 | 1 | 0 | 0 | 1 | 0 | 0 | 1 | 0 | 0 | 1 | 0 | 0 | 1 | 0 | 0 | 1 | 0 | 0 | 1 | 0 | 10 | B | 8 | 10 | B | 8 | 24.2 | B | 8 | 21.3 | B | 8 | 84 | A | 7 | 987 | E | 9 | 260 | B | 8 | 4.9 | B | 8 | 16400 | C | 8 | 4125 | B | 8 | 4.1 | E | 8 | 0.213 | F | 8 | 0.14 | F | 8 | 0 | 1 | D | 9 | 0 | C | 8
[26 empty] | 3344200% | 24:00 | 0 | 0 | 0 | 1 | 0 | 0 | 1 | 0 | 0 | 1 | 0 | 0 | 1 | 0 | 0 | 1 | 0 | 0 | 1 | 0 | 0 | 1 | 0 | 10 | B | 8 | 10 | B | 8 | 23.7 | B | 8 | 21 | B | 8 | 85 | A | 7 | 987 | E | 9 | 270 | B | 8 | 4.5 | B | 8 | 15000 | C | 8 | 3938 | B | 8 | 4 | E | 8 | 0.213 | F | 8 | 0.14 | F | 8 | 0 | 1 | D | 9 | 0 | C | 8
[26 empty] | 3344300% | 1:00 | 0 | 0 | 0 | 1 | 0 | 0 | 1 | 0 | 0 | 1 | 0 | 0 | 1 | 0 | 0 | 1 | 0 | 0 | 1 | 0 | 0 | 1 | 0 | 10 | B | 8 | 10 | B | 8 | 23.4 | B | 8 | 20.8 | B | 8 | 85 | A | 7 | 987 | E | 9 | 280 | B | 8 | 4.1 | B | 8 | 13600 | C | 8 | 3750 | B | 8 | 4 | E | 8 | 0.213 | F | 8 | 0.14 | F | 8 | 0 | 1 | D | 9 | 5 | C | 8
[26 empty] | 3344300% | 2:00 | 0 | 0 | 0 | 1 | 0 | 0 | 1 | 0 | 0 | 1 | 0 | 0 | 1 | 0 | 0 | 1 | 0 | 0 | 1 | 0 | 0 | 1 | 0 | 9 | B | 8 | 9 | B | 8 | 22.9 | B | 8 | 20.6 | B | 8 | 87 | A | 7 | 987 | E | 9 | 290 | B | 8 | 3.8 | B | 8 | 12200 | C | 8 | 3563 | B | 8 | 4 | E | 8 | 0.213 | F | 8 | 0.14 | F | 8 | 0 | 1 | D | 9 | 5 | C | 8
[26 empty] | 3344300% | 3:00 | 0 | 0 | 0 | 1 | 0 | 0 | 1 | 0 | 0 | 1 | 0 | 0 | 1 | 0 | 0 | 1 | 0 | 0 | 1 | 0 | 0 | 1 | 0 | 9 | B | 8 | 9 | B | 8 | 22.7 | B | 8 | 20.4 | B | 8 | 87 | A | 7 | 987 | E | 9 | 300 | B | 8 | 3.4 | B | 8 | 10800 | C | 8 | 3375 | B | 8 | 4 | E | 8 | 0.213 | F | 8 | 0.14 | F | 8 | 0 | 1 | D | 9 | 5 | C | 8
[26 empty] | 3344300% | 4:00 | 0 | 0 | 0 | 1 | 0 | 0 | 1 | 0 | 0 | 1 | 0 | 0 | 1 | 0 | 0 | 1 | 0 | 0 | 1 | 0 | 0 | 1 | 0 | 9 | B | 8 | 9 | B | 8 | 22.4 | B | 8 | 20.2 | B | 8 | 87 | A | 7 | 987 | E | 9 | 310 | B | 8 | 3 | B | 8 | 9400 | C | 8 | 3188 | B | 8 | 3.9 | E | 8 | 0.213 | F | 8 | 0.14 | F | 8 | 0 | 1 | D | 9 | 5 | C | 8
[26 empty] | 3344300% | 5:00 | 0 | 0 | 0 | 1 | 0 | 0 | 1 | 0 | 0 | 1 | 0 | 0 | 1 | 0 | 0 | 1 | 0 | 0 | 1 | 0 | 0 | 1 | 0 | 9 | A | 7 | 9 | E | 9 | 22.2 | A | 7 | 20 | A | 7 | 87 | A | 7 | 987 | E | 9 | 320 | A | 7 | 2.6 | A | 7 | 8000 | B | 7 | 3000 | A | 7 | 3.9 | E | 8 | 0.213 | F | 8 | 0.14 | F | 8 | 0 | 1 | D | 9 | 5 | C | 8
[26 empty] | 3344300% | 6:00 | 98 | 1224 | 24 | 1 | 24 | 0 | 1 | 27 | 24 | 1 | 24 | 27 | 1 | 24 | 0 | 1 | 27 | 27 | 1 | 24 | 82 | 1 | 43 | 9 | A | 7 | 9 | E | 9 | 22.2 | A | 7 | 20 | A | 7 | 87 | A | 7 | 987 | E | 9 | 0 | A | 7 | 0 | A | 7 | 8000 | B | 7 | 4200 | A | 7 | 3.9 | E | 8 | 0.213 | F | 8 | 0.14 | F | 8 | 0 | 1 | D | 9 | 5 | C | 8
[26 empty] | 3344300% | 7:00 | 342 | 1324 | 104 | 1 | 24 | 10 | 1 | 27 | 101 | 1 | 24 | 115 | 1 | 24 | 5 | 1 | 27 | 114 | 1 | 24 | 346 | 1 | 43 | 9 | A | 7 | 9 | E | 9 | 23.9 | A | 7 | 18.3 | A | 7 | 71 | A | 7 | 987 | E | 9 | 360 | A | 7 | 3.1 | A | 7 | 8000 | B | 7 | 6600 | A | 7 | 3.8 | E | 8 | 0.213 | F | 8 | 0.14 | F | 8 | 0 | 1 | D | 9 | 5 | C | 8
[26 empty] | 3344300% | 8:00 | 586 | 1324 | 172 | 1 | 24 | 47 | 1 | 27 | 151 | 1 | 24 | 189 | 1 | 24 | 46 | 1 | 27 | 169 | 1 | 24 | 452 | 1 | 43 | 9 | A | 7 | 9 | E | 9 | 25 | A | 7 | 19.4 | A | 7 | 71 | A | 7 | 987 | E | 9 | 0 | A | 7 | 0 | A | 7 | 8000 | B | 7 | 6000 | A | 7 | 3.8 | E | 8 | 0.213 | F | 8 | 0.14 | F | 8 | 0 | 1 | D | 9 | 5 | C | 8
[26 empty] | 3344300% | 9:00 | 810 | 1324 | 316 | 1 | 24 | 149 | 1 | 27 | 225 | 1 | 24 | 350 | 1 | 24 | 157 | 1 | 27 | 254 | 1 | 24 | 615 | 1 | 43 | 9 | A | 7 | 9 | E | 9 | 27.2 | A | 7 | 19.4 | A | 7 | 62 | A | 7 | 987 | E | 9 | 270 | A | 7 | 2.1 | A | 7 | 9600 | B | 7 | 6000 | A | 7 | 3.9 | E | 8 | 0.213 | F | 8 | 0.14 | F | 8 | 0 | 1 | D | 9 | 5 | C | 8
[26 empty] | 3344300% | 10:00 | 999 | 1324 | 344 | 1 | 24 | 60 | 1 | 27 | 298 | 1 | 24 | 379 | 1 | 24 | 61 | 1 | 27 | 333 | 1 | 24 | 1147 | 1 | 43 | 9 | A | 7 | 9 | E | 9 | 27.8 | A | 7 | 19.4 | A | 7 | 60 | A | 7 | 987 | E | 9 | 300 | A | 7 | 2.6 | A | 7 | 11200 | B | 7 | 6000 | A | 7 | 3.9 | E | 8 | 0.213 | F | 8 | 0.14 | F | 8 | 0 | 1 | D | 9 | 0 | C | 8
[26 empty] | 3344300% | 11:00 | 1140 | 1324 | 328 | 1 | 24 | 0 | 1 | 27 | 327 | 1 | 24 | 387 | 1 | 24 | 0 | 1 | 27 | 387 | 1 | 24 | 1485 | 1 | 43 | 9 | A | 7 | 9 | E | 9 | 28.3 | A | 7 | 18.9 | A | 7 | 57 | A | 7 | 987 | E | 9 | 280 | A | 7 | 2.6 | A | 7 | 12800 | B | 7 | 1140 | A | 7 | 3.9 | E | 8 | 0.213 | F | 8 | 0.14 | F | 8 | 0 | 1 | D | 9 | 0 | C | 8
[26 empty] | 3344300% | 12:00 | 1222 | 1324 | 367 | 1 | 24 | 15 | 1 | 27 | 352 | 1 | 24 | 435 | 1 | 24 | 13 | 1 | 27 | 423 | 1 | 24 | 1596 | 1 | 43 | 9 | A | 7 | 9 | E | 9 | 29.4 | A | 7 | 21.1 | A | 7 | 61 | A | 7 | 987 | E | 9 | 220 | A | 7 | 4.1 | A | 7 | 11200 | B | 7 | 1200 | A | 7 | 3.9 | E | 8 | 0.213 | F | 8 | 0.14 | F | 8 | 0 | 1 | D | 9 | 0 | C | 8
[26 empty] | 3344300% | 13:00 | 1241 | 1324 | 373 | 1 | 24 | 7 | 1 | 27 | 365 | 1 | 24 | 442 | 1 | 24 | 6 | 1 | 27 | 436 | 1 | 24 | 1645 | 1 | 43 | 9 | A | 7 | 9 | E | 9 | 30.6 | A | 7 | 21.7 | A | 7 | 59 | A | 7 | 987 | E | 9 | 250 | A | 7 | 2.1 | A | 7 | 11200 | B | 7 | 1500 | A | 7 | 3.9 | E | 8 | 0.213 | F | 8 | 0.14 | F | 8 | 0 | 1 | D | 9 | 0 | C | 8
[26 empty] | 3344300% | 14:00 | 1195 | 1324 | 593 | 1 | 24 | 67 | 1 | 27 | 532 | 1 | 24 | 653 | 1 | 24 | 70 | 1 | 27 | 590 | 1 | 24 | 2468 | 1 | 43 | 9 | A | 7 | 9 | E | 9 | 31.7 | A | 7 | 22.2 | A | 7 | 57 | A | 7 | 987 | E | 9 | 0 | A | 7 | 0 | A | 7 | 9600 | B | 7 | 1500 | A | 7 | 3.9 | E | 8 | 0.213 | F | 8 | 0.14 | F | 8 | 0 | 1 | D | 9 | 5 | C | 8
[26 empty] | 3344300% | 15:00 | 1087 | 1324 | 440 | 1 | 24 | 105 | 1 | 27 | 353 | 1 | 24 | 485 | 1 | 24 | 112 | 1 | 27 | 393 | 1 | 24 | 1328 | 1 | 43 | 9 | A | 7 | 9 | E | 9 | 31.7 | A | 7 | 22.8 | A | 7 | 59 | A | 7 | 987 | E | 9 | 190 | A | 7 | 4.6 | A | 7 | 9600 | B | 7 | 1500 | A | 7 | 3.9 | E | 8 | 0.213 | F | 8 | 0.14 | F | 8 | 0 | 1 | D | 9 | 5 | C | 8
[26 empty] | 3344300% | 16:00 | 925 | 1324 | 579 | 1 | 24 | 456 | 1 | 27 | 260 | 1 | 24 | 614 | 1 | 24 | 472 | 1 | 27 | 283 | 1 | 24 | 731 | 1 | 43 | 2 | A | 7 | 2 | E | 9 | 32.2 | A | 7 | 23.3 | A | 7 | 59 | A | 7 | 987 | E | 9 | 180 | A | 7 | 4.1 | A | 7 | 9600 | B | 7 | 77777 | A | 7 | 3.9 | E | 8 | 0.213 | F | 8 | 0.14 | F | 8 | 0 | 1 | D | 9 | 5 | C | 8
[26 empty] | 3344300% | 17:00 | 719 | 1324 | 383 | 1 | 24 | 314 | 1 | 27 | 212 | 1 | 24 | 412 | 1 | 24 | 330 | 1 | 27 | 233 | 1 | 24 | 492 | 1 | 43 | 3 | A | 7 | 3 | E | 9 | 32.2 | A | 7 | 22.8 | A | 7 | 58 | A | 7 | 987 | E | 9 | 180 | A | 7 | 4.1 | A | 7 | 12800 | B | 7 | 77777 | A | 7 | 3.9 | E | 8 | 0.213 | F | 8 | 0.14 | F | 8 | 0 | 1 | D | 9 | 0 | C | 8
[26 empty] | 3344300% | 18:00 | 484 | 1324 | 217 | 1 | 24 | 231 | 1 | 27 | 133 | 1 | 24 | 232 | 1 | 24 | 223 | 1 | 27 | 151 | 1 | 24 | 270 | 1 | 43 | 2 | A | 7 | 2 | E | 9 | 31.7 | A | 7 | 22.2 | A | 7 | 57 | A | 7 | 987 | E | 9 | 130 | A | 7 | 4.1 | A | 7 | 12800 | B | 7 | 77777 | A | 7 | 3.9 | E | 8 | 0.213 | F | 8 | 0.14 | F | 8 | 0 | 1 | D | 9 | 0 | C | 8
[26 empty] | 3344300% | 19:00 | 236 | 1324 | 64 | 1 | 24 | 6 | 1 | 27 | 62 | 1 | 24 | 70 | 1 | 24 | 2 | 1 | 27 | 70 | 1 | 24 | 210 | 1 | 43 | 9 | A | 7 | 9 | E | 9 | 30.6 | A | 7 | 22.2 | A | 7 | 61 | A | 7 | 987 | E | 9 | 180 | A | 7 | 4.1 | A | 7 | 12800 | B | 7 | 3000 | A | 7 | 3.9 | E | 8 | 0.213 | F | 8 | 0.14 | F | 8 | 0 | 1 | D | 9 | 0 | C | 8
[26 empty] | 3344300% | 20:00 | 28 | 673 | 5 | 1 | 25 | 0 | 1 | 28 | 5 | 1 | 25 | 6 | 1 | 25 | 0 | 1 | 28 | 6 | 1 | 25 | 19 | 1 | 45 | 9 | B | 8 | 9 | B | 8 | 29.1 | B | 8 | 21.9 | B | 8 | 65 | A | 7 | 987 | E | 9 | 190 | B | 8 | 4.6 | B | 8 | 12800 | C | 8 | 12500 | B | 8 | 3.9 | E | 8 | 0.213 | F | 8 | 0.14 | F | 8 | 0 | 1 | D | 9 | 0 | C | 8
[26 empty] | 3344300% | 21:00 | 0 | 0 | 0 | 1 | 0 | 0 | 1 | 0 | 0 | 1 | 0 | 0 | 1 | 0 | 0 | 1 | 0 | 0 | 1 | 0 | 0 | 1 | 0 | 9 | A | 7 | 9 | E | 9 | 27.8 | A | 7 | 21.7 | A | 7 | 69 | A | 7 | 987 | E | 9 | 200 | A | 7 | 5.1 | A | 7 | 12800 | B | 7 | 77777 | A | 7 | 3.9 | E | 8 | 0.213 | F | 8 | 0.14 | F | 8 | 0 | 1 | D | 9 | 0 | C | 8
[26 empty] | 3344300% | 22:00 | 0 | 0 | 0 | 1 | 0 | 0 | 1 | 0 | 0 | 1 | 0 | 0 | 1 | 0 | 0 | 1 | 0 | 0 | 1 | 0 | 0 | 1 | 0 | 9 | B | 8 | 9 | B | 8 | 26.8 | B | 8 | 21.4 | B | 8 | 72 | A | 7 | 987 | E | 9 | 210 | B | 8 | 4.8 | B | 8 | 12600 | C | 8 | 19925 | B | 8 | 3.9 | E | 8 | 0.213 | F | 8 | 0.14 | F | 8 | 0 | 1 | D | 9 | 0 | C | 8
[26 empty] | 3344300% | 23:00 | 0 | 0 | 0 | 1 | 0 | 0 | 1 | 0 | 0 | 1 | 0 | 0 | 1 | 0 | 0 | 1 | 0 | 0 | 1 | 0 | 0 | 1 | 0 | 9 | B | 8 | 9 | B | 8 | 26.1 | B | 8 | 20.9 | B | 8 | 73 | A | 7 | 987 | E | 9 | 230 | B | 8 | 4.5 | B | 8 | 12400 | C | 8 | 17850 | B | 8 | 3.9 | E | 8 | 0.213 | F | 8 | 0.14 | F | 8 | 0 | 1 | D | 9 | 0 | C | 8
[26 empty] | 3344300% | 24:00 | 0 | 0 | 0 | 1 | 0 | 0 | 1 | 0 | 0 | 1 | 0 | 0 | 1 | 0 | 0 | 1 | 0 | 0 | 1 | 0 | 0 | 1 | 0 | 9 | B | 8 | 9 | B | 8 | 25.5 | B | 8 | 20.4 | B | 8 | 73 | A | 7 | 987 | E | 9 | 240 | B | 8 | 4.2 | B | 8 | 12200 | C | 8 | 15775 | B | 8 | 4 | E | 8 | 0.213 | F | 8 | 0.14 | F | 8 | 0 | 1 | D | 9 | 0 | C | 8
[26 empty] | 3344400% | 1:00 | 0 | 0 | 0 | 1 | 0 | 0 | 1 | 0 | 0 | 1 | 0 | 0 | 1 | 0 | 0 | 1 | 0 | 0 | 1 | 0 | 0 | 1 | 0 | 10 | B | 8 | 10 | B | 8 | 25 | B | 8 | 19.9 | B | 8 | 73 | A | 7 | 987 | E | 9 | 250 | B | 8 | 3.9 | B | 8 | 12000 | C | 8 | 13700 | B | 8 | 4 | E | 8 | 0.215 | F | 8 | 0.14 | F | 8 | 0 | 1 | D | 9 | 0 | C | 8
[26 empty] | 3344400% | 2:00 | 0 | 0 | 0 | 1 | 0 | 0 | 1 | 0 | 0 | 1 | 0 | 0 | 1 | 0 | 0 | 1 | 0 | 0 | 1 | 0 | 0 | 1 | 0 | 10 | B | 8 | 10 | B | 8 | 24.4 | B | 8 | 19.5 | B | 8 | 74 | A | 7 | 987 | E | 9 | 260 | B | 8 | 3.5 | B | 8 | 11800 | C | 8 | 11625 | B | 8 | 4 | E | 8 | 0.215 | F | 8 | 0.14 | F | 8 | 0 | 1 | D | 9 | 0 | C | 8
[26 empty] | 3344400% | 3:00 | 0 | 0 | 0 | 1 | 0 | 0 | 1 | 0 | 0 | 1 | 0 | 0 | 1 | 0 | 0 | 1 | 0 | 0 | 1 | 0 | 0 | 1 | 0 | 10 | B | 8 | 10 | B | 8 | 24.1 | B | 8 | 19.1 | B | 8 | 74 | A | 7 | 987 | E | 9 | 280 | B | 8 | 3.2 | B | 8 | 11600 | C | 8 | 9550 | B | 8 | 4 | E | 8 | 0.215 | F | 8 | 0.14 | F | 8 | 0 | 1 | D | 9 | 0 | C | 8
[26 empty] | 3344400% | 4:00 | 0 | 0 | 0 | 1 | 0 | 0 | 1 | 0 | 0 | 1 | 0 | 0 | 1 | 0 | 0 | 1 | 0 | 0 | 1 | 0 | 0 | 1 | 0 | 10 | B | 8 | 10 | B | 8 | 23.6 | B | 8 | 18.7 | B | 8 | 74 | A | 7 | 987 | E | 9 | 290 | B | 8 | 2.9 | B | 8 | 11400 | C | 8 | 7475 | B | 8 | 4 | E | 8 | 0.215 | F | 8 | 0.14 | F | 8 | 0 | 1 | D | 9 | 0 | C | 8
[26 empty] | 3344400% | 5:00 | 0 | 0 | 0 | 1 | 0 | 0 | 1 | 0 | 0 | 1 | 0 | 0 | 1 | 0 | 0 | 1 | 0 | 0 | 1 | 0 | 0 | 1 | 0 | 10 | A | 7 | 10 | E | 9 | 23.3 | A | 7 | 18.3 | A | 7 | 74 | A | 7 | 987 | E | 9 | 300 | A | 7 | 2.6 | A | 7 | 11200 | B | 7 | 5400 | A | 7 | 4 | E | 8 | 0.215 | F | 8 | 0.14 | F | 8 | 0 | 1 | D | 9 | 0 | C | 8
[26 empty] | 3344400% | 6:00 | 95 | 1225 | 18 | 1 | 24 | 0 | 1 | 27 | 18 | 1 | 24 | 21 | 1 | 24 | 0 | 1 | 27 | 21 | 1 | 24 | 65 | 1 | 43 | 10 | A | 7 | 10 | E | 9 | 22.8 | A | 7 | 18.3 | A | 7 | 76 | A | 7 | 987 | E | 9 | 300 | A | 7 | 4.1 | A | 7 | 11200 | B | 7 | 2700 | A | 7 | 4 | E | 8 | 0.215 | F | 8 | 0.14 | F | 8 | 0 | 1 | D | 9 | 0 | C | 8
[26 empty] | 3344400% | 7:00 | 339 | 1324 | 61 | 1 | 24 | 0 | 1 | 27 | 61 | 1 | 24 | 71 | 1 | 24 | 0 | 1 | 27 | 71 | 1 | 24 | 240 | 1 | 43 | 10 | A | 7 | 10 | E | 9 | 22.8 | A | 7 | 18.3 | A | 7 | 76 | A | 7 | 987 | E | 9 | 30 | A | 7 | 4.6 | A | 7 | 11200 | B | 7 | 2700 | A | 7 | 4 | E | 8 | 0.215 | F | 8 | 0.14 | F | 8 | 0 | 1 | D | 9 | 0 | C | 8
[26 empty] | 3344400% | 8:00 | 584 | 1324 | 101 | 1 | 24 | 0 | 1 | 27 | 101 | 1 | 24 | 119 | 1 | 24 | 0 | 1 | 27 | 119 | 1 | 24 | 445 | 1 | 43 | 10 | A | 7 | 10 | E | 9 | 23.3 | A | 7 | 19.4 | A | 7 | 79 | A | 7 | 987 | E | 9 | 100 | A | 7 | 4.1 | A | 7 | 11200 | B | 7 | 2700 | A | 7 | 4 | E | 8 | 0.215 | F | 8 | 0.14 | F | 8 | 0 | 1 | D | 9 | 0 | C | 8
[26 empty] | 3344400% | 9:00 | 808 | 1324 | 158 | 1 | 24 | 0 | 1 | 27 | 158 | 1 | 24 | 188 | 1 | 24 | 0 | 1 | 27 | 188 | 1 | 24 | 738 | 1 | 43 | 10 | A | 7 | 10 | E | 9 | 24.4 | A | 7 | 19.4 | A | 7 | 74 | A | 7 | 987 | E | 9 | 0 | A | 7 | 0 | A | 7 | 9600 | B | 7 | 2700 | A | 7 | 4.1 | E | 8 | 0.215 | F | 8 | 0.14 | F | 8 | 0 | 1 | D | 9 | 5 | C | 8
[26 empty] | 3344400% | 10:00 | 997 | 1324 | 259 | 1 | 24 | 0 | 1 | 27 | 259 | 1 | 24 | 306 | 1 | 24 | 0 | 1 | 27 | 306 | 1 | 24 | 1195 | 1 | 43 | 10 | A | 7 | 10 | E | 9 | 26.7 | A | 7 | 19.4 | A | 7 | 64 | A | 7 | 987 | E | 9 | 250 | A | 7 | 2.6 | A | 7 | 6400 | B | 7 | 4500 | A | 7 | 4.1 | E | 8 | 0.215 | F | 8 | 0.14 | F | 8 | 0 | 1 | D | 9 | 5 | C | 8
[26 empty] | 3344400% | 11:00 | 1138 | 1324 | 475 | 1 | 24 | 168 | 1 | 27 | 330 | 1 | 24 | 529 | 1 | 24 | 180 | 1 | 27 | 374 | 1 | 24 | 1374 | 1 | 43 | 9 | A | 7 | 9 | E | 9 | 27.8 | A | 7 | 19.4 | A | 7 | 60 | A | 7 | 987 | E | 9 | 260 | A | 7 | 4.1 | A | 7 | 6400 | B | 7 | 4500 | A | 7 | 4.1 | E | 8 | 0.215 | F | 8 | 0.14 | F | 8 | 0 | 1 | D | 9 | 5 | C | 8
[26 empty] | 3344400% | 12:00 | 1221 | 1324 | 318 | 1 | 24 | 74 | 1 | 27 | 250 | 1 | 24 | 363 | 1 | 24 | 80 | 1 | 27 | 289 | 1 | 24 | 1309 | 1 | 43 | 9 | A | 7 | 9 | E | 9 | 28.9 | A | 7 | 20.6 | A | 7 | 61 | A | 7 | 987 | E | 9 | 200 | A | 7 | 3.6 | A | 7 | 9600 | B | 7 | 4500 | A | 7 | 4.1 | E | 8 | 0.215 | F | 8 | 0.14 | F | 8 | 0 | 1 | D | 9 | 5 | C | 8
[26 empty] | 3344400% | 13:00 | 1240 | 1324 | 474 | 1 | 24 | 123 | 1 | 27 | 359 | 1 | 24 | 530 | 1 | 24 | 132 | 1 | 27 | 406 | 1 | 24 | 2020 | 1 | 43 | 9 | A | 7 | 9 | E | 9 | 30.6 | A | 7 | 21.7 | A | 7 | 59 | A | 7 | 987 | E | 9 | 210 | A | 7 | 2.6 | A | 7 | 11200 | B | 7 | 4500 | A | 7 | 4.1 | E | 8 | 0.215 | F | 8 | 0.14 | F | 8 | 0 | 1 | D | 9 | 0 | C | 8
[26 empty] | 3344400% | 14:00 | 1193 | 1324 | 551 | 1 | 25 | 70 | 1 | 28 | 488 | 1 | 25 | 608 | 1 | 25 | 73 | 1 | 28 | 542 | 1 | 25 | 2292 | 1 | 45 | 10 | B | 8 | 10 | B | 8 | 31.1 | B | 8 | 21.3 | B | 8 | 56 | A | 7 | 987 | E | 9 | 190 | B | 8 | 2.6 | B | 8 | 12000 | C | 8 | 4500 | B | 8 | 4.2 | E | 8 | 0.215 | F | 8 | 0.14 | F | 8 | 0 | 1 | D | 9 | 0 | C | 8
[26 empty] | 3344400% | 15:00 | 1085 | 1324 | 288 | 1 | 24 | 0 | 1 | 27 | 288 | 1 | 24 | 341 | 1 | 24 | 0 | 1 | 27 | 341 | 1 | 24 | 1335 | 1 | 43 | 10 | A | 7 | 10 | E | 9 | 31.1 | A | 7 | 20.6 | A | 7 | 54 | A | 7 | 987 | E | 9 | 160 | A | 7 | 2.6 | A | 7 | 12800 | B | 7 | 4500 | A | 7 | 4.2 | E | 8 | 0.215 | F | 8 | 0.14 | F | 8 | 0 | 1 | D | 9 | 0 | C | 8
[26 empty] | 3344400% | 16:00 | 923 | 1324 | 375 | 1 | 24 | 62 | 1 | 27 | 331 | 1 | 24 | 412 | 1 | 24 | 64 | 1 | 27 | 368 | 1 | 24 | 1154 | 1 | 43 | 9 | A | 7 | 9 | E | 9 | 30.6 | A | 7 | 20.6 | A | 7 | 55 | A | 7 | 987 | E | 9 | 160 | A | 7 | 2.6 | A | 7 | 12800 | B | 7 | 3300 | A | 7 | 4.2 | E | 8 | 0.215 | F | 8 | 0.14 | F | 8 | 0 | 1 | D | 9 | 0 | C | 8
[26 empty] | 3344400% | 17:00 | 717 | 1324 | 268 | 1 | 24 | 114 | 1 | 27 | 206 | 1 | 24 | 295 | 1 | 24 | 118 | 1 | 27 | 230 | 1 | 24 | 529 | 1 | 43 | 9 | A | 7 | 9 | E | 9 | 30.6 | A | 7 | 20.6 | A | 7 | 55 | A | 7 | 987 | E | 9 | 0 | A | 7 | 0 | A | 7 | 12800 | B | 7 | 3000 | A | 7 | 4.2 | E | 8 | 0.215 | F | 8 | 0.14 | F | 8 | 0 | 1 | D | 9 | 0 | C | 8
[26 empty] | 3344400% | 18:00 | 481 | 1324 | 196 | 1 | 24 | 39 | 1 | 27 | 181 | 1 | 24 | 214 | 1 | 24 | 37 | 1 | 27 | 200 | 1 | 24 | 468 | 1 | 43 | 9 | A | 7 | 9 | E | 9 | 30.6 | A | 7 | 20.6 | A | 7 | 55 | A | 7 | 987 | E | 9 | 150 | A | 7 | 2.6 | A | 7 | 12800 | B | 7 | 3000 | A | 7 | 4.3 | E | 8 | 0.215 | F | 8 | 0.14 | F | 8 | 0 | 1 | D | 9 | 0 | C | 8
[26 empty] | 3344400% | 19:00 | 233 | 1324 | 72 | 1 | 24 | 17 | 1 | 27 | 69 | 1 | 24 | 79 | 1 | 24 | 5 | 1 | 27 | 79 | 1 | 24 | 224 | 1 | 43 | 9 | A | 7 | 9 | E | 9 | 29.4 | A | 7 | 19.4 | A | 7 | 55 | A | 7 | 987 | E | 9 | 130 | A | 7 | 3.1 | A | 7 | 12800 | B | 7 | 7500 | A | 7 | 4.3 | E | 8 | 0.215 | F | 8 | 0.14 | F | 8 | 0 | 1 | D | 9 | 0 | C | 8
[26 empty] | 3344400% | 20:00 | 26 | 651 | 4 | 1 | 24 | 0 | 1 | 27 | 4 | 1 | 24 | 5 | 1 | 24 | 0 | 1 | 27 | 5 | 1 | 24 | 16 | 1 | 43 | 10 | A | 7 | 10 | E | 9 | 28.3 | A | 7 | 21.7 | A | 7 | 67 | A | 7 | 987 | E | 9 | 180 | A | 7 | 5.1 | A | 7 | 8000 | B | 7 | 7500 | A | 7 | 4.3 | E | 8 | 0.215 | F | 8 | 0.14 | F | 8 | 0 | 1 | D | 9 | 5 | C | 8
[26 empty] | 3344400% | 21:00 | 0 | 0 | 0 | 1 | 0 | 0 | 1 | 0 | 0 | 1 | 0 | 0 | 1 | 0 | 0 | 1 | 0 | 0 | 1 | 0 | 0 | 1 | 0 | 10 | A | 7 | 10 | E | 9 | 27.2 | A | 7 | 21.7 | A | 7 | 72 | A | 7 | 987 | E | 9 | 170 | A | 7 | 5.1 | A | 7 | 8000 | B | 7 | 7500 | A | 7 | 4.3 | E | 8 | 0.215 | F | 8 | 0.14 | F | 8 | 0 | 1 | D | 9 | 5 | C | 8
[26 empty] | 3344400% | 22:00 | 0 | 0 | 0 | 1 | 0 | 0 | 1 | 0 | 0 | 1 | 0 | 0 | 1 | 0 | 0 | 1 | 0 | 0 | 1 | 0 | 0 | 1 | 0 | 10 | B | 8 | 10 | B | 8 | 26.3 | B | 8 | 21.8 | B | 8 | 76 | A | 7 | 987 | E | 9 | 150 | B | 8 | 4.8 | B | 8 | 7400 | C | 8 | 6600 | B | 8 | 4.4 | E | 8 | 0.215 | F | 8 | 0.14 | F | 8 | 0 | 1 | D | 9 | 5 | C | 8
[26 empty] | 3344400% | 23:00 | 0 | 0 | 0 | 1 | 0 | 0 | 1 | 0 | 0 | 1 | 0 | 0 | 1 | 0 | 0 | 1 | 0 | 0 | 1 | 0 | 0 | 1 | 0 | 10 | B | 8 | 10 | B | 8 | 25.7 | B | 8 | 21.7 | B | 8 | 79 | A | 7 | 987 | E | 9 | 130 | B | 8 | 4.5 | B | 8 | 6800 | C | 8 | 5700 | B | 8 | 4.4 | E | 8 | 0.215 | F | 8 | 0.14 | F | 8 | 0 | 1 | D | 9 | 5 | C | 8
[26 empty] | 3344400% | 24:00 | 0 | 0 | 0 | 1 | 0 | 0 | 1 | 0 | 0 | 1 | 0 | 0 | 1 | 0 | 0 | 1 | 0 | 0 | 1 | 0 | 0 | 1 | 0 | 10 | B | 8 | 10 | B | 8 | 25.1 | B | 8 | 21.7 | B | 8 | 81 | A | 7 | 987 | E | 9 | 110 | B | 8 | 4.2 | B | 8 | 6200 | C | 8 | 4800 | B | 8 | 4.4 | E | 8 | 0.215 | F | 8 | 0.14 | F | 8 | 0 | 1 | D | 9 | 5 | C | 8
[26 empty] | 3344500% | 1:00 | 0 | 0 | 0 | 1 | 0 | 0 | 1 | 0 | 0 | 1 | 0 | 0 | 1 | 0 | 0 | 1 | 0 | 0 | 1 | 0 | 0 | 1 | 0 | 10 | B | 8 | 10 | B | 8 | 24.7 | B | 8 | 21.6 | B | 8 | 83 | A | 7 | 987 | E | 9 | 90 | B | 8 | 3.9 | B | 8 | 5600 | C | 8 | 3900 | B | 8 | 4.4 | E | 8 | 0.216 | F | 8 | 0.14 | F | 8 | 0 | 1 | D | 9 | 45 | C | 8
[26 empty] | 3344500% | 2:00 | 0 | 0 | 0 | 1 | 0 | 0 | 1 | 0 | 0 | 1 | 0 | 0 | 1 | 0 | 0 | 1 | 0 | 0 | 1 | 0 | 0 | 1 | 0 | 10 | B | 8 | 10 | B | 8 | 24.2 | B | 8 | 21.7 | B | 8 | 86 | A | 7 | 987 | E | 9 | 60 | B | 8 | 3.5 | B | 8 | 5000 | C | 8 | 3000 | B | 8 | 4.5 | E | 8 | 0.216 | F | 8 | 0.14 | F | 8 | 0 | 1 | D | 9 | 45 | C | 8
[26 empty] | 3344500% | 3:00 | 0 | 0 | 0 | 1 | 0 | 0 | 1 | 0 | 0 | 1 | 0 | 0 | 1 | 0 | 0 | 1 | 0 | 0 | 1 | 0 | 0 | 1 | 0 | 10 | B | 8 | 10 | B | 8 | 23.9 | B | 8 | 21.6 | B | 8 | 87 | A | 7 | 987 | E | 9 | 40 | B | 8 | 3.2 | B | 8 | 4400 | C | 8 | 2100 | B | 8 | 4.5 | E | 8 | 0.216 | F | 8 | 0.14 | F | 8 | 0 | 1 | D | 9 | 45 | C | 8
[26 empty] | 3344500% | 4:00 | 0 | 0 | 0 | 1 | 0 | 0 | 1 | 0 | 0 | 1 | 0 | 0 | 1 | 0 | 0 | 1 | 0 | 0 | 1 | 0 | 0 | 1 | 0 | 10 | B | 8 | 10 | B | 8 | 23.6 | B | 8 | 21.7 | B | 8 | 89 | A | 7 | 987 | E | 9 | 20 | B | 8 | 2.9 | B | 8 | 3800 | C | 8 | 1200 | B | 8 | 4.5 | E | 8 | 0.216 | F | 8 | 0.14 | F | 8 | 0 | 1 | D | 9 | 45 | C | 8
[26 empty] | 3344500% | 5:00 | 0 | 0 | 0 | 1 | 0 | 0 | 1 | 0 | 0 | 1 | 0 | 0 | 1 | 0 | 0 | 1 | 0 | 0 | 1 | 0 | 0 | 1 | 0 | 10 | A | 7 | 10 | E | 9 | 23.3 | A | 7 | 21.7 | A | 7 | 91 | A | 7 | 987 | E | 9 | 360 | A | 7 | 2.6 | A | 7 | 3200 | B | 7 | 300 | A | 7 | 4.5 | E | 8 | 0.216 | F | 8 | 0.14 | F | 8 | 0 | 1 | D | 9 | 45 | C | 8
[26 empty] | 3344500% | 6:00 | 93 | 1203 | 15 | 1 | 24 | 0 | 1 | 27 | 15 | 1 | 24 | 18 | 1 | 24 | 0 | 1 | 27 | 18 | 1 | 24 | 56 | 1 | 43 | 10 | A | 7 | 10 | E | 9 | 23.3 | A | 7 | 21.7 | A | 7 | 91 | A | 7 | 987 | E | 9 | 0 | A | 7 | 0 | A | 7 | 4000 | B | 7 | 3000 | A | 7 | 4.6 | E | 8 | 0.216 | F | 8 | 0.14 | F | 8 | 0 | 1 | D | 9 | 45 | C | 8
[26 empty] | 3344500% | 7:00 | 336 | 1324 | 52 | 1 | 25 | 0 | 1 | 28 | 52 | 1 | 25 | 61 | 1 | 25 | 0 | 1 | 28 | 61 | 1 | 25 | 210 | 1 | 45 | 10 | B | 8 | 10 | B | 8 | 23.7 | B | 8 | 22 | B | 8 | 90 | A | 7 | 987 | E | 9 | 340 | B | 8 | 1.1 | B | 8 | 3600 | C | 8 | 2100 | B | 8 | 4.6 | E | 8 | 0.216 | F | 8 | 0.14 | F | 8 | 0 | 1 | D | 9 | 45 | C | 8
[26 empty] | 3344500% | 8:00 | 581 | 1324 | 110 | 1 | 24 | 0 | 1 | 27 | 110 | 1 | 24 | 129 | 1 | 24 | 0 | 1 | 27 | 129 | 1 | 24 | 476 | 1 | 43 | 10 | A | 7 | 10 | E | 9 | 24.4 | A | 7 | 22.2 | A | 7 | 88 | A | 7 | 987 | E | 9 | 320 | A | 7 | 2.1 | A | 7 | 3200 | B | 7 | 1200 | A | 7 | 4.6 | E | 8 | 0.216 | F | 8 | 0.14 | F | 8 | 0 | 1 | D | 9 | 45 | C | 8
[26 empty] | 3344500% | 9:00 | 806 | 1324 | 166 | 1 | 24 | 0 | 1 | 27 | 166 | 1 | 24 | 197 | 1 | 24 | 0 | 1 | 27 | 197 | 1 | 24 | 767 | 1 | 43 | 10 | A | 7 | 10 | E | 9 | 26.1 | A | 7 | 22.2 | A | 7 | 79 | A | 7 | 987 | E | 9 | 0 | A | 7 | 0 | A | 7 | 3200 | B | 7 | 2700 | A | 7 | 4.5 | E | 8 | 0.216 | F | 8 | 0.14 | F | 8 | 0 | 1 | D | 9 | 5 | C | 8
[26 empty] | 3344500% | 10:00 | 996 | 1324 | 213 | 1 | 24 | 0 | 1 | 27 | 213 | 1 | 24 | 255 | 1 | 24 | 0 | 1 | 27 | 255 | 1 | 24 | 1026 | 1 | 43 | 10 | A | 7 | 10 | E | 9 | 25.6 | A | 7 | 21.7 | A | 7 | 79 | A | 7 | 987 | E | 9 | 290 | A | 7 | 4.6 | A | 7 | 3200 | B | 7 | 1500 | A | 7 | 4.5 | E | 8 | 0.216 | F | 8 | 0.14 | F | 8 | 0 | 1 | D | 9 | 5 | C | 8
[26 empty] | 3344500% | 11:00 | 1136 | 1324 | 208 | 1 | 24 | 0 | 1 | 27 | 208 | 1 | 24 | 255 | 1 | 24 | 0 | 1 | 27 | 255 | 1 | 24 | 1040 | 1 | 43 | 10 | A | 7 | 10 | E | 9 | 26.1 | A | 7 | 22.2 | A | 7 | 79 | A | 7 | 987 | E | 9 | 290 | A | 7 | 4.1 | A | 7 | 4000 | B | 7 | 390 | A | 7 | 4.5 | E | 8 | 0.216 | F | 8 | 0.14 | F | 8 | 0 | 1 | D | 9 | 5 | C | 8
[26 empty] | 3344500% | 12:00 | 1219 | 1324 | 268 | 1 | 24 | 0 | 1 | 27 | 268 | 1 | 24 | 325 | 1 | 24 | 0 | 1 | 27 | 325 | 1 | 24 | 1296 | 1 | 43 | 10 | A | 7 | 10 | E | 9 | 26.1 | A | 7 | 21.7 | A | 7 | 77 | A | 7 | 987 | E | 9 | 310 | A | 7 | 5.1 | A | 7 | 4000 | B | 7 | 1200 | A | 7 | 4.5 | E | 8 | 0.216 | F | 8 | 0.14 | F | 8 | 0 | 1 | D | 9 | 5 | C | 8
[26 empty] | 3344500% | 13:00 | 1238 | 1324 | 273 | 1 | 24 | 0 | 1 | 27 | 273 | 1 | 24 | 332 | 1 | 24 | 0 | 1 | 27 | 332 | 1 | 24 | 1319 | 1 | 43 | 10 | A | 7 | 10 | E | 9 | 26.1 | A | 7 | 20.6 | A | 7 | 72 | A | 7 | 987 | E | 9 | 360 | A | 7 | 6.2 | A | 7 | 4000 | B | 7 | 600 | A | 7 | 4.5 | E | 8 | 0.216 | F | 8 | 0.14 | F | 8 | 0 | 1 | D | 9 | 5 | C | 8
[26 empty] | 3344500% | 14:00 | 1192 | 1324 | 262 | 1 | 25 | 0 | 1 | 28 | 262 | 1 | 25 | 318 | 1 | 25 | 0 | 1 | 28 | 318 | 1 | 25 | 1267 | 1 | 45 | 10 | B | 8 | 10 | B | 8 | 26.6 | B | 8 | 20.1 | B | 8 | 68 | A | 7 | 987 | E | 9 | 360 | B | 8 | 5.6 | B | 8 | 6000 | C | 8 | 675 | B | 8 | 4.5 | E | 8 | 0.216 | F | 8 | 0.14 | F | 8 | 0 | 1 | D | 9 | 5 | C | 8
[26 empty] | 3344500% | 15:00 | 1084 | 1324 | 235 | 1 | 24 | 0 | 1 | 27 | 235 | 1 | 24 | 283 | 1 | 24 | 0 | 1 | 27 | 283 | 1 | 24 | 1139 | 1 | 43 | 10 | A | 7 | 10 | E | 9 | 26.7 | A | 7 | 19.4 | A | 7 | 64 | A | 7 | 987 | E | 9 | 360 | A | 7 | 5.1 | A | 7 | 8000 | B | 7 | 750 | A | 7 | 4.5 | E | 8 | 0.216 | F | 8 | 0.14 | F | 8 | 0 | 1 | D | 9 | 5 | C | 8
[26 empty] | 3344500% | 16:00 | 921 | 1324 | 244 | 1 | 24 | 0 | 1 | 27 | 244 | 1 | 24 | 286 | 1 | 24 | 0 | 1 | 27 | 286 | 1 | 24 | 1101 | 1 | 43 | 10 | A | 7 | 10 | E | 9 | 25.6 | A | 7 | 19.4 | A | 7 | 69 | A | 7 | 987 | E | 9 | 360 | A | 7 | 5.7 | A | 7 | 9600 | B | 7 | 4500 | A | 7 | 4.4 | E | 8 | 0.216 | F | 8 | 0.14 | F | 8 | 0 | 1 | D | 9 | 5 | C | 8
[26 empty] | 3344500% | 17:00 | 714 | 1324 | 179 | 1 | 25 | 0 | 1 | 28 | 179 | 1 | 25 | 207 | 1 | 25 | 0 | 1 | 28 | 207 | 1 | 25 | 766 | 1 | 45 | 10 | B | 8 | 10 | B | 8 | 25.1 | B | 8 | 18.8 | B | 8 | 68 | A | 7 | 987 | E | 9 | 20 | B | 8 | 5.4 | B | 8 | 9600 | C | 8 | 3450 | B | 8 | 4.4 | E | 8 | 0.216 | F | 8 | 0.14 | F | 8 | 0 | 1 | D | 9 | 5 | C | 8
[26 empty] | 3344500% | 18:00 | 479 | 1324 | 85 | 1 | 24 | 0 | 1 | 27 | 85 | 1 | 24 | 99 | 1 | 24 | 0 | 1 | 27 | 99 | 1 | 24 | 356 | 1 | 43 | 10 | A | 7 | 10 | E | 9 | 24.4 | A | 7 | 18.3 | A | 7 | 69 | A | 7 | 987 | E | 9 | 30 | A | 7 | 5.1 | A | 7 | 9600 | B | 7 | 2400 | A | 7 | 4.4 | E | 8 | 0.216 | F | 8 | 0.14 | F | 8 | 0 | 1 | D | 9 | 5 | C | 8
[26 empty] | 3344500% | 19:00 | 230 | 1324 | 32 | 1 | 24 | 0 | 1 | 27 | 32 | 1 | 24 | 38 | 1 | 24 | 0 | 1 | 27 | 38 | 1 | 24 | 125 | 1 | 43 | 10 | A | 7 | 10 | E | 9 | 23.9 | A | 7 | 18.3 | A | 7 | 71 | A | 7 | 987 | E | 9 | 30 | A | 7 | 4.1 | A | 7 | 9600 | B | 7 | 2400 | A | 7 | 4.4 | E | 8 | 0.216 | F | 8 | 0.14 | F | 8 | 0 | 1 | D | 9 | 5 | C | 8
[26 empty] | 3344500% | 20:00 | 25 | 629 | 3 | 1 | 24 | 0 | 1 | 27 | 3 | 1 | 24 | 0 | 1 | 24 | 0 | 1 | 27 | 0 | 1 | 24 | 0 | 1 | 43 | 10 | A | 7 | 10 | E | 9 | 23.3 | A | 7 | 18.3 | A | 7 | 74 | A | 7 | 987 | E | 9 | 70 | A | 7 | 4.1 | A | 7 | 8000 | B | 7 | 2100 | A | 7 | 4.4 | E | 8 | 0.216 | F | 8 | 0.14 | F | 8 | 0 | 1 | D | 9 | 5 | C | 8
[26 empty] | 3344500% | 21:00 | 0 | 0 | 0 | 1 | 0 | 0 | 1 | 0 | 0 | 1 | 0 | 0 | 1 | 0 | 0 | 1 | 0 | 0 | 1 | 0 | 0 | 1 | 0 | 10 | A | 7 | 10 | E | 9 | 22.8 | A | 7 | 18.3 | A | 7 | 76 | A | 7 | 987 | E | 9 | 90 | A | 7 | 3.6 | A | 7 | 8000 | B | 7 | 2100 | A | 7 | 4.4 | E | 8 | 0.216 | F | 8 | 0.14 | F | 8 | 0 | 1 | D | 9 | 5 | C | 8
[26 empty] | 3344500% | 22:00 | 0 | 0 | 0 | 1 | 0 | 0 | 1 | 0 | 0 | 1 | 0 | 0 | 1 | 0 | 0 | 1 | 0 | 0 | 1 | 0 | 0 | 1 | 0 | 10 | E | 9 | 10 | E | 9 | 22.2 | E | 9 | 18.5 | E | 9 | 80 | A | 7 | 987 | E | 9 | 110 | E | 9 | 4.3 | E | 9 | 8000 | C | 8 | 2180 | E | 9 | 4.4 | E | 8 | 0.216 | F | 8 | 0.14 | F | 8 | 0 | 1 | D | 9 | 5 | C | 8
[26 empty] | 3344500% | 23:00 | 0 | 0 | 0 | 1 | 0 | 0 | 1 | 0 | 0 | 1 | 0 | 0 | 1 | 0 | 0 | 1 | 0 | 0 | 1 | 0 | 0 | 1 | 0 | 10 | E | 9 | 10 | E | 9 | 21.7 | E | 9 | 17.7 | E | 9 | 78 | A | 7 | 987 | E | 9 | 120 | E | 9 | 4.9 | E | 9 | 8000 | C | 8 | 2200 | E | 9 | 4.3 | E | 8 | 0.216 | F | 8 | 0.14 | F | 8 | 0 | 1 | D | 9 | 5 | C | 8
[26 empty] | 3344500% | 24:00 | 0 | 0 | 0 | 1 | 0 | 0 | 1 | 0 | 0 | 1 | 0 | 0 | 1 | 0 | 0 | 1 | 0 | 0 | 1 | 0 | 0 | 1 | 0 | 10 | E | 9 | 10 | E | 9 | 21.4 | E | 9 | 19 | E | 9 | 86 | A | 7 | 987 | E | 9 | 140 | E | 9 | 5.6 | E | 9 | 8000 | C | 8 | 2340 | E | 9 | 4.3 | E | 8 | 0.216 | F | 8 | 0.14 | F | 8 | 0 | 1 | D | 9 | 5 | C | 8
[26 empty] | 3344600% | 1:00 | 0 | 0 | 0 | 1 | 0 | 0 | 1 | 0 | 0 | 1 | 0 | 0 | 1 | 0 | 0 | 1 | 0 | 0 | 1 | 0 | 0 | 1 | 0 | 10 | E | 9 | 10 | E | 9 | 21.3 | E | 9 | 18.2 | E | 9 | 82 | A | 7 | 987 | E | 9 | 150 | E | 9 | 6.2 | E | 9 | 8000 | C | 8 | 2180 | E | 9 | 4.3 | E | 8 | 0.216 | F | 8 | 0.14 | F | 8 | 0 | 1 | D | 9 | 5 | C | 8
[26 empty] | 3344600% | 2:00 | 0 | 0 | 0 | 1 | 0 | 0 | 1 | 0 | 0 | 1 | 0 | 0 | 1 | 0 | 0 | 1 | 0 | 0 | 1 | 0 | 0 | 1 | 0 | 10 | E | 9 | 10 | E | 9 | 20.9 | E | 9 | 18.4 | E | 9 | 86 | A | 7 | 987 | E | 9 | 120 | E | 9 | 5.1 | E | 9 | 8000 | C | 8 | 2200 | E | 9 | 4.3 | E | 8 | 0.216 | F | 8 | 0.14 | F | 8 | 0 | 1 | D | 9 | 5 | C | 8
[26 empty] | 3344600% | 3:00 | 0 | 0 | 0 | 1 | 0 | 0 | 1 | 0 | 0 | 1 | 0 | 0 | 1 | 0 | 0 | 1 | 0 | 0 | 1 | 0 | 0 | 1 | 0 | 10 | E | 9 | 10 | E | 9 | 20.9 | E | 9 | 17.6 | E | 9 | 81 | A | 7 | 987 | E | 9 | 150 | E | 9 | 5.5 | E | 9 | 8000 | C | 8 | 2310 | E | 9 | 4.3 | E | 8 | 0.216 | F | 8 | 0.14 | F | 8 | 0 | 1 | D | 9 | 5 | C | 8
[26 empty] | 3344600% | 4:00 | 0 | 0 | 0 | 1 | 0 | 0 | 1 | 0 | 0 | 1 | 0 | 0 | 1 | 0 | 0 | 1 | 0 | 0 | 1 | 0 | 0 | 1 | 0 | 10 | E | 9 | 10 | E | 9 | 20.8 | E | 9 | 18.9 | E | 9 | 89 | A | 7 | 987 | E | 9 | 220 | E | 9 | 5.9 | E | 9 | 8000 | C | 8 | 2780 | E | 9 | 4.3 | E | 8 | 0.216 | F | 8 | 0.14 | F | 8 | 0 | 1 | D | 9 | 5 | C | 8
[26 empty] | 3344600% | 5:00 | 0 | 0 | 0 | 1 | 0 | 0 | 1 | 0 | 0 | 1 | 0 | 0 | 1 | 0 | 0 | 1 | 0 | 0 | 1 | 0 | 0 | 1 | 0 | 10 | E | 9 | 10 | E | 9 | 20.7 | E | 9 | 18.1 | E | 9 | 85 | A | 7 | 987 | E | 9 | 200 | E | 9 | 5.8 | E | 9 | 8000 | C | 8 | 2080 | E | 9 | 4.3 | E | 8 | 0.216 | F | 8 | 0.14 | F | 8 | 0 | 1 | D | 9 | 5 | C | 8
[26 empty] | 3344600% | 6:00 | 90 | 1181 | 16 | 1 | 24 | 0 | 1 | 27 | 16 | 1 | 24 | 19 | 1 | 24 | 0 | 1 | 27 | 19 | 1 | 24 | 59 | 1 | 43 | 10 | A | 7 | 10 | E | 9 | 21.1 | A | 7 | 18.3 | A | 7 | 84 | A | 7 | 987 | E | 9 | 20 | A | 7 | 4.1 | A | 7 | 8000 | B | 7 | 2400 | A | 7 | 4.2 | E | 8 | 0.216 | F | 8 | 0.14 | F | 8 | 0 | 1 | D | 9 | 5 | C | 8
[26 empty] | 3344600% | 7:00 | 333 | 1324 | 59 | 1 | 24 | 0 | 1 | 27 | 59 | 1 | 24 | 68 | 1 | 24 | 0 | 1 | 27 | 68 | 1 | 24 | 232 | 1 | 43 | 10 | A | 7 | 10 | E | 9 | 21.1 | A | 7 | 18.3 | A | 7 | 84 | A | 7 | 987 | E | 9 | 360 | A | 7 | 6.2 | A | 7 | 6400 | B | 7 | 2100 | A | 7 | 4.2 | E | 8 | 0.216 | F | 8 | 0.14 | F | 8 | 0 | 1 | D | 9 | 5 | C | 8
[26 empty] | 3344600% | 8:00 | 579 | 1324 | 99 | 1 | 24 | 0 | 1 | 27 | 99 | 1 | 24 | 117 | 1 | 24 | 0 | 1 | 27 | 117 | 1 | 24 | 436 | 1 | 43 | 10 | A | 7 | 10 | E | 9 | 21.7 | A | 7 | 16.1 | A | 7 | 70 | A | 7 | 987 | E | 9 | 360 | A | 7 | 4.1 | A | 7 | 9600 | B | 7 | 2100 | A | 7 | 4.2 | E | 8 | 0.216 | F | 8 | 0.14 | F | 8 | 0 | 1 | D | 9 | 5 | C | 8
[26 empty] | 3344600% | 9:00 | 804 | 1324 | 157 | 1 | 24 | 0 | 1 | 27 | 157 | 1 | 24 | 187 | 1 | 24 | 0 | 1 | 27 | 187 | 1 | 24 | 732 | 1 | 43 | 10 | A | 7 | 10 | E | 9 | 21.7 | A | 7 | 15.6 | A | 7 | 68 | A | 7 | 987 | E | 9 | 20 | A | 7 | 6.2 | A | 7 | 24000 | B | 7 | 2100 | A | 7 | 4.1 | E | 8 | 0.216 | F | 8 | 0.14 | F | 8 | 0 | 1 | D | 9 | 0 | C | 8
[26 empty] | 3344600% | 10:00 | 994 | 1324 | 206 | 1 | 24 | 0 | 1 | 27 | 206 | 1 | 24 | 247 | 1 | 24 | 0 | 1 | 27 | 247 | 1 | 24 | 998 | 1 | 43 | 10 | A | 7 | 10 | E | 9 | 22.8 | A | 7 | 15.6 | A | 7 | 64 | A | 7 | 987 | E | 9 | 360 | A | 7 | 5.1 | A | 7 | 24000 | B | 7 | 2100 | A | 7 | 4.1 | E | 8 | 0.216 | F | 8 | 0.14 | F | 8 | 0 | 1 | D | 9 | 0 | C | 8
[26 empty] | 3344600% | 11:00 | 1135 | 1324 | 243 | 1 | 24 | 0 | 1 | 27 | 243 | 1 | 24 | 294 | 1 | 24 | 0 | 1 | 27 | 294 | 1 | 24 | 1181 | 1 | 43 | 10 | A | 7 | 10 | E | 9 | 24.4 | A | 7 | 16.7 | A | 7 | 62 | A | 7 | 987 | E | 9 | 360 | A | 7 | 5.1 | A | 7 | 24000 | B | 7 | 2100 | A | 7 | 4.1 | E | 8 | 0.216 | F | 8 | 0.14 | F | 8 | 0 | 1 | D | 9 | 0 | C | 8
[26 empty] | 3344600% | 12:00 | 1218 | 1324 | 745 | 1 | 24 | 446 | 1 | 27 | 334 | 1 | 24 | 803 | 1 | 24 | 467 | 1 | 27 | 373 | 1 | 24 | 2022 | 1 | 43 | 3 | A | 7 | 3 | E | 9 | 28.9 | A | 7 | 18.9 | A | 7 | 55 | A | 7 | 987 | E | 9 | 360 | A | 7 | 4.1 | A | 7 | 24000 | B | 7 | 77777 | A | 7 | 4 | E | 8 | 0.216 | F | 8 | 0.14 | F | 8 | 0 | 1 | D | 9 | 0 | C | 8
[26 empty] | 3344600% | 13:00 | 1237 | 1324 | 865 | 1 | 24 | 654 | 1 | 27 | 254 | 1 | 24 | 921 | 1 | 24 | 666 | 1 | 27 | 298 | 1 | 24 | 1645 | 1 | 43 | 2 | A | 7 | 2 | E | 9 | 27.2 | A | 7 | 18.9 | A | 7 | 61 | A | 7 | 987 | E | 9 | 330 | A | 7 | 2.6 | A | 7 | 24000 | B | 7 | 77777 | A | 7 | 4 | E | 8 | 0.216 | F | 8 | 0.14 | F | 8 | 0 | 1 | D | 9 | 0 | C | 8
[26 empty] | 3344600% | 14:00 | 1190 | 1324 | 258 | 1 | 24 | 0 | 1 | 27 | 258 | 1 | 24 | 313 | 1 | 24 | 0 | 1 | 27 | 313 | 1 | 24 | 1251 | 1 | 43 | 10 | A | 7 | 10 | E | 9 | 27.8 | A | 7 | 19.4 | A | 7 | 60 | A | 7 | 987 | E | 9 | 10 | A | 7 | 2.1 | A | 7 | 24000 | B | 7 | 1350 | A | 7 | 3.9 | E | 8 | 0.216 | F | 8 | 0.14 | F | 8 | 0 | 1 | D | 9 | 0 | C | 8
[26 empty] | 3344600% | 15:00 | 1082 | 1324 | 596 | 1 | 24 | 277 | 1 | 27 | 369 | 1 | 24 | 648 | 1 | 24 | 300 | 1 | 27 | 402 | 1 | 24 | 1371 | 1 | 43 | 9 | A | 7 | 7 | E | 9 | 28.9 | A | 7 | 19.4 | A | 7 | 57 | A | 7 | 987 | E | 9 | 10 | A | 7 | 3.6 | A | 7 | 19200 | B | 7 | 3000 | A | 7 | 3.9 | E | 8 | 0.216 | F | 8 | 0.14 | F | 8 | 0 | 1 | D | 9 | 0 | C | 8
[26 empty] | 3344600% | 16:00 | 919 | 1324 | 521 | 1 | 24 | 181 | 1 | 27 | 395 | 1 | 24 | 562 | 1 | 24 | 190 | 1 | 27 | 430 | 1 | 24 | 1187 | 1 | 43 | 9 | A | 7 | 8 | E | 9 | 28.9 | A | 7 | 18.9 | A | 7 | 55 | A | 7 | 987 | E | 9 | 360 | A | 7 | 4.1 | A | 7 | 24000 | B | 7 | 1350 | A | 7 | 3.9 | E | 8 | 0.216 | F | 8 | 0.14 | F | 8 | 0 | 1 | D | 9 | 0 | C | 8
[26 empty] | 3344600% | 17:00 | 712 | 1324 | 440 | 1 | 24 | 465 | 1 | 27 | 190 | 1 | 24 | 464 | 1 | 24 | 470 | 1 | 27 | 211 | 1 | 24 | 418 | 1 | 43 | 2 | A | 7 | 2 | E | 9 | 28.9 | A | 7 | 19.4 | A | 7 | 57 | A | 7 | 987 | E | 9 | 10 | A | 7 | 2.6 | A | 7 | 24000 | B | 7 | 77777 | A | 7 | 3.8 | E | 8 | 0.216 | F | 8 | 0.14 | F | 8 | 0 | 1 | D | 9 | 0 | C | 8
[26 empty] | 3344600% | 18:00 | 476 | 1324 | 159 | 1 | 24 | 67 | 1 | 27 | 135 | 1 | 24 | 175 | 1 | 24 | 63 | 1 | 27 | 152 | 1 | 24 | 374 | 1 | 43 | 9 | A | 7 | 8 | E | 9 | 28.9 | A | 7 | 18.9 | A | 7 | 55 | A | 7 | 987 | E | 9 | 20 | A | 7 | 4.1 | A | 7 | 19200 | B | 7 | 4500 | A | 7 | 3.8 | E | 8 | 0.216 | F | 8 | 0.14 | F | 8 | 0 | 1 | D | 9 | 0 | C | 8
[26 empty] | 3344600% | 19:00 | 227 | 1324 | 84 | 1 | 24 | 102 | 1 | 27 | 67 | 1 | 24 | 92 | 1 | 24 | 74 | 1 | 27 | 79 | 1 | 24 | 143 | 1 | 43 | 2 | A | 7 | 2 | E | 9 | 27.2 | A | 7 | 18.9 | A | 7 | 61 | A | 7 | 987 | E | 9 | 130 | A | 7 | 4.6 | A | 7 | 19200 | B | 7 | 77777 | A | 7 | 3.7 | E | 8 | 0.216 | F | 8 | 0.14 | F | 8 | 0 | 1 | D | 9 | 0 | C | 8
[26 empty] | 3344600% | 20:00 | 23 | 607 | 4 | 1 | 24 | 1 | 1 | 27 | 4 | 1 | 24 | 0 | 1 | 24 | 0 | 1 | 27 | 0 | 1 | 24 | 0 | 1 | 43 | 3 | A | 7 | 3 | E | 9 | 24.4 | A | 7 | 18.3 | A | 7 | 69 | A | 7 | 987 | E | 9 | 180 | A | 7 | 7.2 | A | 7 | 16000 | B | 7 | 77777 | A | 7 | 3.7 | E | 8 | 0.216 | F | 8 | 0.14 | F | 8 | 0 | 1 | D | 9 | 0 | C | 8
[26 empty] | 3344600% | 21:00 | 0 | 0 | 0 | 1 | 0 | 0 | 1 | 0 | 0 | 1 | 0 | 0 | 1 | 0 | 0 | 1 | 0 | 0 | 1 | 0 | 0 | 1 | 0 | 2 | A | 7 | 2 | E | 9 | 23.3 | A | 7 | 17.8 | A | 7 | 71 | A | 7 | 987 | E | 9 | 170 | A | 7 | 5.1 | A | 7 | 16000 | B | 7 | 77777 | A | 7 | 3.7 | E | 8 | 0.216 | F | 8 | 0.14 | F | 8 | 0 | 1 | D | 9 | 0 | C | 8
[26 empty] | 3344600% | 22:00 | 0 | 0 | 0 | 1 | 0 | 0 | 1 | 0 | 0 | 1 | 0 | 0 | 1 | 0 | 0 | 1 | 0 | 0 | 1 | 0 | 0 | 1 | 0 | 3 | E | 9 | 3 | E | 9 | 22.2 | E | 9 | 17.7 | E | 9 | 76 | A | 7 | 987 | E | 9 | 190 | E | 9 | 4.7 | E | 9 | 14755 | C | 8 | 0 | E | 9 | 3.6 | E | 8 | 0.216 | F | 8 | 0.14 | F | 8 | 0 | 1 | D | 9 | 0 | C | 8
[26 empty] | 3344600% | 23:00 | 0 | 0 | 0 | 1 | 0 | 0 | 1 | 0 | 0 | 1 | 0 | 0 | 1 | 0 | 0 | 1 | 0 | 0 | 1 | 0 | 0 | 1 | 0 | 4 | E | 9 | 0 | E | 9 | 21.5 | E | 9 | 17.6 | E | 9 | 78 | A | 7 | 987 | E | 9 | 220 | E | 9 | 4.4 | E | 9 | 13511 | C | 8 | 0 | E | 9 | 3.6 | E | 8 | 0.216 | F | 8 | 0.14 | F | 8 | 0 | 1 | D | 9 | 0 | C | 8
[26 empty] | 3344600% | 24:00 | 0 | 0 | 0 | 1 | 0 | 0 | 1 | 0 | 0 | 1 | 0 | 0 | 1 | 0 | 0 | 1 | 0 | 0 | 1 | 0 | 0 | 1 | 0 | 3 | E | 9 | 3 | E | 9 | 20.7 | E | 9 | 17.6 | E | 9 | 82 | A | 7 | 987 | E | 9 | 240 | E | 9 | 3.9 | E | 9 | 12266 | C | 8 | 15667 | E | 9 | 3.5 | E | 8 | 0.216 | F | 8 | 0.14 | F | 8 | 0 | 1 | D | 9 | 0 | C | 8
[26 empty] | 3344700% | 1:00 | 0 | 0 | 0 | 1 | 0 | 0 | 1 | 0 | 0 | 1 | 0 | 0 | 1 | 0 | 0 | 1 | 0 | 0 | 1 | 0 | 0 | 1 | 0 | 6 | E | 9 | 4 | E | 9 | 20.3 | E | 9 | 16.5 | E | 9 | 79 | A | 7 | 987 | E | 9 | 260 | E | 9 | 3.6 | E | 9 | 11022 | C | 8 | 13556 | E | 9 | 3.5 | E | 8 | 0.218 | F | 8 | 0.14 | F | 8 | 0 | 1 | D | 9 | 0 | C | 8
[26 empty] | 3344700% | 2:00 | 0 | 0 | 0 | 1 | 0 | 0 | 1 | 0 | 0 | 1 | 0 | 0 | 1 | 0 | 0 | 1 | 0 | 0 | 1 | 0 | 0 | 1 | 0 | 5 | E | 9 | 3 | E | 9 | 19.6 | E | 9 | 16.4 | E | 9 | 82 | A | 7 | 987 | E | 9 | 280 | E | 9 | 3.2 | E | 9 | 9777 | C | 8 | 11444 | E | 9 | 3.5 | E | 8 | 0.218 | F | 8 | 0.14 | F | 8 | 0 | 1 | D | 9 | 5 | C | 8
[26 empty] | 3344700% | 3:00 | 0 | 0 | 0 | 1 | 0 | 0 | 1 | 0 | 0 | 1 | 0 | 0 | 1 | 0 | 0 | 1 | 0 | 0 | 1 | 0 | 0 | 1 | 0 | 7 | E | 9 | 2 | E | 9 | 19.2 | E | 9 | 16.3 | E | 9 | 83 | A | 7 | 987 | E | 9 | 300 | E | 9 | 2.9 | E | 9 | 8533 | C | 8 | 9333 | E | 9 | 3.4 | E | 8 | 0.218 | F | 8 | 0.14 | F | 8 | 0 | 1 | D | 9 | 5 | C | 8
[26 empty] | 3344700% | 4:00 | 0 | 0 | 0 | 1 | 0 | 0 | 1 | 0 | 0 | 1 | 0 | 0 | 1 | 0 | 0 | 1 | 0 | 0 | 1 | 0 | 0 | 1 | 0 | 7 | E | 9 | 4 | E | 9 | 18.7 | E | 9 | 15.3 | E | 9 | 81 | A | 7 | 987 | E | 9 | 320 | E | 9 | 2.4 | E | 9 | 7288 | C | 8 | 7222 | E | 9 | 3.4 | E | 8 | 0.218 | F | 8 | 0.14 | F | 8 | 0 | 1 | D | 9 | 5 | C | 8
[26 empty] | 3344700% | 5:00 | 0 | 0 | 0 | 1 | 0 | 0 | 1 | 0 | 0 | 1 | 0 | 0 | 1 | 0 | 0 | 1 | 0 | 0 | 1 | 0 | 0 | 1 | 0 | 6 | E | 9 | 1 | E | 9 | 18.4 | E | 9 | 16.2 | E | 9 | 87 | A | 7 | 987 | E | 9 | 350 | E | 9 | 2.1 | E | 9 | 6044 | C | 8 | 5111 | E | 9 | 3.3 | E | 8 | 0.218 | F | 8 | 0.14 | F | 8 | 0 | 1 | D | 9 | 5 | C | 8
[26 empty] | 3344700% | 6:00 | 87 | 1159 | 22 | 1 | 24 | 14 | 1 | 27 | 20 | 1 | 24 | 23 | 1 | 24 | 8 | 1 | 27 | 23 | 1 | 24 | 50 | 1 | 43 | 9 | A | 7 | 7 | E | 9 | 17.8 | A | 7 | 16.1 | A | 7 | 90 | A | 7 | 987 | E | 9 | 360 | A | 7 | 2.6 | A | 7 | 4800 | B | 7 | 3000 | A | 7 | 3.3 | E | 8 | 0.218 | F | 8 | 0.14 | F | 8 | 0 | 1 | D | 9 | 5 | C | 8
[26 empty] | 3344700% | 7:00 | 330 | 1325 | 74 | 1 | 25 | 37 | 1 | 28 | 65 | 1 | 25 | 82 | 1 | 25 | 32 | 1 | 28 | 74 | 1 | 25 | 178 | 1 | 45 | 9 | B | 8 | 7 | B | 8 | 19.6 | B | 8 | 16.7 | B | 8 | 83 | A | 7 | 987 | E | 9 | 360 | B | 8 | 2.9 | B | 8 | 5600 | C | 8 | 12500 | B | 8 | 3.3 | E | 8 | 0.218 | F | 8 | 0.14 | F | 8 | 0 | 1 | D | 9 | 45 | C | 8
[26 empty] | 3344700% | 8:00 | 576 | 1325 | 222 | 1 | 24 | 165 | 1 | 27 | 150 | 1 | 24 | 245 | 1 | 24 | 166 | 1 | 27 | 172 | 1 | 24 | 358 | 1 | 43 | 9 | A | 7 | 7 | E | 9 | 21.7 | A | 7 | 17.2 | A | 7 | 76 | A | 7 | 987 | E | 9 | 360 | A | 7 | 3.1 | A | 7 | 6400 | B | 7 | 77777 | A | 7 | 3.3 | E | 8 | 0.218 | F | 8 | 0.14 | F | 8 | 0 | 1 | D | 9 | 45 | C | 8
[26 empty] | 3344700% | 9:00 | 802 | 1325 | 578 | 1 | 24 | 679 | 1 | 27 | 166 | 1 | 24 | 602 | 1 | 24 | 678 | 1 | 27 | 191 | 1 | 24 | 388 | 1 | 43 | 3 | A | 7 | 3 | E | 9 | 23.9 | A | 7 | 17.2 | A | 7 | 66 | A | 7 | 987 | E | 9 | 80 | B | 8 | 2.6 | B | 8 | 11200 | B | 7 | 77777 | A | 7 | 3.3 | E | 8 | 0.218 | F | 8 | 0.14 | F | 8 | 0 | 1 | D | 9 | 0 | C | 8
[26 empty] | 3344700% | 10:00 | 992 | 1325 | 612 | 1 | 24 | 364 | 1 | 27 | 339 | 1 | 24 | 662 | 1 | 24 | 393 | 1 | 27 | 367 | 1 | 24 | 1073 | 1 | 43 | 9 | A | 7 | 7 | E | 9 | 25.6 | A | 7 | 18.9 | A | 7 | 67 | A | 7 | 987 | E | 9 | 160 | A | 7 | 2.1 | A | 7 | 11200 | B | 7 | 77777 | A | 7 | 3.3 | E | 8 | 0.218 | F | 8 | 0.14 | F | 8 | 0 | 1 | D | 9 | 0 | C | 8
[26 empty] | 3344700% | 11:00 | 1133 | 1325 | 648 | 1 | 24 | 246 | 1 | 27 | 437 | 1 | 24 | 709 | 1 | 24 | 261 | 1 | 27 | 484 | 1 | 24 | 1797 | 1 | 43 | 9 | A | 7 | 8 | E | 9 | 26.7 | A | 7 | 18.9 | A | 7 | 62 | A | 7 | 987 | E | 9 | 180 | A | 7 | 2.6 | A | 7 | 24000 | B | 7 | 1500 | A | 7 | 3.3 | E | 8 | 0.218 | F | 8 | 0.14 | F | 8 | 0 | 1 | D | 9 | 0 | C | 8
[26 empty] | 3344700% | 12:00 | 1216 | 1325 | 557 | 1 | 24 | 216 | 1 | 27 | 358 | 1 | 24 | 617 | 1 | 24 | 235 | 1 | 27 | 401 | 1 | 24 | 1922 | 1 | 43 | 9 | A | 7 | 7 | E | 9 | 27.8 | A | 7 | 20 | A | 7 | 63 | A | 7 | 987 | E | 9 | 90 | A | 7 | 2.1 | A | 7 | 24000 | B | 7 | 1500 | A | 7 | 3.3 | E | 8 | 0.218 | F | 8 | 0.14 | F | 8 | 0 | 1 | D | 9 | 0 | C | 8
[26 empty] | 3344700% | 13:00 | 1235 | 1325 | 596 | 1 | 24 | 251 | 1 | 27 | 361 | 1 | 24 | 661 | 1 | 24 | 273 | 1 | 27 | 406 | 1 | 24 | 2100 | 1 | 43 | 9 | A | 7 | 8 | E | 9 | 28.9 | A | 7 | 20.6 | A | 7 | 61 | A | 7 | 987 | E | 9 | 110 | A | 7 | 4.1 | A | 7 | 24000 | B | 7 | 77777 | A | 7 | 3.3 | E | 8 | 0.218 | F | 8 | 0.14 | F | 8 | 0 | 1 | D | 9 | 0 | C | 8
[26 empty] | 3344700% | 14:00 | 1189 | 1325 | 697 | 1 | 24 | 332 | 1 | 27 | 398 | 1 | 24 | 763 | 1 | 24 | 361 | 1 | 27 | 439 | 1 | 24 | 1955 | 1 | 43 | 9 | A | 7 | 7 | E | 9 | 29.4 | A | 7 | 20.6 | A | 7 | 59 | A | 7 | 987 | E | 9 | 200 | A | 7 | 2.1 | A | 7 | 24000 | B | 7 | 6000 | A | 7 | 3.3 | E | 8 | 0.218 | F | 8 | 0.14 | F | 8 | 0 | 1 | D | 9 | 0 | C | 8
[26 empty] | 3344700% | 15:00 | 1080 | 1325 | 358 | 1 | 24 | 147 | 1 | 27 | 238 | 1 | 24 | 405 | 1 | 24 | 158 | 1 | 27 | 276 | 1 | 24 | 883 | 1 | 43 | 9 | A | 7 | 8 | E | 9 | 29.4 | A | 7 | 20 | A | 7 | 57 | A | 7 | 987 | E | 9 | 110 | A | 7 | 5.1 | A | 7 | 24000 | B | 7 | 6000 | A | 7 | 3.3 | E | 8 | 0.218 | F | 8 | 0.14 | F | 8 | 0 | 1 | D | 9 | 0 | C | 8
[26 empty] | 3344700% | 16:00 | 916 | 1325 | 236 | 1 | 24 | 0 | 1 | 27 | 236 | 1 | 24 | 277 | 1 | 24 | 0 | 1 | 27 | 277 | 1 | 24 | 1072 | 1 | 43 | 10 | A | 7 | 10 | E | 9 | 29.4 | A | 7 | 20.6 | A | 7 | 59 | A | 7 | 987 | E | 9 | 110 | A | 7 | 4.1 | A | 7 | 24000 | B | 7 | 4200 | A | 7 | 3.3 | E | 8 | 0.218 | F | 8 | 0.14 | F | 8 | 0 | 1 | D | 9 | 0 | C | 8
[26 empty] | 3344700% | 17:00 | 709 | 1325 | 170 | 1 | 24 | 0 | 1 | 27 | 170 | 1 | 24 | 198 | 1 | 24 | 0 | 1 | 27 | 198 | 1 | 24 | 734 | 1 | 43 | 10 | A | 7 | 10 | E | 9 | 28.9 | A | 7 | 19.4 | A | 7 | 57 | A | 7 | 987 | E | 9 | 110 | A | 7 | 4.6 | A | 7 | 24000 | B | 7 | 3600 | A | 7 | 3.3 | E | 8 | 0.218 | F | 8 | 0.14 | F | 8 | 0 | 1 | D | 9 | 0 | C | 8
[26 empty] | 3344700% | 18:00 | 473 | 1325 | 97 | 1 | 24 | 0 | 1 | 27 | 97 | 1 | 24 | 112 | 1 | 24 | 0 | 1 | 27 | 112 | 1 | 24 | 394 | 1 | 43 | 10 | A | 7 | 10 | E | 9 | 28.3 | A | 7 | 18.3 | A | 7 | 55 | A | 7 | 987 | E | 9 | 140 | A | 7 | 5.1 | A | 7 | 24000 | B | 7 | 3600 | A | 7 | 3.4 | E | 8 | 0.218 | F | 8 | 0.14 | F | 8 | 0 | 1 | D | 9 | 0 | C | 8
[26 empty] | 3344700% | 19:00 | 224 | 1325 | 46 | 1 | 24 | 0 | 1 | 27 | 46 | 1 | 24 | 52 | 1 | 24 | 0 | 1 | 27 | 52 | 1 | 24 | 166 | 1 | 43 | 10 | A | 7 | 10 | E | 9 | 27.2 | A | 7 | 18.3 | A | 7 | 58 | A | 7 | 987 | E | 9 | 160 | A | 7 | 5.7 | A | 7 | 24000 | B | 7 | 3600 | A | 7 | 3.4 | E | 8 | 0.218 | F | 8 | 0.14 | F | 8 | 0 | 1 | D | 9 | 0 | C | 8
[26 empty] | 3344700% | 20:00 | 22 | 585 | 3 | 1 | 24 | 0 | 1 | 27 | 3 | 1 | 24 | 0 | 1 | 24 | 0 | 1 | 27 | 0 | 1 | 24 | 0 | 1 | 43 | 10 | A | 7 | 10 | E | 9 | 26.1 | A | 7 | 17.8 | A | 7 | 60 | A | 7 | 987 | E | 9 | 130 | A | 7 | 4.6 | A | 7 | 24000 | B | 7 | 3600 | A | 7 | 3.4 | E | 8 | 0.218 | F | 8 | 0.14 | F | 8 | 0 | 1 | D | 9 | 0 | C | 8
[26 empty] | 3344700% | 21:00 | 0 | 0 | 0 | 1 | 0 | 0 | 1 | 0 | 0 | 1 | 0 | 0 | 1 | 0 | 0 | 1 | 0 | 0 | 1 | 0 | 0 | 1 | 0 | 10 | A | 7 | 10 | E | 9 | 25 | A | 7 | 17.2 | A | 7 | 62 | A | 7 | 987 | E | 9 | 120 | A | 7 | 5.7 | A | 7 | 19200 | B | 7 | 360 | A | 7 | 3.4 | E | 8 | 0.218 | F | 8 | 0.14 | F | 8 | 0 | 1 | D | 9 | 0 | C | 8
[26 empty] | 3344700% | 22:00 | 0 | 0 | 0 | 1 | 0 | 0 | 1 | 0 | 0 | 1 | 0 | 0 | 1 | 0 | 0 | 1 | 0 | 0 | 1 | 0 | 0 | 1 | 0 | 10 | E | 9 | 10 | E | 9 | 25 | E | 9 | 17.3 | E | 9 | 62 | A | 7 | 987 | E | 9 | 110 | E | 9 | 5.6 | E | 9 | 17955 | C | 8 | 642 | E | 9 | 3.4 | E | 8 | 0.218 | F | 8 | 0.14 | F | 8 | 0 | 1 | D | 9 | 0 | C | 8
[26 empty] | 3344700% | 23:00 | 0 | 0 | 0 | 1 | 0 | 0 | 1 | 0 | 0 | 1 | 0 | 0 | 1 | 0 | 0 | 1 | 0 | 0 | 1 | 0 | 0 | 1 | 0 | 10 | E | 9 | 10 | E | 9 | 24 | E | 9 | 17.3 | E | 9 | 66 | A | 7 | 987 | E | 9 | 120 | E | 9 | 6.1 | E | 9 | 16711 | C | 8 | 924 | E | 9 | 3.4 | E | 8 | 0.218 | F | 8 | 0.14 | F | 8 | 0 | 1 | D | 9 | 0 | C | 8
[26 empty] | 3344700% | 24:00 | 0 | 0 | 0 | 1 | 0 | 0 | 1 | 0 | 0 | 1 | 0 | 0 | 1 | 0 | 0 | 1 | 0 | 0 | 1 | 0 | 0 | 1 | 0 | 7 | E | 9 | 7 | E | 9 | 23.9 | E | 9 | 18.4 | E | 9 | 71 | A | 7 | 987 | E | 9 | 120 | E | 9 | 6 | E | 9 | 15466 | C | 8 | 1207 | E | 9 | 3.4 | E | 8 | 0.218 | F | 8 | 0.14 | F | 8 | 0 | 1 | D | 9 | 0 | C | 8
[26 empty] | 3344800% | 1:00 | 0 | 0 | 0 | 1 | 0 | 0 | 1 | 0 | 0 | 1 | 0 | 0 | 1 | 0 | 0 | 1 | 0 | 0 | 1 | 0 | 0 | 1 | 0 | 10 | E | 9 | 10 | E | 9 | 21.9 | E | 9 | 18.4 | E | 9 | 81 | A | 7 | 987 | E | 9 | 150 | E | 9 | 6.5 | E | 9 | 14222 | C | 8 | 1489 | E | 9 | 3.4 | E | 8 | 0.218 | F | 8 | 0.14 | F | 8 | 0 | 1 | D | 9 | 45 | C | 8
[26 empty] | 3344800% | 2:00 | 0 | 0 | 0 | 1 | 0 | 0 | 1 | 0 | 0 | 1 | 0 | 0 | 1 | 0 | 0 | 1 | 0 | 0 | 1 | 0 | 0 | 1 | 0 | 10 | E | 9 | 10 | E | 9 | 21.9 | E | 9 | 18.5 | E | 9 | 81 | A | 7 | 987 | E | 9 | 150 | E | 9 | 4.4 | E | 9 | 12977 | C | 8 | 1771 | E | 9 | 3.4 | E | 8 | 0.218 | F | 8 | 0.14 | F | 8 | 0 | 1 | D | 9 | 45 | C | 8
[26 empty] | 3344800% | 3:00 | 0 | 0 | 0 | 1 | 0 | 0 | 1 | 0 | 0 | 1 | 0 | 0 | 1 | 0 | 0 | 1 | 0 | 0 | 1 | 0 | 0 | 1 | 0 | 10 | E | 9 | 10 | E | 9 | 20.9 | E | 9 | 17.5 | E | 9 | 81 | A | 7 | 987 | E | 9 | 150 | E | 9 | 2.3 | E | 9 | 11733 | C | 8 | 2053 | E | 9 | 3.4 | E | 8 | 0.218 | F | 8 | 0.14 | F | 8 | 0 | 1 | D | 9 | 45 | C | 8
[26 empty] | 3344800% | 4:00 | 0 | 0 | 0 | 1 | 0 | 0 | 1 | 0 | 0 | 1 | 0 | 0 | 1 | 0 | 0 | 1 | 0 | 0 | 1 | 0 | 0 | 1 | 0 | 10 | E | 9 | 10 | E | 9 | 20.8 | E | 9 | 17.6 | E | 9 | 82 | A | 7 | 987 | E | 9 | 150 | E | 9 | 1.5 | E | 9 | 10488 | C | 8 | 2336 | E | 9 | 3.4 | E | 8 | 0.218 | F | 8 | 0.14 | F | 8 | 0 | 1 | D | 9 | 45 | C | 8
[26 empty] | 3344800% | 5:00 | 0 | 0 | 0 | 1 | 0 | 0 | 1 | 0 | 0 | 1 | 0 | 0 | 1 | 0 | 0 | 1 | 0 | 0 | 1 | 0 | 0 | 1 | 0 | 7 | E | 9 | 6 | E | 9 | 19.8 | E | 9 | 17.6 | E | 9 | 87 | A | 7 | 987 | E | 9 | 140 | E | 9 | 0.7 | E | 9 | 9244 | C | 8 | 2618 | E | 9 | 3.4 | E | 8 | 0.218 | F | 8 | 0.14 | F | 8 | 0 | 1 | D | 9 | 45 | C | 8
[26 empty] | 3344800% | 6:00 | 84 | 1137 | 15 | 1 | 24 | 0 | 1 | 27 | 15 | 1 | 24 | 17 | 1 | 24 | 0 | 1 | 27 | 17 | 1 | 24 | 55 | 1 | 43 | 10 | A | 7 | 10 | E | 9 | 20.6 | A | 7 | 17.8 | A | 7 | 84 | A | 7 | 987 | E | 9 | 160 | A | 7 | 2.6 | A | 7 | 8000 | B | 7 | 750 | A | 7 | 3.4 | E | 8 | 0.218 | F | 8 | 0.14 | F | 8 | 0 | 1 | D | 9 | 45 | C | 8
[26 empty] | 3344800% | 7:00 | 327 | 1325 | 55 | 1 | 24 | 0 | 1 | 27 | 55 | 1 | 24 | 64 | 1 | 24 | 0 | 1 | 27 | 64 | 1 | 24 | 218 | 1 | 43 | 10 | A | 7 | 10 | E | 9 | 20.6 | A | 7 | 17.8 | A | 7 | 84 | A | 7 | 987 | E | 9 | 130 | A | 7 | 3.1 | A | 7 | 6400 | B | 7 | 690 | A | 7 | 3.5 | E | 8 | 0.218 | F | 8 | 0.14 | F | 8 | 0 | 1 | D | 9 | 45 | C | 8
[26 empty] | 3344800% | 8:00 | 573 | 1325 | 99 | 1 | 24 | 0 | 1 | 27 | 99 | 1 | 24 | 117 | 1 | 24 | 0 | 1 | 27 | 117 | 1 | 24 | 434 | 1 | 43 | 10 | A | 7 | 10 | E | 9 | 20.6 | A | 7 | 18.3 | A | 7 | 87 | A | 7 | 987 | E | 9 | 80 | A | 7 | 2.1 | A | 7 | 4800 | B | 7 | 720 | A | 7 | 3.4 | E | 8 | 0.218 | F | 8 | 0.14 | F | 8 | 0 | 1 | D | 9 | 45 | C | 8
[26 empty] | 3344800% | 9:00 | 799 | 1325 | 156 | 1 | 24 | 0 | 1 | 27 | 156 | 1 | 24 | 185 | 1 | 24 | 0 | 1 | 27 | 185 | 1 | 24 | 726 | 1 | 43 | 10 | A | 7 | 10 | E | 9 | 20.6 | A | 7 | 17.8 | A | 7 | 84 | A | 7 | 987 | E | 9 | 50 | A | 7 | 4.1 | A | 7 | 6400 | B | 7 | 1050 | A | 7 | 3.4 | E | 8 | 0.218 | F | 8 | 0.14 | F | 8 | 0 | 1 | D | 9 | 45 | C | 8
[26 empty] | 3344800% | 10:00 | 990 | 1325 | 206 | 1 | 24 | 0 | 1 | 27 | 206 | 1 | 24 | 247 | 1 | 24 | 0 | 1 | 27 | 247 | 1 | 24 | 996 | 1 | 43 | 10 | A | 7 | 10 | E | 9 | 20.6 | A | 7 | 17.2 | A | 7 | 81 | A | 7 | 987 | E | 9 | 90 | A | 7 | 6.2 | A | 7 | 16000 | B | 7 | 2400 | A | 7 | 3.4 | E | 8 | 0.218 | F | 8 | 0.14 | F | 8 | 0 | 1 | D | 9 | 0 | C | 8
[26 empty] | 3344800% | 11:00 | 1131 | 1325 | 242 | 1 | 24 | 0 | 1 | 27 | 242 | 1 | 24 | 293 | 1 | 24 | 0 | 1 | 27 | 293 | 1 | 24 | 1177 | 1 | 43 | 10 | A | 7 | 10 | E | 9 | 22.8 | A | 7 | 15.6 | A | 7 | 64 | A | 7 | 987 | E | 9 | 90 | A | 7 | 6.2 | A | 7 | 16000 | B | 7 | 2400 | A | 7 | 3.4 | E | 8 | 0.218 | F | 8 | 0.14 | F | 8 | 0 | 1 | D | 9 | 0 | C | 8
[26 empty] | 3344800% | 12:00 | 1214 | 1325 | 658 | 1 | 24 | 40 | 1 | 27 | 621 | 1 | 24 | 747 | 1 | 24 | 46 | 1 | 27 | 705 | 1 | 24 | 2202 | 1 | 43 | 9 | A | 7 | 8 | E | 9 | 23.9 | A | 7 | 15.6 | A | 7 | 60 | A | 7 | 987 | E | 9 | 90 | A | 7 | 2.6 | A | 7 | 64000 | B | 7 | 2400 | A | 7 | 3.4 | E | 8 | 0.218 | F | 8 | 0.14 | F | 8 | 0 | 1 | D | 9 | 0 | C | 8
[26 empty] | 3344800% | 13:00 | 1233 | 1325 | 687 | 1 | 24 | 373 | 1 | 27 | 340 | 1 | 24 | 742 | 1 | 24 | 390 | 1 | 27 | 378 | 1 | 24 | 2215 | 1 | 43 | 9 | A | 7 | 7 | E | 9 | 26.1 | A | 7 | 16.7 | A | 7 | 56 | A | 7 | 987 | E | 9 | 180 | A | 7 | 5.1 | A | 7 | 64000 | B | 7 | 4200 | A | 7 | 3.4 | E | 8 | 0.218 | F | 8 | 0.14 | F | 8 | 0 | 1 | D | 9 | 0 | C | 8
[26 empty] | 3344800% | 14:00 | 1187 | 1325 | 257 | 1 | 24 | 0 | 1 | 27 | 257 | 1 | 24 | 312 | 1 | 24 | 0 | 1 | 27 | 312 | 1 | 24 | 1246 | 1 | 43 | 10 | A | 7 | 10 | E | 9 | 23.3 | A | 7 | 16.7 | A | 7 | 66 | A | 7 | 987 | E | 9 | 140 | A | 7 | 5.1 | A | 7 | 48000 | B | 7 | 1290 | A | 7 | 3.4 | E | 8 | 0.218 | F | 8 | 0.14 | F | 8 | 0 | 1 | D | 9 | 0 | C | 8
[26 empty] | 3344800% | 15:00 | 1078 | 1325 | 556 | 1 | 24 | 143 | 1 | 27 | 440 | 1 | 24 | 605 | 1 | 24 | 152 | 1 | 27 | 482 | 1 | 24 | 1628 | 1 | 43 | 9 | A | 7 | 7 | E | 9 | 24.4 | A | 7 | 16.1 | A | 7 | 60 | A | 7 | 987 | E | 9 | 110 | A | 7 | 5.7 | A | 7 | 32000 | B | 7 | 1290 | A | 7 | 3.4 | E | 8 | 0.218 | F | 8 | 0.14 | F | 8 | 0 | 1 | D | 9 | 0 | C | 8
[26 empty] | 3344800% | 16:00 | 914 | 1325 | 186 | 1 | 24 | 0 | 1 | 27 | 186 | 1 | 24 | 222 | 1 | 24 | 0 | 1 | 27 | 222 | 1 | 24 | 888 | 1 | 43 | 10 | A | 7 | 10 | E | 9 | 25 | A | 7 | 16.1 | A | 7 | 58 | A | 7 | 987 | E | 9 | 90 | A | 7 | 5.7 | A | 7 | 32000 | B | 7 | 1290 | A | 7 | 3.4 | E | 8 | 0.218 | F | 8 | 0.14 | F | 8 | 0 | 1 | D | 9 | 0 | C | 8
[26 empty] | 3344800% | 17:00 | 707 | 1325 | 132 | 1 | 24 | 0 | 1 | 27 | 132 | 1 | 24 | 156 | 1 | 24 | 0 | 1 | 27 | 156 | 1 | 24 | 600 | 1 | 43 | 10 | A | 7 | 10 | E | 9 | 23.9 | A | 7 | 17.2 | A | 7 | 66 | A | 7 | 987 | E | 9 | 120 | A | 7 | 6.2 | A | 7 | 32000 | B | 7 | 1290 | A | 7 | 3.4 | E | 8 | 0.218 | F | 8 | 0.14 | F | 8 | 0 | 1 | D | 9 | 0 | C | 8
[26 empty] | 3344800% | 18:00 | 470 | 1325 | 75 | 1 | 24 | 0 | 1 | 27 | 75 | 1 | 24 | 88 | 1 | 24 | 0 | 1 | 27 | 88 | 1 | 24 | 319 | 1 | 43 | 10 | A | 7 | 10 | E | 9 | 22.8 | A | 7 | 16.1 | A | 7 | 66 | A | 7 | 987 | E | 9 | 120 | A | 7 | 4.6 | A | 7 | 32000 | B | 7 | 1500 | A | 7 | 3.4 | E | 8 | 0.218 | F | 8 | 0.14 | F | 8 | 0 | 1 | D | 9 | 0 | C | 8
[26 empty] | 3344800% | 19:00 | 220 | 1325 | 40 | 1 | 24 | 0 | 1 | 27 | 40 | 1 | 24 | 46 | 1 | 24 | 0 | 1 | 27 | 46 | 1 | 24 | 148 | 1 | 43 | 10 | A | 7 | 10 | E | 9 | 22.2 | A | 7 | 16.7 | A | 7 | 71 | A | 7 | 987 | E | 9 | 120 | A | 7 | 4.6 | A | 7 | 24000 | B | 7 | 1140 | A | 7 | 3.4 | E | 8 | 0.218 | F | 8 | 0.14 | F | 8 | 0 | 1 | D | 9 | 0 | C | 8
[26 empty] | 3344800% | 20:00 | 20 | 563 | 3 | 1 | 24 | 0 | 1 | 27 | 3 | 1 | 24 | 0 | 1 | 24 | 0 | 1 | 27 | 0 | 1 | 24 | 0 | 1 | 43 | 9 | A | 7 | 8 | E | 9 | 21.7 | A | 7 | 16.7 | A | 7 | 73 | A | 7 | 987 | E | 9 | 150 | A | 7 | 3.1 | A | 7 | 19200 | B | 7 | 1500 | A | 7 | 3.4 | E | 8 | 0.218 | F | 8 | 0.14 | F | 8 | 0 | 1 | D | 9 | 0 | C | 8
[26 empty] | 3344800% | 21:00 | 0 | 0 | 0 | 1 | 0 | 0 | 1 | 0 | 0 | 1 | 0 | 0 | 1 | 0 | 0 | 1 | 0 | 0 | 1 | 0 | 0 | 1 | 0 | 10 | A | 7 | 10 | E | 9 | 20.6 | A | 7 | 16.7 | A | 7 | 78 | A | 7 | 987 | E | 9 | 200 | A | 7 | 3.6 | A | 7 | 16000 | B | 7 | 990 | A | 7 | 3.3 | E | 8 | 0.218 | F | 8 | 0.14 | F | 8 | 0 | 1 | D | 9 | 0 | C | 8
[26 empty] | 3344800% | 22:00 | 0 | 0 | 0 | 1 | 0 | 0 | 1 | 0 | 0 | 1 | 0 | 0 | 1 | 0 | 0 | 1 | 0 | 0 | 1 | 0 | 0 | 1 | 0 | 10 | B | 8 | 10 | B | 8 | 20 | B | 8 | 17 | B | 8 | 83 | A | 7 | 987 | E | 9 | 190 | B | 8 | 3.5 | B | 8 | 14600 | C | 8 | 956 | B | 8 | 3.3 | E | 8 | 0.218 | F | 8 | 0.14 | F | 8 | 0 | 1 | D | 9 | 0 | C | 8
[26 empty] | 3344800% | 23:00 | 0 | 0 | 0 | 1 | 0 | 0 | 1 | 0 | 0 | 1 | 0 | 0 | 1 | 0 | 0 | 1 | 0 | 0 | 1 | 0 | 0 | 1 | 0 | 10 | B | 8 | 10 | B | 8 | 19.6 | B | 8 | 17 | B | 8 | 85 | A | 7 | 987 | E | 9 | 180 | B | 8 | 3.5 | B | 8 | 13200 | C | 8 | 923 | B | 8 | 3.3 | E | 8 | 0.218 | F | 8 | 0.14 | F | 8 | 0 | 1 | D | 9 | 0 | C | 8
[26 empty] | 3344800% | 24:00 | 0 | 0 | 0 | 1 | 0 | 0 | 1 | 0 | 0 | 1 | 0 | 0 | 1 | 0 | 0 | 1 | 0 | 0 | 1 | 0 | 0 | 1 | 0 | 10 | B | 8 | 10 | B | 8 | 19.3 | B | 8 | 17.1 | B | 8 | 87 | A | 7 | 987 | E | 9 | 160 | B | 8 | 3.4 | B | 8 | 11800 | C | 8 | 889 | B | 8 | 3.3 | E | 8 | 0.218 | F | 8 | 0.14 | F | 8 | 0 | 1 | D | 9 | 0 | C | 8
[26 empty] | 3344900% | 1:00 | 0 | 0 | 0 | 1 | 0 | 0 | 1 | 0 | 0 | 1 | 0 | 0 | 1 | 0 | 0 | 1 | 0 | 0 | 1 | 0 | 0 | 1 | 0 | 10 | B | 8 | 10 | B | 8 | 19.2 | B | 8 | 17.2 | B | 8 | 88 | A | 7 | 987 | E | 9 | 150 | B | 8 | 3.4 | B | 8 | 10400 | C | 8 | 855 | B | 8 | 3.3 | E | 8 | 0.219 | F | 8 | 0.14 | F | 8 | 0 | 1 | D | 9 | 45 | C | 8
[26 empty] | 3344900% | 2:00 | 0 | 0 | 0 | 1 | 0 | 0 | 1 | 0 | 0 | 1 | 0 | 0 | 1 | 0 | 0 | 1 | 0 | 0 | 1 | 0 | 0 | 1 | 0 | 10 | B | 8 | 10 | B | 8 | 19 | B | 8 | 17.4 | B | 8 | 90 | A | 7 | 987 | E | 9 | 140 | B | 8 | 3.3 | B | 8 | 9000 | C | 8 | 821 | B | 8 | 3.3 | E | 8 | 0.219 | F | 8 | 0.14 | F | 8 | 0 | 1 | D | 9 | 45 | C | 8
[26 empty] | 3344900% | 3:00 | 0 | 0 | 0 | 1 | 0 | 0 | 1 | 0 | 0 | 1 | 0 | 0 | 1 | 0 | 0 | 1 | 0 | 0 | 1 | 0 | 0 | 1 | 0 | 10 | B | 8 | 10 | B | 8 | 19 | B | 8 | 17.5 | B | 8 | 91 | A | 7 | 987 | E | 9 | 130 | B | 8 | 3.2 | B | 8 | 7600 | C | 8 | 788 | B | 8 | 3.3 | E | 8 | 0.219 | F | 8 | 0.14 | F | 8 | 0 | 1 | D | 9 | 45 | C | 8
[26 empty] | 3344900% | 4:00 | 0 | 0 | 0 | 1 | 0 | 0 | 1 | 0 | 0 | 1 | 0 | 0 | 1 | 0 | 0 | 1 | 0 | 0 | 1 | 0 | 0 | 1 | 0 | 10 | B | 8 | 10 | B | 8 | 18.9 | B | 8 | 17.6 | B | 8 | 92 | A | 7 | 987 | E | 9 | 110 | B | 8 | 3.2 | B | 8 | 6200 | C | 8 | 754 | B | 8 | 3.3 | E | 8 | 0.219 | F | 8 | 0.14 | F | 8 | 0 | 1 | D | 9 | 45 | C | 8
[26 empty] | 3344900% | 5:00 | 0 | 0 | 0 | 1 | 0 | 0 | 1 | 0 | 0 | 1 | 0 | 0 | 1 | 0 | 0 | 1 | 0 | 0 | 1 | 0 | 0 | 1 | 0 | 10 | A | 7 | 10 | E | 9 | 18.9 | A | 7 | 17.8 | A | 7 | 93 | A | 7 | 987 | E | 9 | 100 | A | 7 | 3.1 | A | 7 | 4800 | B | 7 | 720 | A | 7 | 3.3 | E | 8 | 0.219 | F | 8 | 0.14 | F | 8 | 0 | 1 | D | 9 | 45 | C | 8
[26 empty] | 3344900% | 6:00 | 81 | 1116 | 13 | 1 | 24 | 0 | 1 | 27 | 13 | 1 | 24 | 15 | 1 | 24 | 0 | 1 | 27 | 15 | 1 | 24 | 49 | 1 | 43 | 10 | A | 7 | 10 | E | 9 | 18.9 | A | 7 | 18.3 | A | 7 | 96 | A | 7 | 987 | E | 9 | 100 | A | 7 | 2.6 | A | 7 | 6400 | B | 7 | 630 | A | 7 | 3.3 | E | 8 | 0.219 | F | 8 | 0.14 | F | 8 | 0 | 1 | D | 9 | 45 | C | 8
[26 empty] | 3344900% | 7:00 | 324 | 1325 | 51 | 1 | 24 | 0 | 1 | 27 | 51 | 1 | 24 | 60 | 1 | 24 | 0 | 1 | 27 | 60 | 1 | 24 | 204 | 1 | 43 | 10 | A | 7 | 10 | E | 9 | 19.4 | A | 7 | 18.3 | A | 7 | 93 | A | 7 | 987 | E | 9 | 110 | A | 7 | 3.6 | A | 7 | 8000 | B | 7 | 690 | A | 7 | 3.3 | E | 8 | 0.219 | F | 8 | 0.14 | F | 8 | 0 | 1 | D | 9 | 45 | C | 8
[26 empty] | 3344900% | 8:00 | 571 | 1325 | 108 | 1 | 24 | 0 | 1 | 27 | 108 | 1 | 24 | 127 | 1 | 24 | 0 | 1 | 27 | 127 | 1 | 24 | 465 | 1 | 43 | 10 | A | 7 | 10 | E | 9 | 20 | A | 7 | 17.8 | A | 7 | 87 | A | 7 | 987 | E | 9 | 170 | A | 7 | 2.6 | A | 7 | 9600 | B | 7 | 540 | A | 7 | 3.3 | E | 8 | 0.219 | F | 8 | 0.14 | F | 8 | 0 | 1 | D | 9 | 45 | C | 8
[26 empty] | 3344900% | 9:00 | 797 | 1325 | 164 | 1 | 24 | 0 | 1 | 27 | 164 | 1 | 24 | 194 | 1 | 24 | 0 | 1 | 27 | 194 | 1 | 24 | 755 | 1 | 43 | 10 | A | 7 | 10 | E | 9 | 20.6 | A | 7 | 17.8 | A | 7 | 84 | A | 7 | 987 | E | 9 | 120 | A | 7 | 2.6 | A | 7 | 11200 | B | 7 | 690 | A | 7 | 3.2 | E | 8 | 0.219 | F | 8 | 0.14 | F | 8 | 0 | 1 | D | 9 | 0 | C | 8
[26 empty] | 3344900% | 10:00 | 988 | 1325 | 212 | 1 | 24 | 0 | 1 | 27 | 212 | 1 | 24 | 254 | 1 | 24 | 0 | 1 | 27 | 254 | 1 | 24 | 1018 | 1 | 43 | 10 | A | 7 | 10 | E | 9 | 22.2 | A | 7 | 18.3 | A | 7 | 79 | A | 7 | 987 | E | 9 | 150 | A | 7 | 4.1 | A | 7 | 11200 | B | 7 | 690 | A | 7 | 3.2 | E | 8 | 0.219 | F | 8 | 0.14 | F | 8 | 0 | 1 | D | 9 | 0 | C | 8
[26 empty] | 3344900% | 11:00 | 1129 | 1325 | 247 | 1 | 24 | 0 | 1 | 27 | 247 | 1 | 24 | 298 | 1 | 24 | 0 | 1 | 27 | 298 | 1 | 24 | 1196 | 1 | 43 | 10 | A | 7 | 10 | E | 9 | 23.3 | A | 7 | 18.3 | A | 7 | 74 | A | 7 | 987 | E | 9 | 180 | A | 7 | 4.6 | A | 7 | 12800 | B | 7 | 750 | A | 7 | 3.2 | E | 8 | 0.219 | F | 8 | 0.14 | F | 8 | 0 | 1 | D | 9 | 0 | C | 8
[26 empty] | 3344900% | 12:00 | 1213 | 1325 | 267 | 1 | 24 | 0 | 1 | 27 | 267 | 1 | 24 | 324 | 1 | 24 | 0 | 1 | 27 | 324 | 1 | 24 | 1291 | 1 | 43 | 10 | A | 7 | 10 | E | 9 | 23.9 | A | 7 | 18.9 | A | 7 | 74 | A | 7 | 987 | E | 9 | 200 | A | 7 | 5.7 | A | 7 | 8000 | B | 7 | 600 | A | 7 | 3.2 | E | 8 | 0.219 | F | 8 | 0.14 | F | 8 | 0 | 1 | D | 9 | 5 | C | 8
[26 empty] | 3344900% | 13:00 | 1232 | 1325 | 272 | 1 | 24 | 0 | 1 | 27 | 272 | 1 | 24 | 330 | 1 | 24 | 0 | 1 | 27 | 330 | 1 | 24 | 1314 | 1 | 43 | 10 | A | 7 | 10 | E | 9 | 23.9 | A | 7 | 18.9 | A | 7 | 74 | A | 7 | 987 | E | 9 | 200 | A | 7 | 4.6 | A | 7 | 8000 | B | 7 | 750 | A | 7 | 3.2 | E | 8 | 0.219 | F | 8 | 0.14 | F | 8 | 0 | 1 | D | 9 | 5 | C | 8
[26 empty] | 3344900% | 14:00 | 1185 | 1325 | 261 | 1 | 24 | 0 | 1 | 27 | 261 | 1 | 24 | 316 | 1 | 24 | 0 | 1 | 27 | 316 | 1 | 24 | 1261 | 1 | 43 | 10 | A | 7 | 10 | E | 9 | 24.4 | A | 7 | 18.9 | A | 7 | 71 | A | 7 | 987 | E | 9 | 180 | A | 7 | 4.1 | A | 7 | 6400 | B | 7 | 930 | A | 7 | 3.1 | E | 8 | 0.219 | F | 8 | 0.14 | F | 8 | 0 | 1 | D | 9 | 5 | C | 8
[26 empty] | 3344900% | 15:00 | 1076 | 1325 | 234 | 1 | 25 | 0 | 1 | 28 | 234 | 1 | 25 | 281 | 1 | 25 | 0 | 1 | 28 | 281 | 1 | 25 | 1133 | 1 | 45 | 10 | B | 8 | 10 | B | 8 | 24.4 | B | 8 | 19.1 | B | 8 | 72 | A | 7 | 987 | E | 9 | 180 | B | 8 | 5.6 | B | 8 | 6400 | C | 8 | 840 | B | 8 | 3.1 | E | 8 | 0.219 | F | 8 | 0.14 | F | 8 | 0 | 1 | D | 9 | 5 | C | 8
[26 empty] | 3344900% | 16:00 | 912 | 1325 | 193 | 1 | 24 | 0 | 1 | 27 | 193 | 1 | 24 | 230 | 1 | 24 | 0 | 1 | 27 | 230 | 1 | 24 | 914 | 1 | 43 | 10 | A | 7 | 10 | E | 9 | 23.9 | A | 7 | 19.4 | A | 7 | 76 | A | 7 | 987 | E | 9 | 170 | A | 7 | 7.2 | A | 7 | 6400 | B | 7 | 750 | A | 7 | 3.1 | E | 8 | 0.219 | F | 8 | 0.14 | F | 8 | 0 | 1 | D | 9 | 5 | C | 8
[26 empty] | 3344900% | 17:00 | 704 | 1325 | 141 | 1 | 25 | 0 | 1 | 28 | 141 | 1 | 25 | 166 | 1 | 25 | 0 | 1 | 28 | 166 | 1 | 25 | 632 | 1 | 45 | 10 | B | 8 | 10 | B | 8 | 24 | B | 8 | 19.2 | B | 8 | 75 | A | 7 | 987 | E | 9 | 180 | B | 8 | 6.2 | B | 8 | 5866 | C | 8 | 730 | B | 8 | 3.1 | E | 8 | 0.219 | F | 8 | 0.14 | F | 8 | 0 | 1 | D | 9 | 5 | C | 8
[26 empty] | 3344900% | 18:00 | 467 | 1325 | 83 | 1 | 25 | 0 | 1 | 28 | 83 | 1 | 25 | 97 | 1 | 25 | 0 | 1 | 28 | 97 | 1 | 25 | 346 | 1 | 45 | 10 | B | 8 | 10 | B | 8 | 23.9 | B | 8 | 19 | B | 8 | 74 | A | 7 | 987 | E | 9 | 180 | B | 8 | 5.1 | B | 8 | 5333 | C | 8 | 710 | B | 8 | 3.1 | E | 8 | 0.219 | F | 8 | 0.14 | F | 8 | 0 | 1 | D | 9 | 5 | C | 8
[26 empty] | 3344900% | 19:00 | 217 | 1325 | 30 | 1 | 24 | 0 | 1 | 27 | 30 | 1 | 24 | 35 | 1 | 24 | 0 | 1 | 27 | 35 | 1 | 24 | 117 | 1 | 43 | 10 | A | 7 | 10 | E | 9 | 23.3 | A | 7 | 18.9 | A | 7 | 76 | A | 7 | 987 | E | 9 | 190 | A | 7 | 4.1 | A | 7 | 4800 | B | 7 | 690 | A | 7 | 3.1 | E | 8 | 0.219 | F | 8 | 0.14 | F | 8 | 0 | 1 | D | 9 | 5 | C | 8
[26 empty] | 3344900% | 20:00 | 19 | 541 | 2 | 1 | 24 | 0 | 1 | 27 | 2 | 1 | 24 | 0 | 1 | 24 | 0 | 1 | 27 | 0 | 1 | 24 | 0 | 1 | 43 | 10 | A | 7 | 10 | E | 9 | 23.3 | A | 7 | 18.9 | A | 7 | 76 | A | 7 | 987 | E | 9 | 180 | A | 7 | 4.1 | A | 7 | 4800 | B | 7 | 840 | A | 7 | 3 | E | 8 | 0.219 | F | 8 | 0.14 | F | 8 | 0 | 1 | D | 9 | 5 | C | 8
[26 empty] | 3344900% | 21:00 | 0 | 0 | 0 | 1 | 0 | 0 | 1 | 0 | 0 | 1 | 0 | 0 | 1 | 0 | 0 | 1 | 0 | 0 | 1 | 0 | 0 | 1 | 0 | 10 | A | 7 | 10 | E | 9 | 22.8 | A | 7 | 19.4 | A | 7 | 81 | A | 7 | 987 | E | 9 | 180 | A | 7 | 4.6 | A | 7 | 4800 | B | 7 | 840 | A | 7 | 3 | E | 8 | 0.219 | F | 8 | 0.14 | F | 8 | 0 | 1 | D | 9 | 5 | C | 8
[26 empty] | 3344900% | 22:00 | 0 | 0 | 0 | 1 | 0 | 0 | 1 | 0 | 0 | 1 | 0 | 0 | 1 | 0 | 0 | 1 | 0 | 0 | 1 | 0 | 0 | 1 | 0 | 10 | E | 9 | 10 | E | 9 | 21.9 | E | 9 | 19.5 | E | 9 | 86 | A | 7 | 987 | E | 9 | 130 | E | 9 | 2 | E | 9 | 4355 | C | 8 | 967 | E | 9 | 3 | E | 8 | 0.219 | F | 8 | 0.14 | F | 8 | 0 | 1 | D | 9 | 5 | C | 8
[26 empty] | 3344900% | 23:00 | 0 | 0 | 0 | 1 | 0 | 0 | 1 | 0 | 0 | 1 | 0 | 0 | 1 | 0 | 0 | 1 | 0 | 0 | 1 | 0 | 0 | 1 | 0 | 10 | E | 9 | 10 | E | 9 | 21.9 | E | 9 | 19.6 | E | 9 | 87 | A | 7 | 987 | E | 9 | 120 | E | 9 | 2.6 | E | 9 | 3911 | C | 8 | 1033 | E | 9 | 3 | E | 8 | 0.219 | F | 8 | 0.14 | F | 8 | 0 | 1 | D | 9 | 5 | C | 8
[26 empty] | 3344900% | 24:00 | 0 | 0 | 0 | 1 | 0 | 0 | 1 | 0 | 0 | 1 | 0 | 0 | 1 | 0 | 0 | 1 | 0 | 0 | 1 | 0 | 0 | 1 | 0 | 10 | E | 9 | 10 | E | 9 | 21 | E | 9 | 19.7 | E | 9 | 92 | A | 7 | 987 | E | 9 | 200 | E | 9 | 2.6 | E | 9 | 3466 | C | 8 | 21600 | E | 9 | 3 | E | 8 | 0.219 | F | 8 | 0.14 | F | 8 | 0 | 1 | D | 9 | 5 | C | 8
[26 empty] | 3345000% | 1:00 | 0 | 0 | 0 | 1 | 0 | 0 | 1 | 0 | 0 | 1 | 0 | 0 | 1 | 0 | 0 | 1 | 0 | 0 | 1 | 0 | 0 | 1 | 0 | 10 | E | 9 | 10 | E | 9 | 20.1 | E | 9 | 19.8 | E | 9 | 98 | A | 7 | 987 | E | 9 | 230 | E | 9 | 2 | E | 9 | 3022 | C | 8 | 21667 | E | 9 | 3 | E | 8 | 0.22 | F | 8 | 0.14 | F | 8 | 0 | 1 | D | 9 | 45 | C | 8
[26 empty] | 3345000% | 2:00 | 0 | 0 | 0 | 1 | 0 | 0 | 1 | 0 | 0 | 1 | 0 | 0 | 1 | 0 | 0 | 1 | 0 | 0 | 1 | 0 | 0 | 1 | 0 | 10 | E | 9 | 10 | E | 9 | 19.1 | E | 9 | 19.1 | E | 9 | 100 | A | 7 | 987 | E | 9 | 260 | E | 9 | 2.7 | E | 9 | 2577 | C | 8 | 21733 | E | 9 | 2.9 | E | 8 | 0.22 | F | 8 | 0.14 | F | 8 | 0 | 1 | D | 9 | 45 | C | 8
[26 empty] | 3345000% | 3:00 | 0 | 0 | 0 | 1 | 0 | 0 | 1 | 0 | 0 | 1 | 0 | 0 | 1 | 0 | 0 | 1 | 0 | 0 | 1 | 0 | 0 | 1 | 0 | 10 | E | 9 | 10 | E | 9 | 20.2 | E | 9 | 19.1 | E | 9 | 93 | A | 7 | 987 | E | 9 | 200 | E | 9 | 0.6 | E | 9 | 2133 | C | 8 | 21800 | E | 9 | 2.9 | E | 8 | 0.22 | F | 8 | 0.14 | F | 8 | 0 | 1 | D | 9 | 45 | C | 8
[26 empty] | 3345000% | 4:00 | 0 | 0 | 0 | 1 | 0 | 0 | 1 | 0 | 0 | 1 | 0 | 0 | 1 | 0 | 0 | 1 | 0 | 0 | 1 | 0 | 0 | 1 | 0 | 10 | E | 9 | 10 | E | 9 | 19.3 | E | 9 | 19.2 | E | 9 | 99 | A | 7 | 987 | E | 9 | 220 | E | 9 | 0.6 | E | 9 | 1688 | C | 8 | 21867 | E | 9 | 2.9 | E | 8 | 0.22 | F | 8 | 0.14 | F | 8 | 0 | 1 | D | 9 | 45 | C | 8
[26 empty] | 3345000% | 5:00 | 0 | 0 | 0 | 1 | 0 | 0 | 1 | 0 | 0 | 1 | 0 | 0 | 1 | 0 | 0 | 1 | 0 | 0 | 1 | 0 | 0 | 1 | 0 | 10 | E | 9 | 10 | E | 9 | 19.3 | E | 9 | 19.3 | E | 9 | 100 | A | 7 | 987 | E | 9 | 300 | E | 9 | 3.7 | E | 9 | 1244 | C | 8 | 21933 | E | 9 | 2.9 | E | 8 | 0.22 | F | 8 | 0.14 | F | 8 | 0 | 1 | D | 9 | 45 | C | 8
[26 empty] | 3345000% | 6:00 | 79 | 1094 | 18 | 1 | 24 | 0 | 1 | 27 | 18 | 1 | 24 | 21 | 1 | 24 | 0 | 1 | 27 | 21 | 1 | 24 | 64 | 1 | 43 | 10 | A | 7 | 10 | E | 9 | 19.4 | A | 7 | 19.4 | A | 7 | 100 | A | 7 | 987 | E | 9 | 360 | A | 7 | 2.1 | A | 7 | 800 | B | 7 | 77777 | A | 7 | 2.9 | E | 8 | 0.22 | F | 8 | 0.14 | F | 8 | 0 | 1 | D | 9 | 45 | C | 8
[26 empty] | 3345000% | 7:00 | 321 | 1326 | 125 | 1 | 24 | 153 | 1 | 27 | 88 | 1 | 24 | 132 | 1 | 24 | 126 | 1 | 27 | 102 | 1 | 24 | 170 | 1 | 43 | 2 | A | 7 | 2 | E | 9 | 20 | A | 7 | 20 | A | 7 | 100 | A | 7 | 987 | E | 9 | 360 | A | 7 | 2.1 | A | 7 | 2000 | B | 7 | 77777 | A | 7 | 2.9 | E | 8 | 0.22 | F | 8 | 0.14 | F | 8 | 0 | 1 | D | 9 | 45 | C | 8
[26 empty] | 3345000% | 8:00 | 568 | 1326 | 237 | 1 | 24 | 219 | 1 | 27 | 143 | 1 | 24 | 256 | 1 | 24 | 221 | 1 | 27 | 161 | 1 | 24 | 296 | 1 | 43 | 3 | A | 7 | 3 | E | 9 | 21.1 | A | 7 | 20 | A | 7 | 93 | A | 7 | 987 | E | 9 | 310 | A | 7 | 4.1 | A | 7 | 4800 | B | 7 | 77777 | A | 7 | 2.9 | E | 8 | 0.22 | F | 8 | 0.14 | F | 8 | 0 | 1 | D | 9 | 45 | C | 8
[26 empty] | 3345000% | 9:00 | 795 | 1326 | 492 | 1 | 24 | 451 | 1 | 27 | 221 | 1 | 24 | 518 | 1 | 24 | 462 | 1 | 27 | 241 | 1 | 24 | 526 | 1 | 43 | 2 | A | 7 | 2 | E | 9 | 23.3 | A | 7 | 18.9 | A | 7 | 76 | A | 7 | 987 | E | 9 | 360 | A | 7 | 5.7 | A | 7 | 4800 | B | 7 | 77777 | A | 7 | 2.9 | E | 8 | 0.22 | F | 8 | 0.14 | F | 8 | 0 | 1 | D | 9 | 5 | C | 8
[26 empty] | 3345000% | 10:00 | 986 | 1326 | 631 | 1 | 24 | 465 | 1 | 27 | 285 | 1 | 24 | 669 | 1 | 24 | 483 | 1 | 27 | 309 | 1 | 24 | 887 | 1 | 43 | 3 | A | 7 | 3 | E | 9 | 25 | A | 7 | 18.3 | A | 7 | 66 | A | 7 | 987 | E | 9 | 360 | A | 7 | 5.1 | A | 7 | 8000 | B | 7 | 77777 | A | 7 | 2.9 | E | 8 | 0.22 | F | 8 | 0.14 | F | 8 | 0 | 1 | D | 9 | 5 | C | 8
[26 empty] | 3345000% | 11:00 | 1128 | 1326 | 794 | 1 | 24 | 588 | 1 | 27 | 294 | 1 | 24 | 858 | 1 | 24 | 615 | 1 | 27 | 334 | 1 | 24 | 1269 | 1 | 43 | 2 | A | 7 | 2 | E | 9 | 25 | A | 7 | 17.8 | A | 7 | 64 | A | 7 | 987 | E | 9 | 340 | A | 7 | 5.7 | A | 7 | 11200 | B | 7 | 77777 | A | 7 | 2.9 | E | 8 | 0.22 | F | 8 | 0.14 | F | 8 | 0 | 1 | D | 9 | 0 | C | 8
[26 empty] | 3345000% | 12:00 | 1211 | 1326 | 886 | 1 | 24 | 578 | 1 | 27 | 358 | 1 | 24 | 949 | 1 | 24 | 604 | 1 | 27 | 396 | 1 | 24 | 2099 | 1 | 43 | 3 | A | 7 | 3 | E | 9 | 26.1 | A | 7 | 18.3 | A | 7 | 62 | A | 7 | 987 | E | 9 | 350 | A | 7 | 4.6 | A | 7 | 16000 | B | 7 | 77777 | A | 7 | 2.9 | E | 8 | 0.22 | F | 8 | 0.14 | F | 8 | 0 | 1 | D | 9 | 0 | C | 8
[26 empty] | 3345000% | 13:00 | 1230 | 1326 | 866 | 1 | 24 | 614 | 1 | 27 | 296 | 1 | 24 | 911 | 1 | 24 | 619 | 1 | 27 | 335 | 1 | 24 | 1823 | 1 | 43 | 2 | A | 7 | 2 | E | 9 | 28.9 | A | 7 | 20.6 | A | 7 | 61 | A | 7 | 987 | E | 9 | 330 | A | 7 | 4.1 | A | 7 | 24000 | B | 7 | 77777 | A | 7 | 2.9 | E | 8 | 0.22 | F | 8 | 0.14 | F | 8 | 0 | 1 | D | 9 | 0 | C | 8
[26 empty] | 3345000% | 14:00 | 1183 | 1326 | 859 | 1 | 24 | 570 | 1 | 27 | 350 | 1 | 24 | 918 | 1 | 24 | 595 | 1 | 27 | 386 | 1 | 24 | 1833 | 1 | 43 | 3 | A | 7 | 3 | E | 9 | 29.4 | A | 7 | 21.1 | A | 7 | 61 | A | 7 | 987 | E | 9 | 360 | A | 7 | 3.1 | A | 7 | 24000 | B | 7 | 77777 | A | 7 | 2.9 | E | 8 | 0.22 | F | 8 | 0.14 | F | 8 | 0 | 1 | D | 9 | 0 | C | 8
[26 empty] | 3345000% | 15:00 | 1074 | 1326 | 715 | 1 | 24 | 563 | 1 | 27 | 258 | 1 | 24 | 776 | 1 | 24 | 588 | 1 | 27 | 298 | 1 | 24 | 957 | 1 | 43 | 2 | A | 7 | 2 | E | 9 | 30 | A | 7 | 21.1 | A | 7 | 59 | A | 7 | 987 | E | 9 | 100 | A | 7 | 3.1 | A | 7 | 32000 | B | 7 | 77777 | A | 7 | 2.9 | E | 8 | 0.22 | F | 8 | 0.14 | F | 8 | 0 | 1 | D | 9 | 0 | C | 8
[26 empty] | 3345000% | 16:00 | 909 | 1326 | 550 | 1 | 24 | 480 | 1 | 27 | 221 | 1 | 24 | 592 | 1 | 24 | 498 | 1 | 27 | 250 | 1 | 24 | 599 | 1 | 43 | 3 | A | 7 | 3 | E | 9 | 30 | A | 7 | 21.7 | A | 7 | 61 | A | 7 | 987 | E | 9 | 240 | A | 7 | 2.1 | A | 7 | 40000 | B | 7 | 77777 | A | 7 | 2.9 | E | 8 | 0.22 | F | 8 | 0.14 | F | 8 | 0 | 1 | D | 9 | 0 | C | 8
[26 empty] | 3345000% | 17:00 | 701 | 1326 | 433 | 1 | 24 | 461 | 1 | 27 | 189 | 1 | 24 | 456 | 1 | 24 | 465 | 1 | 27 | 209 | 1 | 24 | 413 | 1 | 43 | 2 | A | 7 | 2 | E | 9 | 30 | A | 7 | 21.1 | A | 7 | 59 | A | 7 | 987 | E | 9 | 0 | A | 7 | 0 | A | 7 | 32000 | B | 7 | 77777 | A | 7 | 2.9 | E | 8 | 0.22 | F | 8 | 0.14 | F | 8 | 0 | 1 | D | 9 | 0 | C | 8
[26 empty] | 3345000% | 18:00 | 464 | 1326 | 223 | 1 | 24 | 231 | 1 | 27 | 142 | 1 | 24 | 236 | 1 | 24 | 219 | 1 | 27 | 159 | 1 | 24 | 293 | 1 | 43 | 3 | A | 7 | 3 | E | 9 | 30 | A | 7 | 21.1 | A | 7 | 59 | A | 7 | 987 | E | 9 | 0 | A | 7 | 0 | A | 7 | 32000 | B | 7 | 77777 | A | 7 | 2.9 | E | 8 | 0.22 | F | 8 | 0.14 | F | 8 | 0 | 1 | D | 9 | 0 | C | 8
[26 empty] | 3345000% | 19:00 | 213 | 1326 | 63 | 1 | 24 | 30 | 1 | 27 | 58 | 1 | 24 | 69 | 1 | 24 | 23 | 1 | 27 | 65 | 1 | 24 | 141 | 1 | 43 | 2 | A | 7 | 2 | E | 9 | 28.3 | A | 7 | 20.6 | A | 7 | 63 | A | 7 | 987 | E | 9 | 360 | A | 7 | 1.5 | A | 7 | 32000 | B | 7 | 77777 | A | 7 | 2.9 | E | 8 | 0.22 | F | 8 | 0.14 | F | 8 | 0 | 1 | D | 9 | 0 | C | 8
[26 empty] | 3345000% | 20:00 | 17 | 519 | 3 | 1 | 24 | 0 | 1 | 27 | 3 | 1 | 24 | 0 | 1 | 24 | 0 | 1 | 27 | 0 | 1 | 24 | 0 | 1 | 43 | 3 | A | 7 | 3 | E | 9 | 26.1 | A | 7 | 19.4 | A | 7 | 67 | A | 7 | 987 | E | 9 | 20 | A | 7 | 3.1 | A | 7 | 16000 | B | 7 | 77777 | A | 7 | 2.9 | E | 8 | 0.22 | F | 8 | 0.14 | F | 8 | 0 | 1 | D | 9 | 0 | C | 8
[26 empty] | 3345000% | 21:00 | 0 | 0 | 0 | 1 | 0 | 0 | 1 | 0 | 0 | 1 | 0 | 0 | 1 | 0 | 0 | 1 | 0 | 0 | 1 | 0 | 0 | 1 | 0 | 0 | A | 7 | 0 | E | 9 | 25 | A | 7 | 18.9 | A | 7 | 69 | A | 7 | 987 | E | 9 | 40 | A | 7 | 3.1 | A | 7 | 16000 | B | 7 | 77777 | A | 7 | 2.9 | E | 8 | 0.22 | F | 8 | 0.14 | F | 8 | 0 | 1 | D | 9 | 0 | C | 8
[26 empty] | 3345000% | 22:00 | 0 | 0 | 0 | 1 | 0 | 0 | 1 | 0 | 0 | 1 | 0 | 0 | 1 | 0 | 0 | 1 | 0 | 0 | 1 | 0 | 0 | 1 | 0 | 0 | E | 9 | 0 | E | 9 | 24.5 | E | 9 | 18.9 | E | 9 | 73 | A | 7 | 987 | E | 9 | 80 | E | 9 | 2.7 | E | 9 | 14444 | C | 8 | 77777 | E | 9 | 2.9 | E | 8 | 0.22 | F | 8 | 0.14 | F | 8 | 0 | 1 | D | 9 | 0 | C | 8
[26 empty] | 3345000% | 23:00 | 0 | 0 | 0 | 1 | 0 | 0 | 1 | 0 | 0 | 1 | 0 | 0 | 1 | 0 | 0 | 1 | 0 | 0 | 1 | 0 | 0 | 1 | 0 | 0 | E | 9 | 0 | E | 9 | 23.9 | E | 9 | 19 | E | 9 | 78 | A | 7 | 987 | E | 9 | 140 | E | 9 | 2.3 | E | 9 | 12888 | C | 8 | 77777 | E | 9 | 2.9 | E | 8 | 0.22 | F | 8 | 0.14 | F | 8 | 0 | 1 | D | 9 | 0 | C | 8
[26 empty] | 3345000% | 24:00 | 0 | 0 | 0 | 1 | 0 | 0 | 1 | 0 | 0 | 1 | 0 | 0 | 1 | 0 | 0 | 1 | 0 | 0 | 1 | 0 | 0 | 1 | 0 | 0 | E | 9 | 0 | E | 9 | 23.4 | E | 9 | 19 | E | 9 | 79 | A | 7 | 987 | E | 9 | 180 | E | 9 | 1.9 | E | 9 | 11333 | C | 8 | 77777 | E | 9 | 2.9 | E | 8 | 0.22 | F | 8 | 0.14 | F | 8 | 0 | 1 | D | 9 | 0 | C | 8
[26 empty] | 3454700% | 1:00 | 0 | 0 | 0 | 1 | 0 | 0 | 1 | 0 | 0 | 1 | 0 | 0 | 1 | 0 | 0 | 1 | 0 | 0 | 1 | 0 | 0 | 1 | 0 | 10 | E | 9 | 10 | E | 9 | 22.9 | E | 9 | 19.1 | E | 9 | 86 | A | 7 | 996 | E | 9 | 50 | E | 9 | 1.5 | E | 9 | 9777 | C | 8 | 2100 | E | 9 | 3.1 | E | 8 | 0.204 | F | 8 | 0.15 | F | 8 | 0 | 1 | D | 9 | 0 | C | 8
[26 empty] | 3454700% | 2:00 | 0 | 0 | 0 | 1 | 0 | 0 | 1 | 0 | 0 | 1 | 0 | 0 | 1 | 0 | 0 | 1 | 0 | 0 | 1 | 0 | 0 | 1 | 0 | 10 | E | 9 | 10 | E | 9 | 22.4 | E | 9 | 19.1 | E | 9 | 88 | A | 7 | 996 | E | 9 | 40 | E | 9 | 1.1 | E | 9 | 8222 | C | 8 | 2400 | E | 9 | 3.1 | E | 8 | 0.204 | F | 8 | 0.15 | F | 8 | 0 | 1 | D | 9 | 45 | C | 8
[26 empty] | 3454700% | 3:00 | 0 | 0 | 0 | 1 | 0 | 0 | 1 | 0 | 0 | 1 | 0 | 0 | 1 | 0 | 0 | 1 | 0 | 0 | 1 | 0 | 0 | 1 | 0 | 10 | E | 9 | 10 | E | 9 | 21.8 | E | 9 | 19.2 | E | 9 | 88 | A | 7 | 996 | E | 9 | 30 | E | 9 | 0.7 | E | 9 | 6666 | C | 8 | 2700 | E | 9 | 3.1 | E | 8 | 0.204 | F | 8 | 0.15 | F | 8 | 0 | 1 | D | 9 | 45 | C | 8
[26 empty] | 3454700% | 4:00 | 0 | 0 | 0 | 1 | 0 | 0 | 1 | 0 | 0 | 1 | 0 | 0 | 1 | 0 | 0 | 1 | 0 | 0 | 1 | 0 | 0 | 1 | 0 | 10 | E | 9 | 10 | E | 9 | 21.3 | E | 9 | 19.2 | E | 9 | 88 | A | 7 | 995 | E | 9 | 20 | E | 9 | 0.3 | E | 9 | 5111 | C | 8 | 3000 | E | 9 | 3.1 | E | 8 | 0.204 | F | 8 | 0.15 | F | 8 | 0 | 1 | D | 9 | 45 | C | 8
[26 empty] | 3454700% | 5:00 | 0 | 0 | 0 | 1 | 0 | 0 | 1 | 0 | 0 | 1 | 0 | 0 | 1 | 0 | 0 | 1 | 0 | 0 | 1 | 0 | 0 | 1 | 0 | 10 | E | 9 | 10 | E | 9 | 20.5 | E | 9 | 19 | E | 9 | 91 | A | 7 | 996 | E | 9 | 10 | E | 9 | 0.2 | E | 9 | 3555 | C | 8 | 3300 | E | 9 | 3.1 | E | 8 | 0.204 | F | 8 | 0.15 | F | 8 | 0 | 1 | D | 9 | 45 | C | 8
[26 empty] | 3454700% | 6:00 | 75 | 1072 | 16 | 1 | 24 | 0 | 1 | 27 | 16 | 1 | 24 | 19 | 1 | 24 | 0 | 1 | 27 | 19 | 1 | 24 | 58 | 1 | 43 | 10 | A | 7 | 10 | E | 9 | 20 | A | 7 | 18.8 | A | 7 | 93 | A | 7 | 997 | E | 9 | 0 | A | 7 | 0 | A | 7 | 2000 | B | 7 | 3600 | A | 7 | 3.1 | E | 8 | 0.204 | F | 8 | 0.15 | F | 8 | 0 | 1 | D | 9 | 45 | C | 8
[26 empty] | 3454700% | 7:00 | 317 | 1326 | 61 | 1 | 24 | 0 | 1 | 27 | 61 | 1 | 24 | 70 | 1 | 24 | 0 | 1 | 27 | 70 | 1 | 24 | 234 | 1 | 43 | 10 | A | 7 | 10 | E | 9 | 21.1 | A | 7 | 20 | A | 7 | 93 | A | 7 | 997 | E | 9 | 0 | A | 7 | 0 | A | 7 | 3200 | B | 7 | 3600 | A | 7 | 3.1 | E | 8 | 0.204 | F | 8 | 0.15 | F | 8 | 0 | 1 | D | 9 | 45 | C | 8
[26 empty] | 3454700% | 8:00 | 564 | 1326 | 123 | 1 | 24 | 0 | 1 | 27 | 123 | 1 | 24 | 142 | 1 | 24 | 0 | 1 | 27 | 142 | 1 | 24 | 513 | 1 | 43 | 10 | A | 7 | 10 | E | 9 | 22.7 | A | 7 | 20.5 | A | 7 | 87 | A | 7 | 997 | E | 9 | 0 | A | 7 | 0 | A | 7 | 3200 | B | 7 | 3600 | A | 7 | 3.2 | E | 8 | 0.204 | F | 8 | 0.15 | F | 8 | 0 | 1 | D | 9 | 45 | C | 8
[26 empty] | 3454700% | 9:00 | 792 | 1326 | 131 | 1 | 24 | 0 | 1 | 27 | 131 | 1 | 24 | 158 | 1 | 24 | 0 | 1 | 27 | 158 | 1 | 24 | 626 | 1 | 43 | 10 | A | 7 | 10 | E | 9 | 24.4 | A | 7 | 21.1 | A | 7 | 82 | A | 7 | 997 | E | 9 | 0 | A | 7 | 0 | A | 7 | 4000 | B | 7 | 210 | A | 7 | 3.2 | E | 8 | 0.204 | F | 8 | 0.15 | F | 8 | 0 | 1 | D | 9 | 45 | C | 8
[26 empty] | 3454700% | 10:00 | 983 | 1326 | 172 | 1 | 24 | 0 | 1 | 27 | 172 | 1 | 24 | 209 | 1 | 24 | 0 | 1 | 27 | 209 | 1 | 24 | 856 | 1 | 43 | 10 | A | 7 | 10 | E | 9 | 25.5 | A | 7 | 21.1 | A | 7 | 77 | A | 7 | 997 | E | 9 | 0 | A | 7 | 0 | A | 7 | 4800 | B | 7 | 240 | A | 7 | 3.2 | E | 8 | 0.204 | F | 8 | 0.15 | F | 8 | 0 | 1 | D | 9 | 5 | C | 8
[26 empty] | 3454700% | 11:00 | 1125 | 1326 | 303 | 1 | 24 | 0 | 1 | 27 | 303 | 1 | 24 | 360 | 1 | 24 | 0 | 1 | 27 | 360 | 1 | 24 | 1399 | 1 | 43 | 10 | A | 7 | 10 | E | 9 | 26.6 | A | 7 | 21.6 | A | 7 | 74 | A | 7 | 997 | E | 9 | 0 | A | 7 | 0 | A | 7 | 4800 | B | 7 | 3600 | A | 7 | 3.3 | E | 8 | 0.204 | F | 8 | 0.15 | F | 8 | 0 | 1 | D | 9 | 5 | C | 8
[26 empty] | 3454700% | 12:00 | 1209 | 1326 | 471 | 1 | 24 | 59 | 1 | 27 | 417 | 1 | 24 | 520 | 1 | 24 | 61 | 1 | 27 | 465 | 1 | 24 | 2067 | 1 | 43 | 9 | A | 7 | 9 | E | 9 | 28.3 | A | 7 | 21.6 | A | 7 | 67 | A | 7 | 996 | E | 9 | 0 | A | 7 | 0 | A | 7 | 4800 | B | 7 | 3600 | A | 7 | 3.3 | E | 8 | 0.204 | F | 8 | 0.15 | F | 8 | 0 | 1 | D | 9 | 5 | C | 8
[26 empty] | 3454700% | 13:00 | 1227 | 1326 | 335 | 1 | 24 | 0 | 1 | 27 | 335 | 1 | 24 | 400 | 1 | 24 | 0 | 1 | 27 | 400 | 1 | 24 | 1541 | 1 | 43 | 10 | A | 7 | 10 | E | 9 | 28.8 | A | 7 | 21.6 | A | 7 | 65 | A | 7 | 996 | E | 9 | 0 | A | 7 | 0 | A | 7 | 6400 | B | 7 | 3600 | A | 7 | 3.3 | E | 8 | 0.204 | F | 8 | 0.15 | F | 8 | 0 | 1 | D | 9 | 5 | C | 8
[26 empty] | 3454700% | 14:00 | 1180 | 1326 | 334 | 1 | 24 | 100 | 1 | 27 | 245 | 1 | 24 | 380 | 1 | 24 | 108 | 1 | 27 | 284 | 1 | 24 | 1126 | 1 | 43 | 9 | A | 7 | 9 | E | 9 | 29.4 | A | 7 | 22.2 | A | 7 | 65 | A | 7 | 995 | E | 9 | 0 | A | 7 | 0 | A | 7 | 6400 | B | 7 | 810 | A | 7 | 3.4 | E | 8 | 0.204 | F | 8 | 0.15 | F | 8 | 0 | 1 | D | 9 | 5 | C | 8
[26 empty] | 3454700% | 15:00 | 1071 | 1326 | 483 | 1 | 24 | 81 | 1 | 27 | 417 | 1 | 24 | 532 | 1 | 24 | 84 | 1 | 27 | 464 | 1 | 24 | 1643 | 1 | 43 | 9 | A | 7 | 9 | E | 9 | 30 | A | 7 | 20.5 | A | 7 | 57 | A | 7 | 995 | E | 9 | 0 | A | 7 | 0 | A | 7 | 6400 | B | 7 | 3600 | A | 7 | 3.4 | E | 8 | 0.204 | F | 8 | 0.15 | F | 8 | 0 | 1 | D | 9 | 5 | C | 8
[26 empty] | 3454700% | 16:00 | 906 | 1326 | 604 | 1 | 24 | 611 | 1 | 27 | 186 | 1 | 24 | 633 | 1 | 24 | 616 | 1 | 27 | 212 | 1 | 24 | 496 | 1 | 43 | 2 | A | 7 | 2 | E | 9 | 30 | A | 7 | 20 | A | 7 | 55 | A | 7 | 994 | E | 9 | 0 | A | 7 | 0 | A | 7 | 8000 | B | 7 | 77777 | A | 7 | 3.4 | E | 8 | 0.204 | F | 8 | 0.15 | F | 8 | 0 | 1 | D | 9 | 5 | C | 8
[26 empty] | 3454700% | 17:00 | 697 | 1326 | 437 | 1 | 24 | 480 | 1 | 27 | 184 | 1 | 24 | 461 | 1 | 24 | 484 | 1 | 27 | 206 | 1 | 24 | 400 | 1 | 43 | 3 | A | 7 | 3 | E | 9 | 28.8 | A | 7 | 20 | A | 7 | 59 | A | 7 | 994 | E | 9 | 220 | A | 7 | 3 | A | 7 | 8000 | B | 7 | 77777 | A | 7 | 3.4 | E | 8 | 0.204 | F | 8 | 0.15 | F | 8 | 0 | 1 | D | 9 | 5 | C | 8
[26 empty] | 3454700% | 18:00 | 459 | 1326 | 194 | 1 | 24 | 51 | 1 | 27 | 176 | 1 | 24 | 212 | 1 | 24 | 48 | 1 | 27 | 195 | 1 | 24 | 447 | 1 | 43 | 9 | A | 7 | 9 | E | 9 | 27.7 | A | 7 | 20.5 | A | 7 | 65 | A | 7 | 993 | E | 9 | 0 | A | 7 | 0 | A | 7 | 8000 | B | 7 | 77777 | A | 7 | 3.5 | E | 8 | 0.204 | F | 8 | 0.15 | F | 8 | 0 | 1 | D | 9 | 5 | C | 8
[26 empty] | 3454700% | 19:00 | 209 | 1326 | 80 | 1 | 24 | 12 | 1 | 27 | 78 | 1 | 24 | 86 | 1 | 24 | 4 | 1 | 27 | 86 | 1 | 24 | 223 | 1 | 43 | 9 | A | 7 | 9 | E | 9 | 27.2 | A | 7 | 20.5 | A | 7 | 67 | A | 7 | 994 | E | 9 | 0 | A | 7 | 0 | A | 7 | 8000 | B | 7 | 77777 | A | 7 | 3.5 | E | 8 | 0.204 | F | 8 | 0.15 | F | 8 | 0 | 1 | D | 9 | 5 | C | 8
[26 empty] | 3454700% | 20:00 | 15 | 497 | 2 | 1 | 24 | 3 | 1 | 27 | 2 | 1 | 24 | 0 | 1 | 24 | 0 | 1 | 27 | 0 | 1 | 24 | 0 | 1 | 43 | 2 | A | 7 | 2 | E | 9 | 27.2 | A | 7 | 20 | A | 7 | 65 | A | 7 | 994 | E | 9 | 0 | A | 7 | 0 | A | 7 | 8000 | B | 7 | 77777 | A | 7 | 3.5 | E | 8 | 0.204 | F | 8 | 0.15 | F | 8 | 0 | 1 | D | 9 | 5 | C | 8
[26 empty] | 3454700% | 21:00 | 0 | 0 | 0 | 1 | 0 | 0 | 1 | 0 | 0 | 1 | 0 | 0 | 1 | 0 | 0 | 1 | 0 | 0 | 1 | 0 | 0 | 1 | 0 | 3 | A | 7 | 3 | E | 9 | 26.1 | A | 7 | 21.1 | A | 7 | 74 | A | 7 | 994 | E | 9 | 0 | A | 7 | 0 | A | 7 | 8000 | B | 7 | 77777 | A | 7 | 3.6 | E | 8 | 0.204 | F | 8 | 0.15 | F | 8 | 0 | 1 | D | 9 | 5 | C | 8
[26 empty] | 3454700% | 22:00 | 0 | 0 | 0 | 1 | 0 | 0 | 1 | 0 | 0 | 1 | 0 | 0 | 1 | 0 | 0 | 1 | 0 | 0 | 1 | 0 | 0 | 1 | 0 | 3 | E | 9 | 3 | E | 9 | 24.4 | E | 9 | 22 | E | 9 | 86 | A | 7 | 994 | E | 9 | 0 | E | 9 | 0 | E | 9 | 7644 | C | 8 | 77777 | E | 9 | 3.6 | E | 8 | 0.204 | F | 8 | 0.15 | F | 8 | 0 | 1 | D | 9 | 5 | C | 8
[26 empty] | 3454700% | 23:00 | 0 | 0 | 0 | 1 | 0 | 0 | 1 | 0 | 0 | 1 | 0 | 0 | 1 | 0 | 0 | 1 | 0 | 0 | 1 | 0 | 0 | 1 | 0 | 3 | E | 9 | 3 | E | 9 | 23.7 | E | 9 | 21.9 | E | 9 | 90 | A | 7 | 993 | E | 9 | 0 | E | 9 | 0 | E | 9 | 7288 | C | 8 | 77777 | E | 9 | 3.6 | E | 8 | 0.204 | F | 8 | 0.15 | F | 8 | 0 | 1 | D | 9 | 5 | C | 8
[26 empty] | 3454700% | 24:00 | 0 | 0 | 0 | 1 | 0 | 0 | 1 | 0 | 0 | 1 | 0 | 0 | 1 | 0 | 0 | 1 | 0 | 0 | 1 | 0 | 0 | 1 | 0 | 2 | E | 9 | 2 | E | 9 | 24 | E | 9 | 21.9 | E | 9 | 88 | A | 7 | 993 | E | 9 | 0 | E | 9 | 0 | E | 9 | 6933 | C | 8 | 77777 | E | 9 | 3.7 | E | 8 | 0.204 | F | 8 | 0.15 | F | 8 | 0 | 1 | D | 9 | 5 | C | 8
[26 empty] | 3454800% | 1:00 | 0 | 0 | 0 | 1 | 0 | 0 | 1 | 0 | 0 | 1 | 0 | 0 | 1 | 0 | 0 | 1 | 0 | 0 | 1 | 0 | 0 | 1 | 0 | 2 | E | 9 | 2 | E | 9 | 22.3 | E | 9 | 19.8 | E | 9 | 86 | A | 7 | 993 | E | 9 | 10 | E | 9 | 0.6 | E | 9 | 6577 | C | 8 | 77777 | E | 9 | 3.7 | E | 8 | 0.204 | F | 8 | 0.15 | F | 8 | 0 | 1 | D | 9 | 5 | C | 8
[26 empty] | 3454800% | 2:00 | 0 | 0 | 0 | 1 | 0 | 0 | 1 | 0 | 0 | 1 | 0 | 0 | 1 | 0 | 0 | 1 | 0 | 0 | 1 | 0 | 0 | 1 | 0 | 2 | E | 9 | 2 | E | 9 | 22.5 | E | 9 | 19.7 | E | 9 | 84 | A | 7 | 993 | E | 9 | 20 | E | 9 | 0.6 | E | 9 | 6222 | C | 8 | 77777 | E | 9 | 3.7 | E | 8 | 0.204 | F | 8 | 0.15 | F | 8 | 0 | 1 | D | 9 | 5 | C | 8
[26 empty] | 3454800% | 3:00 | 0 | 0 | 0 | 1 | 0 | 0 | 1 | 0 | 0 | 1 | 0 | 0 | 1 | 0 | 0 | 1 | 0 | 0 | 1 | 0 | 0 | 1 | 0 | 2 | E | 9 | 2 | E | 9 | 22.8 | E | 9 | 19.6 | E | 9 | 82 | A | 7 | 993 | E | 9 | 0 | E | 9 | 0 | E | 9 | 5866 | C | 8 | 77777 | E | 9 | 3.8 | E | 8 | 0.204 | F | 8 | 0.15 | F | 8 | 0 | 1 | D | 9 | 5 | C | 8
[26 empty] | 3454800% | 4:00 | 0 | 0 | 0 | 1 | 0 | 0 | 1 | 0 | 0 | 1 | 0 | 0 | 1 | 0 | 0 | 1 | 0 | 0 | 1 | 0 | 0 | 1 | 0 | 1 | E | 9 | 1 | E | 9 | 23.1 | E | 9 | 19.6 | E | 9 | 81 | A | 7 | 993 | E | 9 | 0 | E | 9 | 0 | E | 9 | 5511 | C | 8 | 77777 | E | 9 | 3.8 | E | 8 | 0.204 | F | 8 | 0.15 | F | 8 | 0 | 1 | D | 9 | 5 | C | 8
[26 empty] | 3454800% | 5:00 | 0 | 0 | 0 | 1 | 0 | 0 | 1 | 0 | 0 | 1 | 0 | 0 | 1 | 0 | 0 | 1 | 0 | 0 | 1 | 0 | 0 | 1 | 0 | 1 | E | 9 | 1 | E | 9 | 23.4 | E | 9 | 19.5 | E | 9 | 79 | A | 7 | 993 | E | 9 | 350 | E | 9 | 0.6 | E | 9 | 5155 | C | 8 | 77777 | E | 9 | 3.8 | E | 8 | 0.204 | F | 8 | 0.15 | F | 8 | 0 | 1 | D | 9 | 5 | C | 8
[26 empty] | 3454800% | 6:00 | 73 | 1050 | 16 | 1 | 24 | 0 | 1 | 27 | 16 | 1 | 24 | 18 | 1 | 24 | 0 | 1 | 27 | 18 | 1 | 24 | 58 | 1 | 43 | 10 | A | 7 | 10 | E | 9 | 22.7 | A | 7 | 19.4 | A | 7 | 82 | A | 7 | 994 | E | 9 | 0 | A | 7 | 0 | A | 7 | 4800 | B | 7 | 3600 | A | 7 | 3.9 | E | 8 | 0.204 | F | 8 | 0.15 | F | 8 | 0 | 1 | D | 9 | 5 | C | 8
[26 empty] | 3454800% | 7:00 | 314 | 1326 | 65 | 1 | 24 | 0 | 1 | 27 | 65 | 1 | 24 | 74 | 1 | 24 | 0 | 1 | 27 | 74 | 1 | 24 | 245 | 1 | 43 | 10 | A | 7 | 10 | E | 9 | 22.7 | A | 7 | 20 | A | 7 | 85 | A | 7 | 994 | E | 9 | 0 | A | 7 | 0 | A | 7 | 6400 | B | 7 | 3600 | A | 7 | 3.9 | E | 8 | 0.204 | F | 8 | 0.15 | F | 8 | 0 | 1 | D | 9 | 5 | C | 8
[26 empty] | 3454800% | 8:00 | 562 | 1326 | 121 | 1 | 24 | 0 | 1 | 27 | 121 | 1 | 24 | 140 | 1 | 24 | 0 | 1 | 27 | 140 | 1 | 24 | 505 | 1 | 43 | 10 | A | 7 | 10 | E | 9 | 24.4 | A | 7 | 20.5 | A | 7 | 79 | A | 7 | 995 | E | 9 | 0 | A | 7 | 0 | A | 7 | 6400 | B | 7 | 3600 | A | 7 | 3.9 | E | 8 | 0.204 | F | 8 | 0.15 | F | 8 | 0 | 1 | D | 9 | 5 | C | 8
[26 empty] | 3454800% | 9:00 | 789 | 1326 | 193 | 1 | 24 | 0 | 1 | 27 | 193 | 1 | 24 | 225 | 1 | 24 | 0 | 1 | 27 | 225 | 1 | 24 | 853 | 1 | 43 | 10 | A | 7 | 10 | E | 9 | 25.5 | A | 7 | 21.1 | A | 7 | 77 | A | 7 | 995 | E | 9 | 0 | A | 7 | 0 | A | 7 | 6400 | B | 7 | 77777 | A | 7 | 3.9 | E | 8 | 0.204 | F | 8 | 0.15 | F | 8 | 0 | 1 | D | 9 | 5 | C | 8
[26 empty] | 3454800% | 10:00 | 981 | 1326 | 255 | 1 | 24 | 0 | 1 | 27 | 255 | 1 | 24 | 300 | 1 | 24 | 0 | 1 | 27 | 300 | 1 | 24 | 1172 | 1 | 43 | 10 | A | 7 | 10 | E | 9 | 26.6 | A | 7 | 21.6 | A | 7 | 74 | A | 7 | 995 | E | 9 | 0 | A | 7 | 0 | A | 7 | 6400 | B | 7 | 4500 | A | 7 | 3.9 | E | 8 | 0.204 | F | 8 | 0.15 | F | 8 | 0 | 1 | D | 9 | 5 | C | 8
[26 empty] | 3454800% | 11:00 | 1123 | 1326 | 301 | 1 | 24 | 0 | 1 | 27 | 301 | 1 | 24 | 357 | 1 | 24 | 0 | 1 | 27 | 357 | 1 | 24 | 1391 | 1 | 43 | 10 | A | 7 | 10 | E | 9 | 27.2 | A | 7 | 21.6 | A | 7 | 72 | A | 7 | 995 | E | 9 | 0 | A | 7 | 0 | A | 7 | 4800 | B | 7 | 4500 | A | 7 | 3.9 | E | 8 | 0.204 | F | 8 | 0.15 | F | 8 | 0 | 1 | D | 9 | 5 | C | 8
[26 empty] | 3454800% | 12:00 | 1207 | 1326 | 328 | 1 | 24 | 0 | 1 | 27 | 328 | 1 | 24 | 391 | 1 | 24 | 0 | 1 | 27 | 391 | 1 | 24 | 1510 | 1 | 43 | 10 | A | 7 | 10 | E | 9 | 27.7 | A | 7 | 22.2 | A | 7 | 72 | A | 7 | 994 | E | 9 | 0 | A | 7 | 0 | A | 7 | 4800 | B | 7 | 4500 | A | 7 | 3.9 | E | 8 | 0.204 | F | 8 | 0.15 | F | 8 | 0 | 1 | D | 9 | 5 | C | 8
[26 empty] | 3454800% | 13:00 | 1225 | 1326 | 334 | 1 | 24 | 0 | 1 | 27 | 334 | 1 | 24 | 399 | 1 | 24 | 0 | 1 | 27 | 399 | 1 | 24 | 1537 | 1 | 43 | 10 | A | 7 | 10 | E | 9 | 28.8 | A | 7 | 22.2 | A | 7 | 68 | A | 7 | 993 | E | 9 | 0 | A | 7 | 0 | A | 7 | 4800 | B | 7 | 4200 | A | 7 | 3.9 | E | 8 | 0.204 | F | 8 | 0.15 | F | 8 | 0 | 1 | D | 9 | 5 | C | 8
[26 empty] | 3454800% | 14:00 | 1178 | 1326 | 500 | 1 | 24 | 125 | 1 | 27 | 389 | 1 | 24 | 553 | 1 | 24 | 134 | 1 | 27 | 434 | 1 | 24 | 1778 | 1 | 43 | 9 | A | 7 | 9 | E | 9 | 28.3 | A | 7 | 22.2 | A | 7 | 70 | A | 7 | 993 | E | 9 | 0 | A | 7 | 0 | A | 7 | 6400 | B | 7 | 4200 | A | 7 | 3.9 | E | 8 | 0.204 | F | 8 | 0.15 | F | 8 | 0 | 1 | D | 9 | 5 | C | 8
[26 empty] | 3454800% | 15:00 | 1069 | 1326 | 352 | 1 | 24 | 83 | 1 | 27 | 286 | 1 | 24 | 394 | 1 | 24 | 89 | 1 | 27 | 322 | 1 | 24 | 1039 | 1 | 43 | 9 | A | 7 | 9 | E | 9 | 30 | A | 7 | 21.6 | A | 7 | 61 | A | 7 | 992 | E | 9 | 230 | A | 7 | 2 | A | 7 | 6400 | B | 7 | 4200 | A | 7 | 3.8 | E | 8 | 0.204 | F | 8 | 0.15 | F | 8 | 0 | 1 | D | 9 | 5 | C | 8
[26 empty] | 3454800% | 16:00 | 903 | 1326 | 376 | 1 | 24 | 163 | 1 | 27 | 264 | 1 | 24 | 415 | 1 | 24 | 173 | 1 | 27 | 297 | 1 | 24 | 780 | 1 | 43 | 9 | A | 7 | 9 | E | 9 | 30.5 | A | 7 | 21.1 | A | 7 | 57 | A | 7 | 992 | E | 9 | 180 | A | 7 | 3 | A | 7 | 8000 | B | 7 | 4200 | A | 7 | 3.8 | E | 8 | 0.204 | F | 8 | 0.15 | F | 8 | 0 | 1 | D | 9 | 5 | C | 8
[26 empty] | 3454800% | 17:00 | 694 | 1326 | 129 | 1 | 24 | 0 | 1 | 27 | 129 | 1 | 24 | 153 | 1 | 24 | 0 | 1 | 27 | 153 | 1 | 24 | 585 | 1 | 43 | 10 | A | 7 | 10 | E | 9 | 29.4 | A | 7 | 21.1 | A | 7 | 61 | A | 7 | 992 | E | 9 | 180 | A | 7 | 2.5 | A | 7 | 8000 | B | 7 | 1080 | A | 7 | 3.8 | E | 8 | 0.204 | F | 8 | 0.15 | F | 8 | 0 | 1 | D | 9 | 5 | C | 8
[26 empty] | 3454800% | 18:00 | 456 | 1326 | 96 | 1 | 24 | 24 | 1 | 27 | 88 | 1 | 24 | 106 | 1 | 24 | 22 | 1 | 27 | 98 | 1 | 24 | 257 | 1 | 43 | 9 | A | 7 | 9 | E | 9 | 27.2 | A | 7 | 20 | A | 7 | 65 | A | 7 | 991 | E | 9 | 180 | A | 7 | 2.5 | A | 7 | 8000 | B | 7 | 4200 | A | 7 | 3.8 | E | 8 | 0.204 | F | 8 | 0.15 | F | 8 | 0 | 1 | D | 9 | 5 | C | 8
[26 empty] | 3454800% | 19:00 | 205 | 1326 | 48 | 1 | 24 | 7 | 1 | 27 | 47 | 1 | 24 | 54 | 1 | 24 | 1 | 1 | 27 | 54 | 1 | 24 | 163 | 1 | 43 | 9 | A | 7 | 9 | E | 9 | 26.6 | A | 7 | 21.1 | A | 7 | 72 | A | 7 | 991 | E | 9 | 170 | A | 7 | 2 | A | 7 | 9700 | B | 7 | 1200 | A | 7 | 3.8 | E | 8 | 0.204 | F | 8 | 0.15 | F | 8 | 0 | 1 | D | 9 | 5 | C | 8
[26 empty] | 3454800% | 20:00 | 14 | 475 | 2 | 1 | 24 | 0 | 1 | 27 | 2 | 1 | 24 | 0 | 1 | 24 | 0 | 1 | 27 | 0 | 1 | 24 | 0 | 1 | 43 | 10 | A | 7 | 10 | E | 9 | 25 | A | 7 | 20 | A | 7 | 74 | A | 7 | 991 | E | 9 | 0 | A | 7 | 0 | A | 7 | 9700 | B | 7 | 4200 | A | 7 | 3.8 | E | 8 | 0.204 | F | 8 | 0.15 | F | 8 | 0 | 1 | D | 9 | 5 | C | 8
[26 empty] | 3454800% | 21:00 | 0 | 0 | 0 | 1 | 0 | 0 | 1 | 0 | 0 | 1 | 0 | 0 | 1 | 0 | 0 | 1 | 0 | 0 | 1 | 0 | 0 | 1 | 0 | 10 | A | 7 | 10 | E | 9 | 24.4 | A | 7 | 20 | A | 7 | 76 | A | 7 | 992 | E | 9 | 310 | A | 7 | 6.1 | A | 7 | 9700 | B | 7 | 1140 | A | 7 | 3.8 | E | 8 | 0.204 | F | 8 | 0.15 | F | 8 | 0 | 1 | D | 9 | 5 | C | 8
[26 empty] | 3454800% | 22:00 | 0 | 0 | 0 | 1 | 0 | 0 | 1 | 0 | 0 | 1 | 0 | 0 | 1 | 0 | 0 | 1 | 0 | 0 | 1 | 0 | 0 | 1 | 0 | 10 | E | 9 | 10 | E | 9 | 24.4 | E | 9 | 20.9 | E | 9 | 81 | A | 7 | 992 | E | 9 | 120 | E | 9 | 2.9 | E | 9 | 8622 | C | 8 | 1284 | E | 9 | 3.8 | E | 8 | 0.204 | F | 8 | 0.15 | F | 8 | 0 | 1 | D | 9 | 5 | C | 8
[26 empty] | 3454800% | 23:00 | 0 | 0 | 0 | 1 | 0 | 0 | 1 | 0 | 0 | 1 | 0 | 0 | 1 | 0 | 0 | 1 | 0 | 0 | 1 | 0 | 0 | 1 | 0 | 9 | E | 9 | 9 | E | 9 | 23.4 | E | 9 | 20.8 | E | 9 | 85 | A | 7 | 992 | E | 9 | 140 | E | 9 | 3.9 | E | 9 | 7544 | C | 8 | 1426 | E | 9 | 3.8 | E | 8 | 0.204 | F | 8 | 0.15 | F | 8 | 0 | 1 | D | 9 | 5 | C | 8
[26 empty] | 3454800% | 24:00 | 0 | 0 | 0 | 1 | 0 | 0 | 1 | 0 | 0 | 1 | 0 | 0 | 1 | 0 | 0 | 1 | 0 | 0 | 1 | 0 | 0 | 1 | 0 | 9 | E | 9 | 9 | E | 9 | 22.4 | E | 9 | 20.8 | E | 9 | 91 | A | 7 | 992 | E | 9 | 150 | E | 9 | 3.9 | E | 9 | 6466 | C | 8 | 1570 | E | 9 | 3.8 | E | 8 | 0.204 | F | 8 | 0.15 | F | 8 | 0 | 1 | D | 9 | 5 | C | 8
[26 empty] | 3454900% | 1:00 | 0 | 0 | 0 | 1 | 0 | 0 | 1 | 0 | 0 | 1 | 0 | 0 | 1 | 0 | 0 | 1 | 0 | 0 | 1 | 0 | 0 | 1 | 0 | 8 | E | 9 | 8 | E | 9 | 22.4 | E | 9 | 19.7 | E | 9 | 85 | A | 7 | 992 | E | 9 | 140 | E | 9 | 3.4 | E | 9 | 5388 | C | 8 | 1712 | E | 9 | 3.8 | E | 8 | 0.203 | F | 8 | 0.15 | F | 8 | 0 | 1 | D | 9 | 5 | C | 8
[26 empty] | 3454900% | 2:00 | 0 | 0 | 0 | 1 | 0 | 0 | 1 | 0 | 0 | 1 | 0 | 0 | 1 | 0 | 0 | 1 | 0 | 0 | 1 | 0 | 0 | 1 | 0 | 8 | E | 9 | 8 | E | 9 | 21.4 | E | 9 | 19.6 | E | 9 | 89 | A | 7 | 992 | E | 9 | 160 | E | 9 | 3.3 | E | 9 | 4311 | C | 8 | 1856 | E | 9 | 3.7 | E | 8 | 0.203 | F | 8 | 0.15 | F | 8 | 0 | 1 | D | 9 | 45 | C | 8
[26 empty] | 3454900% | 3:00 | 0 | 0 | 0 | 1 | 0 | 0 | 1 | 0 | 0 | 1 | 0 | 0 | 1 | 0 | 0 | 1 | 0 | 0 | 1 | 0 | 0 | 1 | 0 | 7 | E | 9 | 7 | E | 9 | 20.4 | E | 9 | 19.5 | E | 9 | 95 | A | 7 | 992 | E | 9 | 340 | E | 9 | 1.7 | E | 9 | 3233 | C | 8 | 1998 | E | 9 | 3.7 | E | 8 | 0.203 | F | 8 | 0.15 | F | 8 | 0 | 1 | D | 9 | 45 | C | 8
[26 empty] | 3454900% | 4:00 | 0 | 0 | 0 | 1 | 0 | 0 | 1 | 0 | 0 | 1 | 0 | 0 | 1 | 0 | 0 | 1 | 0 | 0 | 1 | 0 | 0 | 1 | 0 | 7 | E | 9 | 7 | E | 9 | 21.4 | E | 9 | 19.5 | E | 9 | 89 | A | 7 | 992 | E | 9 | 0 | E | 9 | 0 | E | 9 | 2155 | C | 8 | 2142 | E | 9 | 3.7 | E | 8 | 0.203 | F | 8 | 0.15 | F | 8 | 0 | 1 | D | 9 | 45 | C | 8
[26 empty] | 3454900% | 5:00 | 0 | 0 | 0 | 1 | 0 | 0 | 1 | 0 | 0 | 1 | 0 | 0 | 1 | 0 | 0 | 1 | 0 | 0 | 1 | 0 | 0 | 1 | 0 | 6 | E | 9 | 6 | E | 9 | 20.4 | E | 9 | 19.4 | E | 9 | 94 | A | 7 | 992 | E | 9 | 0 | E | 9 | 0 | E | 9 | 1077 | C | 8 | 2284 | E | 9 | 3.7 | E | 8 | 0.203 | F | 8 | 0.15 | F | 8 | 0 | 1 | D | 9 | 45 | C | 8
[26 empty] | 3454900% | 6:00 | 70 | 1028 | 8 | 1 | 24 | 0 | 1 | 27 | 8 | 1 | 24 | 10 | 1 | 24 | 0 | 1 | 27 | 10 | 1 | 24 | 31 | 1 | 43 | 10 | A | 7 | 10 | E | 9 | 19.4 | A | 7 | 18.3 | A | 7 | 93 | A | 7 | 992 | E | 9 | 0 | A | 7 | 0 | A | 7 | 0 | B | 7 | 15 | A | 7 | 3.7 | E | 8 | 0.203 | F | 8 | 0.15 | F | 8 | 0 | 1 | D | 9 | 45 | C | 8
[26 empty] | 3454900% | 7:00 | 311 | 1327 | 32 | 1 | 24 | 0 | 1 | 27 | 32 | 1 | 24 | 39 | 1 | 24 | 0 | 1 | 27 | 39 | 1 | 24 | 135 | 1 | 43 | 10 | A | 7 | 10 | E | 9 | 20 | A | 7 | 18.3 | A | 7 | 90 | A | 7 | 993 | E | 9 | 0 | A | 7 | 0 | A | 7 | 800 | B | 7 | 60 | A | 7 | 3.7 | E | 8 | 0.203 | F | 8 | 0.15 | F | 8 | 0 | 1 | D | 9 | 45 | C | 8
[26 empty] | 3454900% | 8:00 | 559 | 1327 | 142 | 1 | 24 | 142 | 1 | 27 | 82 | 1 | 24 | 160 | 1 | 24 | 143 | 1 | 27 | 99 | 1 | 24 | 156 | 1 | 43 | 9 | A | 7 | 7 | E | 9 | 21.1 | A | 7 | 19.4 | A | 7 | 90 | A | 7 | 993 | E | 9 | 0 | A | 7 | 0 | A | 7 | 3200 | B | 7 | 6000 | A | 7 | 3.7 | E | 8 | 0.203 | F | 8 | 0.15 | F | 8 | 0 | 1 | D | 9 | 45 | C | 8
[26 empty] | 3454900% | 9:00 | 787 | 1327 | 344 | 1 | 24 | 172 | 1 | 27 | 242 | 1 | 24 | 378 | 1 | 24 | 180 | 1 | 27 | 271 | 1 | 24 | 650 | 1 | 43 | 9 | A | 7 | 8 | E | 9 | 24.4 | A | 7 | 18.8 | A | 7 | 71 | A | 7 | 994 | E | 9 | 0 | A | 7 | 0 | A | 7 | 6400 | B | 7 | 6000 | A | 7 | 3.7 | E | 8 | 0.203 | F | 8 | 0.15 | F | 8 | 0 | 1 | D | 9 | 5 | C | 8
[26 empty] | 3454900% | 10:00 | 979 | 1327 | 635 | 1 | 24 | 556 | 1 | 27 | 224 | 1 | 24 | 689 | 1 | 24 | 579 | 1 | 27 | 261 | 1 | 24 | 676 | 1 | 43 | 9 | A | 7 | 7 | E | 9 | 26.1 | A | 7 | 19.4 | A | 7 | 67 | A | 7 | 994 | E | 9 | 0 | A | 7 | 0 | A | 7 | 6400 | B | 7 | 6000 | A | 7 | 3.7 | E | 8 | 0.203 | F | 8 | 0.15 | F | 8 | 0 | 1 | D | 9 | 5 | C | 8
[26 empty] | 3454900% | 11:00 | 1121 | 1327 | 439 | 1 | 24 | 147 | 1 | 27 | 314 | 1 | 24 | 489 | 1 | 24 | 158 | 1 | 27 | 356 | 1 | 24 | 1255 | 1 | 43 | 9 | A | 7 | 8 | E | 9 | 26.6 | A | 7 | 19.4 | A | 7 | 65 | A | 7 | 994 | E | 9 | 0 | A | 7 | 0 | A | 7 | 8000 | B | 7 | 6000 | A | 7 | 3.7 | E | 8 | 0.203 | F | 8 | 0.15 | F | 8 | 0 | 1 | D | 9 | 5 | C | 8
[26 empty] | 3454900% | 12:00 | 1205 | 1327 | 722 | 1 | 24 | 383 | 1 | 27 | 374 | 1 | 24 | 797 | 1 | 24 | 417 | 1 | 27 | 418 | 1 | 24 | 1919 | 1 | 43 | 9 | A | 7 | 7 | E | 9 | 27.2 | A | 7 | 20 | A | 7 | 65 | A | 7 | 993 | E | 9 | 0 | A | 7 | 0 | A | 7 | 9700 | B | 7 | 6000 | A | 7 | 3.7 | E | 8 | 0.203 | F | 8 | 0.15 | F | 8 | 0 | 1 | D | 9 | 5 | C | 8
[26 empty] | 3454900% | 13:00 | 1224 | 1327 | 739 | 1 | 24 | 280 | 1 | 27 | 480 | 1 | 24 | 802 | 1 | 24 | 304 | 1 | 27 | 521 | 1 | 24 | 2710 | 1 | 43 | 9 | A | 7 | 8 | E | 9 | 28.3 | A | 7 | 20.5 | A | 7 | 63 | A | 7 | 993 | E | 9 | 0 | A | 7 | 0 | A | 7 | 9700 | B | 7 | 77777 | A | 7 | 3.7 | E | 8 | 0.203 | F | 8 | 0.15 | F | 8 | 0 | 1 | D | 9 | 5 | C | 8
[26 empty] | 3454900% | 14:00 | 1176 | 1327 | 544 | 1 | 24 | 173 | 1 | 27 | 390 | 1 | 24 | 601 | 1 | 24 | 185 | 1 | 27 | 437 | 1 | 24 | 1771 | 1 | 43 | 9 | A | 7 | 7 | E | 9 | 29.4 | A | 7 | 21.1 | A | 7 | 61 | A | 7 | 992 | E | 9 | 0 | A | 7 | 0 | A | 7 | 9700 | B | 7 | 4500 | A | 7 | 3.7 | E | 8 | 0.203 | F | 8 | 0.15 | F | 8 | 0 | 1 | D | 9 | 5 | C | 8
[26 empty] | 3454900% | 15:00 | 1066 | 1327 | 494 | 1 | 24 | 321 | 1 | 27 | 236 | 1 | 24 | 541 | 1 | 24 | 336 | 1 | 27 | 270 | 1 | 24 | 854 | 1 | 43 | 9 | A | 7 | 8 | E | 9 | 28.3 | A | 7 | 20.5 | A | 7 | 63 | A | 7 | 992 | E | 9 | 230 | A | 7 | 1.5 | A | 7 | 8000 | B | 7 | 2400 | A | 7 | 3.7 | E | 8 | 0.203 | F | 8 | 0.15 | F | 8 | 0 | 1 | D | 9 | 5 | C | 8
[26 empty] | 3454900% | 16:00 | 901 | 1327 | 188 | 1 | 24 | 0 | 1 | 27 | 188 | 1 | 24 | 224 | 1 | 24 | 0 | 1 | 27 | 224 | 1 | 24 | 890 | 1 | 43 | 10 | A | 7 | 10 | E | 9 | 28.8 | A | 7 | 21.1 | A | 7 | 63 | A | 7 | 991 | E | 9 | 0 | A | 7 | 0 | A | 7 | 4800 | B | 7 | 3000 | A | 7 | 3.7 | E | 8 | 0.203 | F | 8 | 0.15 | F | 8 | 0 | 1 | D | 9 | 5 | C | 8
[26 empty] | 3454900% | 17:00 | 691 | 1327 | 405 | 1 | 24 | 481 | 1 | 27 | 154 | 1 | 24 | 434 | 1 | 24 | 486 | 1 | 27 | 181 | 1 | 24 | 327 | 1 | 43 | 3 | A | 7 | 3 | E | 9 | 29.4 | A | 7 | 21.1 | A | 7 | 61 | A | 7 | 991 | E | 9 | 0 | A | 7 | 0 | A | 7 | 4800 | B | 7 | 77777 | A | 7 | 3.7 | E | 8 | 0.203 | F | 8 | 0.15 | F | 8 | 0 | 1 | D | 9 | 5 | C | 8
[26 empty] | 3454900% | 18:00 | 452 | 1327 | 129 | 1 | 24 | 173 | 1 | 27 | 70 | 1 | 24 | 144 | 1 | 24 | 164 | 1 | 27 | 88 | 1 | 24 | 128 | 1 | 43 | 9 | A | 7 | 7 | E | 9 | 25.5 | A | 7 | 19.4 | A | 7 | 69 | A | 7 | 991 | E | 9 | 80 | A | 7 | 2.5 | A | 7 | 4800 | B | 7 | 3000 | A | 7 | 3.7 | E | 8 | 0.203 | F | 8 | 0.15 | F | 8 | 0 | 1 | D | 9 | 5 | C | 8
[26 empty] | 3454900% | 19:00 | 201 | 1327 | 30 | 1 | 24 | 0 | 1 | 27 | 30 | 1 | 24 | 35 | 1 | 24 | 0 | 1 | 27 | 35 | 1 | 24 | 114 | 1 | 43 | 10 | A | 7 | 10 | E | 9 | 24.4 | A | 7 | 20 | A | 7 | 76 | A | 7 | 991 | E | 9 | 110 | A | 7 | 2 | A | 7 | 6400 | B | 7 | 1500 | A | 7 | 3.7 | E | 8 | 0.203 | F | 8 | 0.15 | F | 8 | 0 | 1 | D | 9 | 5 | C | 8
[26 empty] | 3454900% | 20:00 | 13 | 453 | 1 | 1 | 24 | 0 | 1 | 27 | 1 | 1 | 24 | 0 | 1 | 24 | 0 | 1 | 27 | 0 | 1 | 24 | 0 | 1 | 43 | 10 | A | 7 | 10 | E | 9 | 23.8 | A | 7 | 19.4 | A | 7 | 76 | A | 7 | 992 | E | 9 | 0 | A | 7 | 0 | A | 7 | 4800 | B | 7 | 3000 | A | 7 | 3.7 | E | 8 | 0.203 | F | 8 | 0.15 | F | 8 | 0 | 1 | D | 9 | 5 | C | 8
[26 empty] | 3454900% | 21:00 | 0 | 0 | 0 | 1 | 0 | 0 | 1 | 0 | 0 | 1 | 0 | 0 | 1 | 0 | 0 | 1 | 0 | 0 | 1 | 0 | 0 | 1 | 0 | 10 | A | 7 | 10 | E | 9 | 24.4 | A | 7 | 20 | A | 7 | 76 | A | 7 | 992 | E | 9 | 0 | A | 7 | 0 | A | 7 | 4800 | B | 7 | 3000 | A | 7 | 3.7 | E | 8 | 0.203 | F | 8 | 0.15 | F | 8 | 0 | 1 | D | 9 | 5 | C | 8
[26 empty] | 3454900% | 22:00 | 0 | 0 | 0 | 1 | 0 | 0 | 1 | 0 | 0 | 1 | 0 | 0 | 1 | 0 | 0 | 1 | 0 | 0 | 1 | 0 | 0 | 1 | 0 | 10 | E | 9 | 9 | E | 9 | 24.5 | E | 9 | 19 | E | 9 | 71 | A | 7 | 992 | E | 9 | 20 | E | 9 | 0.2 | E | 9 | 4533 | C | 8 | 3117 | E | 9 | 3.7 | E | 8 | 0.203 | F | 8 | 0.15 | F | 8 | 0 | 1 | D | 9 | 5 | C | 8
[26 empty] | 3454900% | 23:00 | 0 | 0 | 0 | 1 | 0 | 0 | 1 | 0 | 0 | 1 | 0 | 0 | 1 | 0 | 0 | 1 | 0 | 0 | 1 | 0 | 0 | 1 | 0 | 10 | E | 9 | 9 | E | 9 | 23.6 | E | 9 | 19 | E | 9 | 75 | A | 7 | 992 | E | 9 | 40 | E | 9 | 0.5 | E | 9 | 4266 | C | 8 | 3233 | E | 9 | 3.7 | E | 8 | 0.203 | F | 8 | 0.15 | F | 8 | 0 | 1 | D | 9 | 5 | C | 8
[26 empty] | 3454900% | 24:00 | 0 | 0 | 0 | 1 | 0 | 0 | 1 | 0 | 0 | 1 | 0 | 0 | 1 | 0 | 0 | 1 | 0 | 0 | 1 | 0 | 0 | 1 | 0 | 10 | E | 9 | 8 | E | 9 | 22.8 | E | 9 | 18.9 | E | 9 | 79 | A | 7 | 993 | E | 9 | 60 | E | 9 | 0.7 | E | 9 | 4000 | C | 8 | 3350 | E | 9 | 3.7 | E | 8 | 0.203 | F | 8 | 0.15 | F | 8 | 0 | 1 | D | 9 | 5 | C | 8
[26 empty] | 3455000% | 1:00 | 0 | 0 | 0 | 1 | 0 | 0 | 1 | 0 | 0 | 1 | 0 | 0 | 1 | 0 | 0 | 1 | 0 | 0 | 1 | 0 | 0 | 1 | 0 | 10 | E | 9 | 8 | E | 9 | 21.9 | E | 9 | 18.9 | E | 9 | 83 | A | 7 | 993 | E | 9 | 80 | E | 9 | 1.1 | E | 9 | 3733 | C | 8 | 3467 | E | 9 | 3.7 | E | 8 | 0.202 | F | 8 | 0.15 | F | 8 | 0 | 1 | D | 9 | 5 | C | 8
[26 empty] | 3455000% | 2:00 | 0 | 0 | 0 | 1 | 0 | 0 | 1 | 0 | 0 | 1 | 0 | 0 | 1 | 0 | 0 | 1 | 0 | 0 | 1 | 0 | 0 | 1 | 0 | 9 | E | 9 | 7 | E | 9 | 21 | E | 9 | 18.9 | E | 9 | 88 | A | 7 | 993 | E | 9 | 100 | E | 9 | 1.2 | E | 9 | 3466 | C | 8 | 3583 | E | 9 | 3.7 | E | 8 | 0.202 | F | 8 | 0.15 | F | 8 | 0 | 1 | D | 9 | 45 | C | 8
[26 empty] | 3455000% | 3:00 | 0 | 0 | 0 | 1 | 0 | 0 | 1 | 0 | 0 | 1 | 0 | 0 | 1 | 0 | 0 | 1 | 0 | 0 | 1 | 0 | 0 | 1 | 0 | 9 | E | 9 | 6 | E | 9 | 22.1 | E | 9 | 18.9 | E | 9 | 82 | A | 7 | 993 | E | 9 | 110 | E | 9 | 1.5 | E | 9 | 3200 | C | 8 | 3700 | E | 9 | 3.7 | E | 8 | 0.202 | F | 8 | 0.15 | F | 8 | 0 | 1 | D | 9 | 45 | C | 8
[26 empty] | 3455000% | 4:00 | 0 | 0 | 0 | 1 | 0 | 0 | 1 | 0 | 0 | 1 | 0 | 0 | 1 | 0 | 0 | 1 | 0 | 0 | 1 | 0 | 0 | 1 | 0 | 9 | E | 9 | 6 | E | 9 | 21.3 | E | 9 | 18.8 | E | 9 | 86 | A | 7 | 993 | E | 9 | 140 | E | 9 | 1.7 | E | 9 | 2933 | C | 8 | 3817 | E | 9 | 3.7 | E | 8 | 0.202 | F | 8 | 0.15 | F | 8 | 0 | 1 | D | 9 | 45 | C | 8
[26 empty] | 3455000% | 5:00 | 0 | 0 | 0 | 1 | 0 | 0 | 1 | 0 | 0 | 1 | 0 | 0 | 1 | 0 | 0 | 1 | 0 | 0 | 1 | 0 | 0 | 1 | 0 | 9 | E | 9 | 5 | E | 9 | 21.4 | E | 9 | 18.8 | E | 9 | 85 | A | 7 | 993 | E | 9 | 150 | E | 9 | 2 | E | 9 | 2666 | C | 8 | 3933 | E | 9 | 3.7 | E | 8 | 0.202 | F | 8 | 0.15 | F | 8 | 0 | 1 | D | 9 | 45 | C | 8
[26 empty] | 3455000% | 6:00 | 67 | 1006 | 21 | 1 | 24 | 27 | 1 | 27 | 19 | 1 | 24 | 23 | 1 | 24 | 12 | 1 | 27 | 22 | 1 | 24 | 39 | 1 | 43 | 9 | A | 7 | 4 | E | 9 | 20.5 | A | 7 | 18.8 | A | 7 | 90 | A | 7 | 994 | E | 9 | 180 | A | 7 | 2 | A | 7 | 2400 | B | 7 | 3000 | A | 7 | 3.7 | E | 8 | 0.202 | F | 8 | 0.15 | F | 8 | 0 | 1 | D | 9 | 45 | C | 8
[26 empty] | 3455000% | 7:00 | 308 | 1327 | 140 | 1 | 24 | 164 | 1 | 27 | 101 | 1 | 24 | 150 | 1 | 24 | 136 | 1 | 27 | 118 | 1 | 24 | 220 | 1 | 43 | 10 | A | 7 | 6 | E | 9 | 21.6 | A | 7 | 18.8 | A | 7 | 84 | A | 7 | 994 | E | 9 | 190 | A | 7 | 2.5 | A | 7 | 3200 | B | 7 | 77777 | A | 7 | 3.7 | E | 8 | 0.202 | F | 8 | 0.15 | F | 8 | 0 | 1 | D | 9 | 45 | C | 8
[26 empty] | 3455000% | 8:00 | 556 | 1327 | 232 | 1 | 24 | 163 | 1 | 27 | 164 | 1 | 24 | 254 | 1 | 24 | 162 | 1 | 27 | 186 | 1 | 24 | 388 | 1 | 43 | 10 | A | 7 | 6 | E | 9 | 23.3 | A | 7 | 19.4 | A | 7 | 79 | A | 7 | 995 | E | 9 | 180 | A | 7 | 2 | A | 7 | 4000 | B | 7 | 77777 | A | 7 | 3.7 | E | 8 | 0.202 | F | 8 | 0.15 | F | 8 | 0 | 1 | D | 9 | 5 | C | 8
[26 empty] | 3455000% | 9:00 | 784 | 1327 | 378 | 1 | 24 | 355 | 1 | 27 | 168 | 1 | 24 | 409 | 1 | 24 | 364 | 1 | 27 | 193 | 1 | 24 | 386 | 1 | 43 | 10 | A | 7 | 6 | E | 9 | 25.5 | A | 7 | 20 | A | 7 | 72 | A | 7 | 995 | E | 9 | 210 | A | 7 | 2 | A | 7 | 6400 | B | 7 | 77777 | A | 7 | 3.7 | E | 8 | 0.202 | F | 8 | 0.15 | F | 8 | 0 | 1 | D | 9 | 5 | C | 8
[26 empty] | 3455000% | 10:00 | 977 | 1327 | 655 | 1 | 24 | 696 | 1 | 27 | 143 | 1 | 24 | 707 | 1 | 24 | 715 | 1 | 27 | 180 | 1 | 24 | 442 | 1 | 43 | 3 | A | 7 | 1 | E | 9 | 27.2 | A | 7 | 21.1 | A | 7 | 69 | A | 7 | 995 | E | 9 | 210 | A | 7 | 2 | A | 7 | 6400 | B | 7 | 77777 | A | 7 | 3.7 | E | 8 | 0.202 | F | 8 | 0.15 | F | 8 | 0 | 1 | D | 9 | 5 | C | 8
[26 empty] | 3455000% | 11:00 | 1119 | 1327 | 814 | 1 | 25 | 777 | 1 | 28 | 157 | 1 | 25 | 859 | 1 | 25 | 784 | 1 | 28 | 196 | 1 | 25 | 608 | 1 | 45 | 5 | B | 8 | 2 | B | 8 | 28.6 | B | 8 | 22.5 | B | 8 | 70 | A | 7 | 995 | E | 9 | 220 | B | 8 | 2.5 | B | 8 | 6400 | C | 8 | 77777 | B | 8 | 3.7 | E | 8 | 0.202 | F | 8 | 0.15 | F | 8 | 0 | 1 | D | 9 | 5 | C | 8
[26 empty] | 3455000% | 12:00 | 1203 | 1327 | 830 | 1 | 25 | 632 | 1 | 28 | 256 | 1 | 25 | 879 | 1 | 25 | 642 | 1 | 28 | 296 | 1 | 25 | 1400 | 1 | 45 | 7 | B | 8 | 3 | B | 8 | 29.8 | B | 8 | 23.9 | B | 8 | 71 | A | 7 | 995 | E | 9 | 220 | B | 8 | 3.1 | B | 8 | 6400 | C | 8 | 77777 | B | 8 | 3.7 | E | 8 | 0.202 | F | 8 | 0.15 | F | 8 | 0 | 1 | D | 9 | 5 | C | 8
[26 empty] | 3455000% | 13:00 | 1221 | 1327 | 881 | 1 | 24 | 719 | 1 | 27 | 218 | 1 | 24 | 946 | 1 | 24 | 737 | 1 | 27 | 266 | 1 | 24 | 1307 | 1 | 43 | 9 | A | 7 | 4 | E | 9 | 30.5 | A | 7 | 25 | A | 7 | 73 | A | 7 | 995 | E | 9 | 230 | A | 7 | 3.6 | A | 7 | 6400 | B | 7 | 77777 | A | 7 | 3.6 | E | 8 | 0.202 | F | 8 | 0.15 | F | 8 | 0 | 1 | D | 9 | 5 | C | 8
[26 empty] | 3455000% | 14:00 | 1174 | 1327 | 748 | 1 | 24 | 488 | 1 | 27 | 316 | 1 | 24 | 807 | 1 | 24 | 510 | 1 | 27 | 354 | 1 | 24 | 1586 | 1 | 43 | 9 | A | 7 | 4 | E | 9 | 31.6 | A | 7 | 21.6 | A | 7 | 55 | A | 7 | 994 | E | 9 | 210 | A | 7 | 4.6 | A | 7 | 6400 | B | 7 | 77777 | A | 7 | 3.6 | E | 8 | 0.202 | F | 8 | 0.15 | F | 8 | 0 | 1 | D | 9 | 5 | C | 8
[26 empty] | 3455000% | 15:00 | 1064 | 1327 | 575 | 1 | 24 | 424 | 1 | 27 | 235 | 1 | 24 | 629 | 1 | 24 | 443 | 1 | 27 | 273 | 1 | 24 | 845 | 1 | 43 | 9 | A | 7 | 4 | E | 9 | 30.5 | A | 7 | 20.5 | A | 7 | 55 | A | 7 | 993 | E | 9 | 230 | A | 7 | 3.6 | A | 7 | 6400 | B | 7 | 5400 | A | 7 | 3.6 | E | 8 | 0.202 | F | 8 | 0.15 | F | 8 | 0 | 1 | D | 9 | 5 | C | 8
[26 empty] | 3455000% | 16:00 | 898 | 1327 | 515 | 1 | 24 | 349 | 1 | 27 | 279 | 1 | 24 | 559 | 1 | 24 | 375 | 1 | 27 | 305 | 1 | 24 | 767 | 1 | 43 | 9 | A | 7 | 4 | E | 9 | 31.6 | A | 7 | 21.1 | A | 7 | 54 | A | 7 | 993 | E | 9 | 200 | A | 7 | 4.1 | A | 7 | 8000 | B | 7 | 1500 | A | 7 | 3.6 | E | 8 | 0.202 | F | 8 | 0.15 | F | 8 | 0 | 1 | D | 9 | 5 | C | 8
[26 empty] | 3455000% | 17:00 | 688 | 1327 | 342 | 1 | 24 | 349 | 1 | 27 | 161 | 1 | 24 | 365 | 1 | 24 | 352 | 1 | 27 | 182 | 1 | 24 | 343 | 1 | 43 | 10 | A | 7 | 6 | E | 9 | 25.5 | A | 7 | 22.2 | A | 7 | 82 | A | 7 | 993 | E | 9 | 180 | A | 7 | 3 | A | 7 | 6400 | B | 7 | 390 | A | 7 | 3.6 | E | 8 | 0.202 | F | 8 | 0.15 | F | 8 | 0 | 1 | D | 9 | 5 | C | 8
[26 empty] | 3455000% | 18:00 | 448 | 1327 | 117 | 1 | 24 | 145 | 1 | 27 | 68 | 1 | 24 | 131 | 1 | 24 | 137 | 1 | 27 | 84 | 1 | 24 | 124 | 1 | 43 | 10 | A | 7 | 6 | E | 9 | 27.7 | A | 7 | 22.2 | A | 7 | 72 | A | 7 | 993 | E | 9 | 180 | A | 7 | 2.5 | A | 7 | 6400 | B | 7 | 1800 | A | 7 | 3.6 | E | 8 | 0.202 | F | 8 | 0.15 | F | 8 | 0 | 1 | D | 9 | 5 | C | 8
[26 empty] | 3455000% | 19:00 | 197 | 1327 | 57 | 1 | 24 | 15 | 1 | 27 | 55 | 1 | 24 | 63 | 1 | 24 | 11 | 1 | 27 | 61 | 1 | 24 | 132 | 1 | 43 | 10 | A | 7 | 6 | E | 9 | 27.7 | A | 7 | 21.6 | A | 7 | 69 | A | 7 | 993 | E | 9 | 170 | A | 7 | 2.5 | A | 7 | 8000 | B | 7 | 1800 | A | 7 | 3.6 | E | 8 | 0.202 | F | 8 | 0.15 | F | 8 | 0 | 1 | D | 9 | 5 | C | 8
[26 empty] | 3455000% | 20:00 | 11 | 431 | 2 | 1 | 24 | 4 | 1 | 27 | 1 | 1 | 24 | 0 | 1 | 24 | 0 | 1 | 27 | 0 | 1 | 24 | 0 | 1 | 43 | 10 | A | 7 | 6 | E | 9 | 26.1 | A | 7 | 21.6 | A | 7 | 76 | A | 7 | 993 | E | 9 | 250 | A | 7 | 2 | A | 7 | 8000 | B | 7 | 3000 | A | 7 | 3.6 | E | 8 | 0.202 | F | 8 | 0.15 | F | 8 | 0 | 1 | D | 9 | 5 | C | 8
[26 empty] | 3455000% | 21:00 | 0 | 0 | 0 | 1 | 0 | 0 | 1 | 0 | 0 | 1 | 0 | 0 | 1 | 0 | 0 | 1 | 0 | 0 | 1 | 0 | 0 | 1 | 0 | 9 | A | 7 | 4 | E | 9 | 25.5 | A | 7 | 15.5 | A | 7 | 54 | A | 7 | 993 | E | 9 | 190 | A | 7 | 2 | A | 7 | 8000 | B | 7 | 2400 | A | 7 | 3.6 | E | 8 | 0.202 | F | 8 | 0.15 | F | 8 | 0 | 1 | D | 9 | 5 | C | 8
[26 empty] | 3455000% | 22:00 | 0 | 0 | 0 | 1 | 0 | 0 | 1 | 0 | 0 | 1 | 0 | 0 | 1 | 0 | 0 | 1 | 0 | 0 | 1 | 0 | 0 | 1 | 0 | 9 | E | 9 | 5 | E | 9 | 25.2 | E | 9 | 16.1 | E | 9 | 57 | A | 7 | 993 | E | 9 | 170 | E | 9 | 1.8 | E | 9 | 8900 | C | 8 | 2533 | E | 9 | 3.6 | E | 8 | 0.202 | F | 8 | 0.15 | F | 8 | 0 | 1 | D | 9 | 5 | C | 8
[26 empty] | 3455000% | 23:00 | 0 | 0 | 0 | 1 | 0 | 0 | 1 | 0 | 0 | 1 | 0 | 0 | 1 | 0 | 0 | 1 | 0 | 0 | 1 | 0 | 0 | 1 | 0 | 9 | E | 9 | 5 | E | 9 | 24.8 | E | 9 | 16.6 | E | 9 | 60 | A | 7 | 993 | E | 9 | 150 | E | 9 | 1.5 | E | 9 | 9800 | C | 8 | 2667 | E | 9 | 3.6 | E | 8 | 0.202 | F | 8 | 0.15 | F | 8 | 0 | 1 | D | 9 | 5 | C | 8
[26 empty] | 3455000% | 24:00 | 0 | 0 | 0 | 1 | 0 | 0 | 1 | 0 | 0 | 1 | 0 | 0 | 1 | 0 | 0 | 1 | 0 | 0 | 1 | 0 | 0 | 1 | 0 | 9 | E | 9 | 6 | E | 9 | 24.4 | E | 9 | 17.1 | E | 9 | 64 | A | 7 | 993 | E | 9 | 140 | E | 9 | 1.3 | E | 9 | 10700 | C | 8 | 2800 | E | 9 | 3.6 | E | 8 | 0.202 | F | 8 | 0.15 | F | 8 | 0 | 1 | D | 9 | 5 | C | 8
[26 empty] | 3455100% | 1:00 | 0 | 0 | 0 | 1 | 0 | 0 | 1 | 0 | 0 | 1 | 0 | 0 | 1 | 0 | 0 | 1 | 0 | 0 | 1 | 0 | 0 | 1 | 0 | 9 | E | 9 | 6 | E | 9 | 24.1 | E | 9 | 17.7 | E | 9 | 67 | A | 7 | 993 | E | 9 | 120 | E | 9 | 1.1 | E | 9 | 11600 | C | 8 | 2933 | E | 9 | 3.6 | E | 8 | 0.202 | F | 8 | 0.15 | F | 8 | 0 | 1 | D | 9 | 5 | C | 8
[26 empty] | 3455100% | 2:00 | 0 | 0 | 0 | 1 | 0 | 0 | 1 | 0 | 0 | 1 | 0 | 0 | 1 | 0 | 0 | 1 | 0 | 0 | 1 | 0 | 0 | 1 | 0 | 9 | E | 9 | 7 | E | 9 | 23.9 | E | 9 | 18.2 | E | 9 | 70 | A | 7 | 993 | E | 9 | 110 | E | 9 | 0.8 | E | 9 | 12500 | C | 8 | 3067 | E | 9 | 3.6 | E | 8 | 0.202 | F | 8 | 0.15 | F | 8 | 0 | 1 | D | 9 | 0 | C | 8
[26 empty] | 3455100% | 3:00 | 0 | 0 | 0 | 1 | 0 | 0 | 1 | 0 | 0 | 1 | 0 | 0 | 1 | 0 | 0 | 1 | 0 | 0 | 1 | 0 | 0 | 1 | 0 | 9 | E | 9 | 8 | E | 9 | 23.8 | E | 9 | 18.8 | E | 9 | 74 | A | 7 | 993 | E | 9 | 90 | E | 9 | 0.6 | E | 9 | 13400 | C | 8 | 3200 | E | 9 | 3.6 | E | 8 | 0.202 | F | 8 | 0.15 | F | 8 | 0 | 1 | D | 9 | 0 | C | 8
[26 empty] | 3455100% | 4:00 | 0 | 0 | 0 | 1 | 0 | 0 | 1 | 0 | 0 | 1 | 0 | 0 | 1 | 0 | 0 | 1 | 0 | 0 | 1 | 0 | 0 | 1 | 0 | 9 | E | 9 | 8 | E | 9 | 23.6 | E | 9 | 19.3 | E | 9 | 77 | A | 7 | 994 | E | 9 | 70 | E | 9 | 0.3 | E | 9 | 14300 | C | 8 | 3333 | E | 9 | 3.5 | E | 8 | 0.202 | F | 8 | 0.15 | F | 8 | 0 | 1 | D | 9 | 0 | C | 8
[26 empty] | 3455100% | 5:00 | 0 | 0 | 0 | 1 | 0 | 0 | 1 | 0 | 0 | 1 | 0 | 0 | 1 | 0 | 0 | 1 | 0 | 0 | 1 | 0 | 0 | 1 | 0 | 9 | E | 9 | 9 | E | 9 | 23 | E | 9 | 19.8 | E | 9 | 82 | A | 7 | 994 | E | 9 | 50 | E | 9 | 0.1 | E | 9 | 15200 | C | 8 | 3467 | E | 9 | 3.5 | E | 8 | 0.202 | F | 8 | 0.15 | F | 8 | 0 | 1 | D | 9 | 0 | C | 8
[26 empty] | 3455100% | 6:00 | 65 | 985 | 25 | 1 | 24 | 3 | 1 | 27 | 25 | 1 | 24 | 28 | 1 | 24 | 0 | 1 | 27 | 28 | 1 | 24 | 80 | 1 | 43 | 10 | A | 7 | 9 | E | 9 | 22.2 | A | 7 | 19.4 | A | 7 | 84 | A | 7 | 994 | E | 9 | 0 | A | 7 | 0 | A | 7 | 16100 | B | 7 | 3600 | A | 7 | 3.5 | E | 8 | 0.202 | F | 8 | 0.15 | F | 8 | 0 | 1 | D | 9 | 0 | C | 8
[26 empty] | 3455100% | 7:00 | 305 | 1327 | 124 | 1 | 24 | 62 | 1 | 27 | 109 | 1 | 24 | 135 | 1 | 24 | 53 | 1 | 27 | 122 | 1 | 24 | 259 | 1 | 43 | 10 | A | 7 | 9 | E | 9 | 22.7 | A | 7 | 19.4 | A | 7 | 82 | A | 7 | 994 | E | 9 | 0 | A | 7 | 0 | A | 7 | 16100 | B | 7 | 960 | A | 7 | 3.5 | E | 8 | 0.202 | F | 8 | 0.15 | F | 8 | 0 | 1 | D | 9 | 51 | C | 8
[26 empty] | 3455100% | 8:00 | 553 | 1327 | 199 | 1 | 24 | 2 | 1 | 27 | 198 | 1 | 24 | 221 | 1 | 24 | 2 | 1 | 27 | 220 | 1 | 24 | 699 | 1 | 43 | 10 | A | 7 | 9 | E | 9 | 22.7 | A | 7 | 20 | A | 7 | 85 | A | 7 | 995 | E | 9 | 0 | A | 7 | 0 | A | 7 | 12900 | B | 7 | 1050 | A | 7 | 3.5 | E | 8 | 0.202 | F | 8 | 0.15 | F | 8 | 0 | 1 | D | 9 | 51 | C | 8
[26 empty] | 3455100% | 9:00 | 782 | 1327 | 330 | 1 | 24 | 51 | 1 | 27 | 300 | 1 | 24 | 362 | 1 | 24 | 52 | 1 | 27 | 332 | 1 | 24 | 927 | 1 | 43 | 10 | A | 7 | 9 | E | 9 | 22.7 | A | 7 | 20 | A | 7 | 85 | A | 7 | 995 | E | 9 | 0 | A | 7 | 0 | A | 7 | 11300 | B | 7 | 1050 | A | 7 | 3.5 | E | 8 | 0.202 | F | 8 | 0.15 | F | 8 | 0 | 1 | D | 9 | 61 | C | 8
[26 empty] | 3455100% | 10:00 | 974 | 1327 | 307 | 1 | 24 | 106 | 1 | 27 | 229 | 1 | 24 | 345 | 1 | 24 | 113 | 1 | 27 | 261 | 1 | 24 | 728 | 1 | 43 | 10 | A | 7 | 9 | E | 9 | 21.1 | A | 7 | 18.8 | A | 7 | 87 | A | 7 | 995 | E | 9 | 320 | A | 7 | 2 | A | 7 | 6400 | B | 7 | 900 | A | 7 | 3.5 | E | 8 | 0.202 | F | 8 | 0.15 | F | 8 | 0 | 1 | D | 9 | 5 | C | 8
[26 empty] | 3455100% | 11:00 | 1117 | 1327 | 288 | 1 | 24 | 111 | 1 | 27 | 194 | 1 | 24 | 330 | 1 | 24 | 120 | 1 | 27 | 229 | 1 | 24 | 768 | 1 | 43 | 10 | A | 7 | 9 | E | 9 | 21.1 | A | 7 | 19.4 | A | 7 | 90 | A | 7 | 995 | E | 9 | 0 | A | 7 | 0 | A | 7 | 4800 | B | 7 | 510 | A | 7 | 3.4 | E | 8 | 0.202 | F | 8 | 0.15 | F | 8 | 0 | 1 | D | 9 | 5 | C | 8
[26 empty] | 3455100% | 12:00 | 1201 | 1327 | 500 | 1 | 24 | 207 | 1 | 27 | 312 | 1 | 24 | 558 | 1 | 24 | 226 | 1 | 27 | 354 | 1 | 24 | 1551 | 1 | 43 | 10 | A | 7 | 9 | E | 9 | 21.6 | A | 7 | 19.4 | A | 7 | 87 | A | 7 | 995 | E | 9 | 310 | A | 7 | 2 | A | 7 | 4800 | B | 7 | 1170 | A | 7 | 3.4 | E | 8 | 0.202 | F | 8 | 0.15 | F | 8 | 0 | 1 | D | 9 | 5 | C | 8
[26 empty] | 3455100% | 13:00 | 1219 | 1327 | 495 | 1 | 24 | 124 | 1 | 27 | 380 | 1 | 24 | 549 | 1 | 24 | 133 | 1 | 27 | 427 | 1 | 24 | 1960 | 1 | 43 | 10 | A | 7 | 9 | E | 9 | 21.6 | A | 7 | 19.4 | A | 7 | 87 | A | 7 | 995 | E | 9 | 360 | A | 7 | 2.5 | A | 7 | 8000 | B | 7 | 1500 | A | 7 | 3.4 | E | 8 | 0.202 | F | 8 | 0.15 | F | 8 | 0 | 1 | D | 9 | 5 | C | 8
[26 empty] | 3455100% | 14:00 | 1172 | 1327 | 615 | 1 | 25 | 104 | 1 | 28 | 522 | 1 | 25 | 676 | 1 | 25 | 108 | 1 | 28 | 580 | 1 | 25 | 2302 | 1 | 45 | 10 | B | 8 | 9 | B | 8 | 22.1 | B | 8 | 18.9 | B | 8 | 82 | A | 7 | 995 | E | 9 | 360 | B | 8 | 3.1 | B | 8 | 16050 | C | 8 | 945 | B | 8 | 3.4 | E | 8 | 0.202 | F | 8 | 0.15 | F | 8 | 0 | 1 | D | 9 | 0 | C | 8
[26 empty] | 3455100% | 15:00 | 1061 | 1327 | 309 | 1 | 24 | 76 | 1 | 27 | 248 | 1 | 24 | 348 | 1 | 24 | 82 | 1 | 27 | 282 | 1 | 24 | 889 | 1 | 43 | 10 | A | 7 | 9 | E | 9 | 22.2 | A | 7 | 18.3 | A | 7 | 79 | A | 7 | 994 | E | 9 | 360 | A | 7 | 3.6 | A | 7 | 24100 | B | 7 | 390 | A | 7 | 3.4 | E | 8 | 0.202 | F | 8 | 0.15 | F | 8 | 0 | 1 | D | 9 | 0 | C | 8
[26 empty] | 3455100% | 16:00 | 895 | 1327 | 379 | 1 | 24 | 107 | 1 | 27 | 306 | 1 | 24 | 416 | 1 | 24 | 109 | 1 | 27 | 343 | 1 | 24 | 1052 | 1 | 43 | 10 | A | 7 | 9 | E | 9 | 22.2 | A | 7 | 17.2 | A | 7 | 73 | A | 7 | 994 | E | 9 | 330 | A | 7 | 3.6 | A | 7 | 24100 | B | 7 | 1140 | A | 7 | 3.3 | E | 8 | 0.202 | F | 8 | 0.15 | F | 8 | 0 | 1 | D | 9 | 0 | C | 8
[26 empty] | 3455100% | 17:00 | 685 | 1327 | 255 | 1 | 24 | 94 | 1 | 27 | 206 | 1 | 24 | 280 | 1 | 24 | 94 | 1 | 27 | 231 | 1 | 24 | 632 | 1 | 43 | 10 | A | 7 | 9 | E | 9 | 20 | A | 7 | 16.1 | A | 7 | 78 | A | 7 | 994 | E | 9 | 360 | A | 7 | 5.1 | A | 7 | 24100 | B | 7 | 420 | A | 7 | 3.3 | E | 8 | 0.202 | F | 8 | 0.15 | F | 8 | 0 | 1 | D | 9 | 0 | C | 8
[26 empty] | 3455100% | 18:00 | 445 | 1327 | 84 | 1 | 24 | 55 | 1 | 27 | 66 | 1 | 24 | 96 | 1 | 24 | 52 | 1 | 27 | 78 | 1 | 24 | 150 | 1 | 43 | 10 | A | 7 | 9 | E | 9 | 19.4 | A | 7 | 15.5 | A | 7 | 78 | A | 7 | 994 | E | 9 | 10 | A | 7 | 2.5 | A | 7 | 24100 | B | 7 | 600 | A | 7 | 3.3 | E | 8 | 0.202 | F | 8 | 0.15 | F | 8 | 0 | 1 | D | 9 | 0 | C | 8
[26 empty] | 3455100% | 19:00 | 192 | 1327 | 38 | 1 | 24 | 0 | 1 | 27 | 38 | 1 | 24 | 43 | 1 | 24 | 0 | 1 | 27 | 43 | 1 | 24 | 136 | 1 | 43 | 10 | A | 7 | 9 | E | 9 | 18.3 | A | 7 | 14.4 | A | 7 | 78 | A | 7 | 994 | E | 9 | 360 | A | 7 | 4.6 | A | 7 | 24100 | B | 7 | 720 | A | 7 | 3.3 | E | 8 | 0.202 | F | 8 | 0.15 | F | 8 | 0 | 1 | D | 9 | 0 | C | 8
[26 empty] | 3455100% | 20:00 | 10 | 409 | 1 | 1 | 24 | 0 | 1 | 27 | 1 | 1 | 24 | 0 | 1 | 24 | 0 | 1 | 27 | 0 | 1 | 24 | 0 | 1 | 43 | 10 | A | 7 | 9 | E | 9 | 17.7 | A | 7 | 13.3 | A | 7 | 75 | A | 7 | 995 | E | 9 | 360 | A | 7 | 2.5 | A | 7 | 24100 | B | 7 | 870 | A | 7 | 3.3 | E | 8 | 0.202 | F | 8 | 0.15 | F | 8 | 0 | 1 | D | 9 | 0 | C | 8
[26 empty] | 3455100% | 21:00 | 0 | 0 | 0 | 1 | 0 | 0 | 1 | 0 | 0 | 1 | 0 | 0 | 1 | 0 | 0 | 1 | 0 | 0 | 1 | 0 | 0 | 1 | 0 | 9 | B | 8 | 8 | B | 8 | 16.6 | B | 8 | 12.9 | B | 8 | 79 | A | 7 | 995 | E | 9 | 360 | B | 8 | 2.3 | B | 8 | 26520 | C | 8 | 2983 | B | 8 | 3.2 | E | 8 | 0.202 | F | 8 | 0.15 | F | 8 | 0 | 1 | D | 9 | 0 | C | 8
[26 empty] | 3455100% | 22:00 | 0 | 0 | 0 | 1 | 0 | 0 | 1 | 0 | 0 | 1 | 0 | 0 | 1 | 0 | 0 | 1 | 0 | 0 | 1 | 0 | 0 | 1 | 0 | 9 | B | 8 | 7 | B | 8 | 15.8 | B | 8 | 12.6 | B | 8 | 81 | A | 7 | 995 | E | 9 | 360 | B | 8 | 2 | B | 8 | 28940 | C | 8 | 5096 | B | 8 | 3.2 | E | 8 | 0.202 | F | 8 | 0.15 | F | 8 | 0 | 1 | D | 9 | 0 | C | 8
[26 empty] | 3455100% | 23:00 | 0 | 0 | 0 | 1 | 0 | 0 | 1 | 0 | 0 | 1 | 0 | 0 | 1 | 0 | 0 | 1 | 0 | 0 | 1 | 0 | 0 | 1 | 0 | 8 | B | 8 | 7 | B | 8 | 15 | B | 8 | 12.3 | B | 8 | 84 | A | 7 | 996 | E | 9 | 360 | B | 8 | 1.8 | B | 8 | 31360 | C | 8 | 7209 | B | 8 | 3.2 | E | 8 | 0.202 | F | 8 | 0.15 | F | 8 | 0 | 1 | D | 9 | 0 | C | 8
[26 empty] | 3455100% | 24:00 | 0 | 0 | 0 | 1 | 0 | 0 | 1 | 0 | 0 | 1 | 0 | 0 | 1 | 0 | 0 | 1 | 0 | 0 | 1 | 0 | 0 | 1 | 0 | 7 | B | 8 | 6 | B | 8 | 14.2 | B | 8 | 11.8 | B | 8 | 85 | A | 7 | 996 | E | 9 | 360 | B | 8 | 1.5 | B | 8 | 33780 | C | 8 | 9322 | B | 8 | 3.2 | E | 8 | 0.202 | F | 8 | 0.15 | F | 8 | 0 | 1 | D | 9 | 0 | C | 8
[26 empty] | 3455200% | 1:00 | 0 | 0 | 0 | 1 | 0 | 0 | 1 | 0 | 0 | 1 | 0 | 0 | 1 | 0 | 0 | 1 | 0 | 0 | 1 | 0 | 0 | 1 | 0 | 7 | B | 8 | 5 | B | 8 | 13.5 | B | 8 | 11.5 | B | 8 | 88 | A | 7 | 995 | E | 9 | 360 | B | 8 | 1.3 | B | 8 | 36200 | C | 8 | 11435 | B | 8 | 3.2 | E | 8 | 0.201 | F | 8 | 0.15 | F | 8 | 0 | 1 | D | 9 | 0 | C | 8
[26 empty] | 3455200% | 2:00 | 0 | 0 | 0 | 1 | 0 | 0 | 1 | 0 | 0 | 1 | 0 | 0 | 1 | 0 | 0 | 1 | 0 | 0 | 1 | 0 | 0 | 1 | 0 | 6 | B | 8 | 4 | B | 8 | 12.9 | B | 8 | 10.9 | B | 8 | 88 | A | 7 | 995 | E | 9 | 360 | B | 8 | 1 | B | 8 | 38620 | C | 8 | 13548 | B | 8 | 3.2 | E | 8 | 0.201 | F | 8 | 0.15 | F | 8 | 0 | 1 | D | 9 | 0 | C | 8
[26 empty] | 3455200% | 3:00 | 0 | 0 | 0 | 1 | 0 | 0 | 1 | 0 | 0 | 1 | 0 | 0 | 1 | 0 | 0 | 1 | 0 | 0 | 1 | 0 | 0 | 1 | 0 | 5 | B | 8 | 3 | B | 8 | 12.3 | B | 8 | 10.2 | B | 8 | 87 | A | 7 | 995 | E | 9 | 360 | B | 8 | 0.8 | B | 8 | 41040 | C | 8 | 15661 | B | 8 | 3.1 | E | 8 | 0.201 | F | 8 | 0.15 | F | 8 | 0 | 1 | D | 9 | 0 | C | 8
[26 empty] | 3455200% | 4:00 | 0 | 0 | 0 | 1 | 0 | 0 | 1 | 0 | 0 | 1 | 0 | 0 | 1 | 0 | 0 | 1 | 0 | 0 | 1 | 0 | 0 | 1 | 0 | 4 | B | 8 | 3 | B | 8 | 11.7 | B | 8 | 9.8 | B | 8 | 88 | A | 7 | 995 | E | 9 | 360 | B | 8 | 0.5 | B | 8 | 43460 | C | 8 | 17774 | B | 8 | 3.1 | E | 8 | 0.201 | F | 8 | 0.15 | F | 8 | 0 | 1 | D | 9 | 0 | C | 8
[26 empty] | 3455200% | 5:00 | 0 | 0 | 0 | 1 | 0 | 0 | 1 | 0 | 0 | 1 | 0 | 0 | 1 | 0 | 0 | 1 | 0 | 0 | 1 | 0 | 0 | 1 | 0 | 4 | B | 8 | 2 | B | 8 | 10.7 | B | 8 | 9.1 | B | 8 | 90 | A | 7 | 996 | E | 9 | 360 | B | 8 | 0.3 | B | 8 | 45880 | C | 8 | 19887 | B | 8 | 3.1 | E | 8 | 0.201 | F | 8 | 0.15 | F | 8 | 0 | 1 | D | 9 | 0 | C | 8
[26 empty] | 3455200% | 6:00 | 62 | 985 | 15 | 1 | 24 | 1 | 1 | 27 | 15 | 1 | 24 | 17 | 1 | 24 | 0 | 1 | 27 | 17 | 1 | 24 | 54 | 1 | 43 | 3 | A | 7 | 1 | E | 9 | 10.5 | A | 7 | 8.3 | A | 7 | 86 | A | 7 | 997 | E | 9 | 0 | A | 7 | 0 | A | 7 | 48300 | B | 7 | 77777 | A | 7 | 3.1 | E | 8 | 0.201 | F | 8 | 0.15 | F | 8 | 0 | 1 | D | 9 | 0 | C | 8
[26 empty] | 3455200% | 7:00 | 301 | 1328 | 115 | 1 | 24 | 136 | 1 | 27 | 84 | 1 | 24 | 125 | 1 | 24 | 112 | 1 | 27 | 100 | 1 | 24 | 182 | 1 | 43 | 0 | A | 7 | 0 | E | 9 | 12.7 | A | 7 | 8.8 | A | 7 | 77 | A | 7 | 997 | E | 9 | 0 | A | 7 | 0 | A | 7 | 48300 | B | 7 | 77777 | A | 7 | 3.1 | E | 8 | 0.201 | F | 8 | 0.15 | F | 8 | 0 | 1 | D | 9 | 0 | C | 8
[26 empty] | 3455200% | 8:00 | 551 | 1328 | 291 | 1 | 24 | 336 | 1 | 27 | 152 | 1 | 24 | 312 | 1 | 24 | 335 | 1 | 27 | 173 | 1 | 24 | 317 | 1 | 43 | 0 | A | 7 | 0 | E | 9 | 15 | A | 7 | 9.4 | A | 7 | 69 | A | 7 | 997 | E | 9 | 0 | A | 7 | 0 | A | 7 | 48300 | B | 7 | 77777 | A | 7 | 3 | E | 8 | 0.201 | F | 8 | 0.15 | F | 8 | 0 | 1 | D | 9 | 0 | C | 8
[26 empty] | 3455200% | 9:00 | 779 | 1328 | 488 | 1 | 24 | 473 | 1 | 27 | 210 | 1 | 24 | 516 | 1 | 24 | 483 | 1 | 27 | 231 | 1 | 24 | 490 | 1 | 43 | 0 | A | 7 | 0 | E | 9 | 17.2 | A | 7 | 9.4 | A | 7 | 60 | A | 7 | 997 | E | 9 | 40 | A | 7 | 4.1 | A | 7 | 48300 | B | 7 | 77777 | A | 7 | 3 | E | 8 | 0.201 | F | 8 | 0.15 | F | 8 | 0 | 1 | D | 9 | 0 | C | 8
[26 empty] | 3455200% | 10:00 | 972 | 1328 | 664 | 1 | 24 | 560 | 1 | 27 | 254 | 1 | 24 | 711 | 1 | 24 | 582 | 1 | 27 | 284 | 1 | 24 | 764 | 1 | 43 | 0 | A | 7 | 0 | E | 9 | 18.3 | A | 7 | 9.4 | A | 7 | 56 | A | 7 | 997 | E | 9 | 20 | A | 7 | 3 | A | 7 | 48300 | B | 7 | 77777 | A | 7 | 3 | E | 8 | 0.201 | F | 8 | 0.15 | F | 8 | 0 | 1 | D | 9 | 0 | C | 8
[26 empty] | 3455200% | 11:00 | 1115 | 1328 | 797 | 1 | 24 | 611 | 1 | 27 | 283 | 1 | 24 | 830 | 1 | 24 | 613 | 1 | 27 | 314 | 1 | 24 | 1124 | 1 | 43 | 0 | A | 7 | 0 | E | 9 | 20 | A | 7 | 9.4 | A | 7 | 50 | A | 7 | 997 | E | 9 | 40 | A | 7 | 3 | A | 7 | 48300 | B | 7 | 77777 | A | 7 | 3 | E | 8 | 0.201 | F | 8 | 0.15 | F | 8 | 0 | 1 | D | 9 | 0 | C | 8
[26 empty] | 3455200% | 12:00 | 1199 | 1328 | 874 | 1 | 24 | 638 | 1 | 27 | 298 | 1 | 24 | 916 | 1 | 24 | 642 | 1 | 27 | 335 | 1 | 24 | 1578 | 1 | 43 | 0 | A | 7 | 0 | E | 9 | 20 | A | 7 | 8.8 | A | 7 | 48 | A | 7 | 997 | E | 9 | 30 | A | 7 | 2.5 | A | 7 | 48300 | B | 7 | 77777 | A | 7 | 3 | E | 8 | 0.201 | F | 8 | 0.15 | F | 8 | 0 | 1 | D | 9 | 0 | C | 8
[26 empty] | 3455200% | 13:00 | 1217 | 1328 | 892 | 1 | 24 | 643 | 1 | 27 | 302 | 1 | 24 | 935 | 1 | 24 | 647 | 1 | 27 | 341 | 1 | 24 | 1732 | 1 | 43 | 0 | A | 7 | 0 | E | 9 | 21.1 | A | 7 | 9.4 | A | 7 | 47 | A | 7 | 997 | E | 9 | 40 | A | 7 | 3 | A | 7 | 48300 | B | 7 | 77777 | A | 7 | 3 | E | 8 | 0.201 | F | 8 | 0.15 | F | 8 | 0 | 1 | D | 9 | 0 | C | 8
[26 empty] | 3455200% | 14:00 | 1169 | 1328 | 847 | 1 | 24 | 629 | 1 | 27 | 293 | 1 | 24 | 886 | 1 | 24 | 632 | 1 | 27 | 328 | 1 | 24 | 1386 | 1 | 43 | 0 | A | 7 | 0 | E | 9 | 22.2 | A | 7 | 8.8 | A | 7 | 42 | A | 7 | 996 | E | 9 | 360 | A | 7 | 3 | A | 7 | 48300 | B | 7 | 77777 | A | 7 | 3 | E | 8 | 0.201 | F | 8 | 0.15 | F | 8 | 0 | 1 | D | 9 | 0 | C | 8
[26 empty] | 3455200% | 15:00 | 1058 | 1328 | 744 | 1 | 24 | 592 | 1 | 27 | 272 | 1 | 24 | 802 | 1 | 24 | 618 | 1 | 27 | 308 | 1 | 24 | 973 | 1 | 43 | 0 | A | 7 | 0 | E | 9 | 22.7 | A | 7 | 10 | A | 7 | 44 | A | 7 | 996 | E | 9 | 50 | A | 7 | 2 | A | 7 | 48300 | B | 7 | 77777 | A | 7 | 3 | E | 8 | 0.201 | F | 8 | 0.15 | F | 8 | 0 | 1 | D | 9 | 0 | C | 8
[26 empty] | 3455200% | 16:00 | 892 | 1328 | 591 | 1 | 24 | 527 | 1 | 27 | 236 | 1 | 24 | 629 | 1 | 24 | 545 | 1 | 27 | 262 | 1 | 24 | 627 | 1 | 43 | 0 | A | 7 | 0 | E | 9 | 23.3 | A | 7 | 10.5 | A | 7 | 44 | A | 7 | 995 | E | 9 | 0 | A | 7 | 0 | A | 7 | 48300 | B | 7 | 77777 | A | 7 | 2.9 | E | 8 | 0.201 | F | 8 | 0.15 | F | 8 | 0 | 1 | D | 9 | 0 | C | 8
[26 empty] | 3455200% | 17:00 | 681 | 1328 | 402 | 1 | 24 | 420 | 1 | 27 | 186 | 1 | 24 | 422 | 1 | 24 | 422 | 1 | 27 | 205 | 1 | 24 | 400 | 1 | 43 | 0 | A | 7 | 0 | E | 9 | 23.3 | A | 7 | 10 | A | 7 | 43 | A | 7 | 995 | E | 9 | 50 | A | 7 | 2 | A | 7 | 48300 | B | 7 | 77777 | A | 7 | 2.9 | E | 8 | 0.201 | F | 8 | 0.15 | F | 8 | 0 | 1 | D | 9 | 0 | C | 8
[26 empty] | 3455200% | 18:00 | 441 | 1328 | 206 | 1 | 24 | 254 | 1 | 27 | 122 | 1 | 24 | 220 | 1 | 24 | 238 | 1 | 27 | 141 | 1 | 24 | 245 | 1 | 43 | 0 | A | 7 | 0 | E | 9 | 22.7 | A | 7 | 10.5 | A | 7 | 46 | A | 7 | 995 | E | 9 | 0 | A | 7 | 0 | A | 7 | 48300 | B | 7 | 77777 | A | 7 | 2.9 | E | 8 | 0.201 | F | 8 | 0.15 | F | 8 | 0 | 1 | D | 9 | 0 | C | 8
[26 empty] | 3455200% | 19:00 | 188 | 1328 | 59 | 1 | 24 | 45 | 1 | 27 | 53 | 1 | 24 | 65 | 1 | 24 | 33 | 1 | 27 | 60 | 1 | 24 | 127 | 1 | 43 | 0 | A | 7 | 0 | E | 9 | 20.5 | A | 7 | 11.6 | A | 7 | 57 | A | 7 | 995 | E | 9 | 0 | A | 7 | 0 | A | 7 | 48300 | B | 7 | 77777 | A | 7 | 2.9 | E | 8 | 0.201 | F | 8 | 0.15 | F | 8 | 0 | 1 | D | 9 | 0 | C | 8
[26 empty] | 3455200% | 20:00 | 9 | 387 | 1 | 1 | 24 | 0 | 1 | 27 | 1 | 1 | 24 | 0 | 1 | 24 | 0 | 1 | 27 | 0 | 1 | 24 | 0 | 1 | 43 | 3 | A | 7 | 1 | E | 9 | 18.8 | A | 7 | 11.1 | A | 7 | 61 | A | 7 | 995 | E | 9 | 0 | A | 7 | 0 | A | 7 | 48300 | B | 7 | 77777 | A | 7 | 2.9 | E | 8 | 0.201 | F | 8 | 0.15 | F | 8 | 0 | 1 | D | 9 | 0 | C | 8
[26 empty] | 3455200% | 21:00 | 0 | 0 | 0 | 1 | 0 | 0 | 1 | 0 | 0 | 1 | 0 | 0 | 1 | 0 | 0 | 1 | 0 | 0 | 1 | 0 | 0 | 1 | 0 | 0 | A | 7 | 0 | E | 9 | 17.2 | A | 7 | 11.1 | A | 7 | 67 | A | 7 | 996 | E | 9 | 0 | A | 7 | 0 | A | 7 | 48300 | B | 7 | 77777 | A | 7 | 2.9 | E | 8 | 0.201 | F | 8 | 0.15 | F | 8 | 0 | 1 | D | 9 | 0 | C | 8
[26 empty] | 3455200% | 22:00 | 0 | 0 | 0 | 1 | 0 | 0 | 1 | 0 | 0 | 1 | 0 | 0 | 1 | 0 | 0 | 1 | 0 | 0 | 1 | 0 | 0 | 1 | 0 | 0 | E | 9 | 0 | E | 9 | 16.8 | E | 9 | 10.9 | E | 9 | 68 | A | 7 | 996 | E | 9 | 0 | E | 9 | 0 | E | 9 | 48300 | C | 8 | 20340 | E | 9 | 2.9 | E | 8 | 0.201 | F | 8 | 0.15 | F | 8 | 0 | 1 | D | 9 | 0 | C | 8
[26 empty] | 3455200% | 23:00 | 0 | 0 | 0 | 1 | 0 | 0 | 1 | 0 | 0 | 1 | 0 | 0 | 1 | 0 | 0 | 1 | 0 | 0 | 1 | 0 | 0 | 1 | 0 | 0 | E | 9 | 0 | E | 9 | 16.2 | E | 9 | 10.7 | E | 9 | 70 | A | 7 | 995 | E | 9 | 0 | E | 9 | 0 | E | 9 | 48300 | C | 8 | 18380 | E | 9 | 2.9 | E | 8 | 0.201 | F | 8 | 0.15 | F | 8 | 0 | 1 | D | 9 | 0 | C | 8
[26 empty] | 3455200% | 24:00 | 0 | 0 | 0 | 1 | 0 | 0 | 1 | 0 | 0 | 1 | 0 | 0 | 1 | 0 | 0 | 1 | 0 | 0 | 1 | 0 | 0 | 1 | 0 | 0 | E | 9 | 0 | E | 9 | 15.9 | E | 9 | 10.4 | E | 9 | 70 | A | 7 | 995 | E | 9 | 0 | E | 9 | 0 | E | 9 | 48300 | C | 8 | 16720 | E | 9 | 2.9 | E | 8 | 0.201 | F | 8 | 0.15 | F | 8 | 0 | 1 | D | 9 | 0 | C | 8
[26 empty] | 3455300% | 1:00 | 0 | 0 | 0 | 1 | 0 | 0 | 1 | 0 | 0 | 1 | 0 | 0 | 1 | 0 | 0 | 1 | 0 | 0 | 1 | 0 | 0 | 1 | 0 | 2 | E | 9 | 2 | E | 9 | 15.5 | E | 9 | 10.2 | E | 9 | 71 | A | 7 | 995 | E | 9 | 0 | E | 9 | 0 | E | 9 | 48300 | C | 8 | 15060 | E | 9 | 2.8 | E | 8 | 0.201 | F | 8 | 0.15 | F | 8 | 0 | 1 | D | 9 | 0 | C | 8
[26 empty] | 3455300% | 2:00 | 0 | 0 | 0 | 1 | 0 | 0 | 1 | 0 | 0 | 1 | 0 | 0 | 1 | 0 | 0 | 1 | 0 | 0 | 1 | 0 | 0 | 1 | 0 | 7 | E | 9 | 6 | E | 9 | 15.1 | E | 9 | 10 | E | 9 | 72 | A | 7 | 995 | E | 9 | 0 | E | 9 | 0 | E | 9 | 48300 | C | 8 | 77777 | E | 9 | 2.8 | E | 8 | 0.201 | F | 8 | 0.15 | F | 8 | 0 | 1 | D | 9 | 0 | C | 8
[26 empty] | 3455300% | 3:00 | 0 | 0 | 0 | 1 | 0 | 0 | 1 | 0 | 0 | 1 | 0 | 0 | 1 | 0 | 0 | 1 | 0 | 0 | 1 | 0 | 0 | 1 | 0 | 6 | E | 9 | 5 | E | 9 | 14.8 | E | 9 | 9.8 | E | 9 | 72 | A | 7 | 995 | E | 9 | 0 | E | 9 | 0 | E | 9 | 48300 | C | 8 | 77777 | E | 9 | 2.8 | E | 8 | 0.201 | F | 8 | 0.15 | F | 8 | 0 | 1 | D | 9 | 0 | C | 8
[26 empty] | 3455300% | 4:00 | 0 | 0 | 0 | 1 | 0 | 0 | 1 | 0 | 0 | 1 | 0 | 0 | 1 | 0 | 0 | 1 | 0 | 0 | 1 | 0 | 0 | 1 | 0 | 5 | E | 9 | 5 | E | 9 | 14.7 | E | 9 | 10.5 | E | 9 | 76 | A | 7 | 995 | E | 9 | 0 | E | 9 | 0 | E | 9 | 48300 | C | 8 | 77777 | E | 9 | 2.8 | E | 8 | 0.201 | F | 8 | 0.15 | F | 8 | 0 | 1 | D | 9 | 0 | C | 8
[26 empty] | 3455300% | 5:00 | 0 | 0 | 0 | 1 | 0 | 0 | 1 | 0 | 0 | 1 | 0 | 0 | 1 | 0 | 0 | 1 | 0 | 0 | 1 | 0 | 0 | 1 | 0 | 4 | E | 9 | 4 | E | 9 | 14 | E | 9 | 10.3 | E | 9 | 78 | A | 7 | 995 | E | 9 | 0 | E | 9 | 0 | E | 9 | 48300 | C | 8 | 5120 | E | 9 | 2.8 | E | 8 | 0.201 | F | 8 | 0.15 | F | 8 | 0 | 1 | D | 9 | 0 | C | 8
[26 empty] | 3455300% | 6:00 | 60 | 963 | 14 | 1 | 28 | 12 | 1 | 31 | 14 | 1 | 28 | 16 | 1 | 28 | 7 | 1 | 31 | 16 | 1 | 28 | 36 | 1 | 50 | 0 | E | 9 | 0 | E | 9 | 14.2 | E | 9 | 11.1 | E | 9 | 82 | A | 7 | 996 | E | 9 | 0 | E | 9 | 0 | E | 9 | 48300 | C | 8 | 77777 | E | 9 | 2.8 | E | 8 | 0.201 | F | 8 | 0.15 | F | 8 | 0 | 1 | D | 9 | 0 | C | 8
[26 empty] | 3455300% | 7:00 | 298 | 1328 | 104 | 1 | 24 | 146 | 1 | 27 | 71 | 1 | 24 | 111 | 1 | 24 | 116 | 1 | 27 | 85 | 1 | 24 | 133 | 1 | 43 | 3 | A | 7 | 3 | E | 9 | 14.4 | A | 7 | 11.1 | A | 7 | 81 | A | 7 | 997 | E | 9 | 0 | A | 7 | 0 | A | 7 | 48300 | B | 7 | 77777 | A | 7 | 2.8 | E | 8 | 0.201 | F | 8 | 0.15 | F | 8 | 0 | 1 | D | 9 | 0 | C | 8
[26 empty] | 3455300% | 8:00 | 548 | 1328 | 282 | 1 | 24 | 386 | 1 | 27 | 123 | 1 | 24 | 300 | 1 | 24 | 373 | 1 | 27 | 146 | 1 | 24 | 240 | 1 | 43 | 2 | A | 7 | 2 | E | 9 | 17.2 | A | 7 | 12.2 | A | 7 | 72 | A | 7 | 997 | E | 9 | 0 | A | 7 | 0 | A | 7 | 48300 | B | 7 | 77777 | A | 7 | 2.8 | E | 8 | 0.201 | F | 8 | 0.15 | F | 8 | 0 | 1 | D | 9 | 0 | C | 8
[26 empty] | 3455300% | 9:00 | 777 | 1328 | 496 | 1 | 24 | 584 | 1 | 27 | 154 | 1 | 24 | 518 | 1 | 24 | 583 | 1 | 27 | 177 | 1 | 24 | 353 | 1 | 43 | 3 | A | 7 | 3 | E | 9 | 19.4 | A | 7 | 13.3 | A | 7 | 68 | A | 7 | 997 | E | 9 | 0 | A | 7 | 0 | A | 7 | 48300 | B | 7 | 77777 | A | 7 | 2.8 | E | 8 | 0.201 | F | 8 | 0.15 | F | 8 | 0 | 1 | D | 9 | 0 | C | 8
[26 empty] | 3455300% | 10:00 | 970 | 1328 | 583 | 1 | 24 | 542 | 1 | 27 | 187 | 1 | 24 | 616 | 1 | 24 | 550 | 1 | 27 | 214 | 1 | 24 | 554 | 1 | 43 | 2 | A | 7 | 2 | E | 9 | 21.6 | A | 7 | 12.7 | A | 7 | 57 | A | 7 | 997 | E | 9 | 0 | A | 7 | 0 | A | 7 | 48300 | B | 7 | 77777 | A | 7 | 2.8 | E | 8 | 0.201 | F | 8 | 0.15 | F | 8 | 0 | 1 | D | 9 | 0 | C | 8
[26 empty] | 3455300% | 11:00 | 1113 | 1328 | 706 | 1 | 24 | 518 | 1 | 27 | 272 | 1 | 24 | 767 | 1 | 24 | 542 | 1 | 27 | 312 | 1 | 24 | 1115 | 1 | 43 | 3 | A | 7 | 3 | E | 9 | 22.7 | A | 7 | 12.7 | A | 7 | 53 | A | 7 | 996 | E | 9 | 0 | A | 7 | 0 | A | 7 | 48300 | B | 7 | 77777 | A | 7 | 2.8 | E | 8 | 0.201 | F | 8 | 0.15 | F | 8 | 0 | 1 | D | 9 | 0 | C | 8
[26 empty] | 3455300% | 12:00 | 1197 | 1328 | 862 | 1 | 24 | 664 | 1 | 27 | 263 | 1 | 24 | 911 | 1 | 24 | 673 | 1 | 27 | 303 | 1 | 24 | 1393 | 1 | 43 | 2 | A | 7 | 2 | E | 9 | 22.7 | A | 7 | 12.7 | A | 7 | 53 | A | 7 | 996 | E | 9 | 0 | A | 7 | 0 | A | 7 | 48300 | B | 7 | 77777 | A | 7 | 2.8 | E | 8 | 0.201 | F | 8 | 0.15 | F | 8 | 0 | 1 | D | 9 | 0 | C | 8
[26 empty] | 3455300% | 13:00 | 1215 | 1328 | 859 | 1 | 24 | 631 | 1 | 27 | 281 | 1 | 24 | 905 | 1 | 24 | 638 | 1 | 27 | 320 | 1 | 24 | 1602 | 1 | 43 | 3 | A | 7 | 3 | E | 9 | 23.8 | A | 7 | 12.7 | A | 7 | 50 | A | 7 | 996 | E | 9 | 0 | A | 7 | 0 | A | 7 | 48300 | B | 7 | 77777 | A | 7 | 2.8 | E | 8 | 0.201 | F | 8 | 0.15 | F | 8 | 0 | 1 | D | 9 | 0 | C | 8
[26 empty] | 3455300% | 14:00 | 1167 | 1328 | 766 | 1 | 24 | 586 | 1 | 27 | 251 | 1 | 24 | 810 | 1 | 24 | 594 | 1 | 27 | 287 | 1 | 24 | 1192 | 1 | 43 | 2 | A | 7 | 2 | E | 9 | 24.4 | A | 7 | 12.2 | A | 7 | 46 | A | 7 | 995 | E | 9 | 0 | A | 7 | 0 | A | 7 | 48300 | B | 7 | 77777 | A | 7 | 2.8 | E | 8 | 0.201 | F | 8 | 0.15 | F | 8 | 0 | 1 | D | 9 | 0 | C | 8
[26 empty] | 3455300% | 15:00 | 1056 | 1328 | 723 | 1 | 24 | 563 | 1 | 27 | 275 | 1 | 24 | 777 | 1 | 24 | 587 | 1 | 27 | 309 | 1 | 24 | 978 | 1 | 43 | 3 | A | 7 | 3 | E | 9 | 25.5 | A | 7 | 13.3 | A | 7 | 47 | A | 7 | 995 | E | 9 | 170 | A | 7 | 3 | A | 7 | 48300 | B | 7 | 77777 | A | 7 | 2.8 | E | 8 | 0.201 | F | 8 | 0.15 | F | 8 | 0 | 1 | D | 9 | 0 | C | 8
[26 empty] | 3455300% | 16:00 | 889 | 1328 | 591 | 1 | 24 | 547 | 1 | 27 | 225 | 1 | 24 | 632 | 1 | 24 | 566 | 1 | 27 | 253 | 1 | 24 | 593 | 1 | 43 | 2 | A | 7 | 2 | E | 9 | 25.5 | A | 7 | 13.3 | A | 7 | 47 | A | 7 | 995 | E | 9 | 170 | A | 7 | 2.5 | A | 7 | 48300 | B | 7 | 77777 | A | 7 | 2.8 | E | 8 | 0.201 | F | 8 | 0.15 | F | 8 | 0 | 1 | D | 9 | 0 | C | 8
[26 empty] | 3455300% | 17:00 | 678 | 1328 | 394 | 1 | 24 | 373 | 1 | 27 | 203 | 1 | 24 | 422 | 1 | 24 | 388 | 1 | 27 | 224 | 1 | 24 | 460 | 1 | 43 | 3 | A | 7 | 3 | E | 9 | 26.1 | A | 7 | 14.4 | A | 7 | 48 | A | 7 | 995 | E | 9 | 0 | A | 7 | 0 | A | 7 | 40200 | B | 7 | 77777 | A | 7 | 2.8 | E | 8 | 0.201 | F | 8 | 0.15 | F | 8 | 0 | 1 | D | 9 | 0 | C | 8
[26 empty] | 3455300% | 18:00 | 437 | 1328 | 213 | 1 | 24 | 344 | 1 | 27 | 100 | 1 | 24 | 225 | 1 | 24 | 313 | 1 | 27 | 122 | 1 | 24 | 187 | 1 | 43 | 2 | A | 7 | 2 | E | 9 | 25 | A | 7 | 12.7 | A | 7 | 46 | A | 7 | 995 | E | 9 | 180 | A | 7 | 2.5 | A | 7 | 40200 | B | 7 | 77777 | A | 7 | 2.8 | E | 8 | 0.201 | F | 8 | 0.15 | F | 8 | 0 | 1 | D | 9 | 0 | C | 8
[26 empty] | 3455300% | 19:00 | 184 | 1328 | 66 | 1 | 24 | 33 | 1 | 27 | 61 | 1 | 24 | 72 | 1 | 24 | 24 | 1 | 27 | 68 | 1 | 24 | 139 | 1 | 43 | 3 | A | 7 | 3 | E | 9 | 23.3 | A | 7 | 12.7 | A | 7 | 51 | A | 7 | 995 | E | 9 | 180 | A | 7 | 2 | A | 7 | 40200 | B | 7 | 77777 | A | 7 | 2.8 | E | 8 | 0.201 | F | 8 | 0.15 | F | 8 | 0 | 1 | D | 9 | 0 | C | 8
[26 empty] | 3455300% | 20:00 | 8 | 343 | 1 | 1 | 24 | 0 | 1 | 27 | 1 | 1 | 24 | 0 | 1 | 24 | 0 | 1 | 27 | 0 | 1 | 24 | 0 | 1 | 43 | 2 | A | 7 | 2 | E | 9 | 21.1 | A | 7 | 12.7 | A | 7 | 59 | A | 7 | 996 | E | 9 | 0 | A | 7 | 0 | A | 7 | 40200 | B | 7 | 77777 | A | 7 | 2.8 | E | 8 | 0.201 | F | 8 | 0.15 | F | 8 | 0 | 1 | D | 9 | 0 | C | 8
[26 empty] | 3455300% | 21:00 | 0 | 0 | 0 | 1 | 0 | 0 | 1 | 0 | 0 | 1 | 0 | 0 | 1 | 0 | 0 | 1 | 0 | 0 | 1 | 0 | 0 | 1 | 0 | 0 | A | 7 | 0 | E | 9 | 20 | A | 7 | 13.3 | A | 7 | 65 | A | 7 | 995 | E | 9 | 0 | A | 7 | 0 | A | 7 | 16100 | B | 7 | 77777 | A | 7 | 2.8 | E | 8 | 0.201 | F | 8 | 0.15 | F | 8 | 0 | 1 | D | 9 | 0 | C | 8
[26 empty] | 3455300% | 22:00 | 0 | 0 | 0 | 1 | 0 | 0 | 1 | 0 | 0 | 1 | 0 | 0 | 1 | 0 | 0 | 1 | 0 | 0 | 1 | 0 | 0 | 1 | 0 | 0 | E | 9 | 0 | E | 9 | 19.1 | E | 9 | 13 | E | 9 | 68 | A | 7 | 995 | E | 9 | 0 | E | 9 | 0 | E | 9 | 17888 | C | 8 | 21716 | E | 9 | 2.8 | E | 8 | 0.201 | F | 8 | 0.15 | F | 8 | 0 | 1 | D | 9 | 0 | C | 8
[26 empty] | 3455300% | 23:00 | 0 | 0 | 0 | 1 | 0 | 0 | 1 | 0 | 0 | 1 | 0 | 0 | 1 | 0 | 0 | 1 | 0 | 0 | 1 | 0 | 0 | 1 | 0 | 0 | E | 9 | 0 | E | 9 | 18.2 | E | 9 | 14.6 | E | 9 | 80 | A | 7 | 995 | E | 9 | 0 | E | 9 | 0 | E | 9 | 19677 | C | 8 | 21431 | E | 9 | 2.8 | E | 8 | 0.201 | F | 8 | 0.15 | F | 8 | 0 | 1 | D | 9 | 0 | C | 8
[26 empty] | 3455300% | 24:00 | 0 | 0 | 0 | 1 | 0 | 0 | 1 | 0 | 0 | 1 | 0 | 0 | 1 | 0 | 0 | 1 | 0 | 0 | 1 | 0 | 0 | 1 | 0 | 0 | E | 9 | 0 | E | 9 | 16.3 | E | 9 | 14.3 | E | 9 | 88 | A | 7 | 996 | E | 9 | 0 | E | 9 | 0 | E | 9 | 21466 | C | 8 | 21146 | E | 9 | 2.8 | E | 8 | 0.201 | F | 8 | 0.15 | F | 8 | 0 | 1 | D | 9 | 0 | C | 8
[26 empty] | 3455400% | 1:00 | 0 | 0 | 0 | 1 | 0 | 0 | 1 | 0 | 0 | 1 | 0 | 0 | 1 | 0 | 0 | 1 | 0 | 0 | 1 | 0 | 0 | 1 | 0 | 0 | E | 9 | 0 | E | 9 | 15.4 | E | 9 | 13.9 | E | 9 | 91 | A | 7 | 996 | E | 9 | 0 | E | 9 | 0 | E | 9 | 23255 | C | 8 | 20861 | E | 9 | 2.8 | E | 8 | 0.2 | F | 8 | 0.15 | F | 8 | 0 | 1 | D | 9 | 0 | C | 8
[26 empty] | 3455400% | 2:00 | 0 | 0 | 0 | 1 | 0 | 0 | 1 | 0 | 0 | 1 | 0 | 0 | 1 | 0 | 0 | 1 | 0 | 0 | 1 | 0 | 0 | 1 | 0 | 1 | E | 9 | 1 | E | 9 | 16.6 | E | 9 | 13.6 | E | 9 | 82 | A | 7 | 995 | E | 9 | 0 | E | 9 | 0 | E | 9 | 25044 | C | 8 | 20577 | E | 9 | 2.8 | E | 8 | 0.2 | F | 8 | 0.15 | F | 8 | 0 | 1 | D | 9 | 0 | C | 8
[26 empty] | 3455400% | 3:00 | 0 | 0 | 0 | 1 | 0 | 0 | 1 | 0 | 0 | 1 | 0 | 0 | 1 | 0 | 0 | 1 | 0 | 0 | 1 | 0 | 0 | 1 | 0 | 1 | E | 9 | 1 | E | 9 | 15.7 | E | 9 | 13.2 | E | 9 | 85 | A | 7 | 995 | E | 9 | 0 | E | 9 | 0 | E | 9 | 26833 | C | 8 | 20292 | E | 9 | 2.8 | E | 8 | 0.2 | F | 8 | 0.15 | F | 8 | 0 | 1 | D | 9 | 0 | C | 8
[26 empty] | 3455400% | 4:00 | 0 | 0 | 0 | 1 | 0 | 0 | 1 | 0 | 0 | 1 | 0 | 0 | 1 | 0 | 0 | 1 | 0 | 0 | 1 | 0 | 0 | 1 | 0 | 1 | E | 9 | 1 | E | 9 | 15.8 | E | 9 | 12.9 | E | 9 | 83 | A | 7 | 996 | E | 9 | 0 | E | 9 | 0 | E | 9 | 28622 | C | 8 | 20007 | E | 9 | 2.8 | E | 8 | 0.2 | F | 8 | 0.15 | F | 8 | 0 | 1 | D | 9 | 0 | C | 8
[26 empty] | 3455400% | 5:00 | 0 | 0 | 0 | 1 | 0 | 0 | 1 | 0 | 0 | 1 | 0 | 0 | 1 | 0 | 0 | 1 | 0 | 0 | 1 | 0 | 0 | 1 | 0 | 1 | E | 9 | 1 | E | 9 | 14.9 | E | 9 | 12.5 | E | 9 | 86 | A | 7 | 996 | E | 9 | 0 | E | 9 | 0 | E | 9 | 30411 | C | 8 | 19722 | E | 9 | 2.8 | E | 8 | 0.2 | F | 8 | 0.15 | F | 8 | 0 | 1 | D | 9 | 0 | C | 8
[26 empty] | 3455400% | 6:00 | 57 | 941 | 16 | 1 | 24 | 61 | 1 | 27 | 12 | 1 | 24 | 18 | 1 | 24 | 25 | 1 | 27 | 16 | 1 | 24 | 20 | 1 | 43 | 0 | A | 7 | 0 | E | 9 | 15 | A | 7 | 12.2 | A | 7 | 83 | A | 7 | 996 | E | 9 | 0 | A | 7 | 0 | A | 7 | 32200 | B | 7 | 77777 | A | 7 | 2.8 | E | 8 | 0.2 | F | 8 | 0.15 | F | 8 | 0 | 1 | D | 9 | 0 | C | 8
[26 empty] | 3455400% | 7:00 | 295 | 1329 | 146 | 1 | 24 | 414 | 1 | 27 | 54 | 1 | 24 | 150 | 1 | 24 | 330 | 1 | 27 | 77 | 1 | 24 | 99 | 1 | 43 | 0 | A | 7 | 0 | E | 9 | 17.2 | A | 7 | 13.3 | A | 7 | 78 | A | 7 | 996 | E | 9 | 0 | A | 7 | 0 | A | 7 | 32200 | B | 7 | 77777 | A | 7 | 2.8 | E | 8 | 0.2 | F | 8 | 0.15 | F | 8 | 0 | 1 | D | 9 | 0 | C | 8
[26 empty] | 3455400% | 8:00 | 545 | 1329 | 340 | 1 | 24 | 627 | 1 | 27 | 83 | 1 | 24 | 359 | 1 | 24 | 602 | 1 | 27 | 112 | 1 | 24 | 168 | 1 | 43 | 0 | A | 7 | 0 | E | 9 | 21.1 | A | 7 | 14.4 | A | 7 | 66 | A | 7 | 997 | E | 9 | 0 | A | 7 | 0 | A | 7 | 32200 | B | 7 | 77777 | A | 7 | 2.8 | E | 8 | 0.2 | F | 8 | 0.15 | F | 8 | 0 | 1 | D | 9 | 0 | C | 8
[26 empty] | 3455400% | 9:00 | 774 | 1329 | 538 | 1 | 24 | 737 | 1 | 27 | 108 | 1 | 24 | 561 | 1 | 24 | 731 | 1 | 27 | 135 | 1 | 24 | 240 | 1 | 43 | 0 | A | 7 | 0 | E | 9 | 22.2 | A | 7 | 15.5 | A | 7 | 66 | A | 7 | 997 | E | 9 | 0 | A | 7 | 0 | A | 7 | 16100 | B | 7 | 77777 | A | 7 | 2.9 | E | 8 | 0.2 | F | 8 | 0.15 | F | 8 | 0 | 1 | D | 9 | 0 | C | 8
[26 empty] | 3455400% | 10:00 | 967 | 1329 | 710 | 1 | 24 | 799 | 1 | 27 | 127 | 1 | 24 | 750 | 1 | 24 | 805 | 1 | 27 | 163 | 1 | 24 | 360 | 1 | 43 | 0 | A | 7 | 0 | E | 9 | 23.8 | A | 7 | 15 | A | 7 | 58 | A | 7 | 998 | E | 9 | 180 | A | 7 | 2.5 | A | 7 | 24100 | B | 7 | 77777 | A | 7 | 2.9 | E | 8 | 0.2 | F | 8 | 0.15 | F | 8 | 0 | 1 | D | 9 | 0 | C | 8
[26 empty] | 3455400% | 11:00 | 1111 | 1329 | 838 | 1 | 24 | 835 | 1 | 27 | 140 | 1 | 24 | 896 | 1 | 24 | 846 | 1 | 27 | 187 | 1 | 24 | 541 | 1 | 43 | 0 | A | 7 | 0 | E | 9 | 24.4 | A | 7 | 15.5 | A | 7 | 58 | A | 7 | 998 | E | 9 | 180 | A | 7 | 3 | A | 7 | 32200 | B | 7 | 77777 | A | 7 | 2.9 | E | 8 | 0.2 | F | 8 | 0.15 | F | 8 | 0 | 1 | D | 9 | 0 | C | 8
[26 empty] | 3455400% | 12:00 | 1194 | 1329 | 828 | 1 | 24 | 644 | 1 | 27 | 248 | 1 | 24 | 878 | 1 | 24 | 655 | 1 | 27 | 288 | 1 | 24 | 1306 | 1 | 43 | 3 | A | 7 | 3 | E | 9 | 25.5 | A | 7 | 15.5 | A | 7 | 54 | A | 7 | 997 | E | 9 | 0 | A | 7 | 0 | A | 7 | 32200 | B | 7 | 77777 | A | 7 | 2.9 | E | 8 | 0.2 | F | 8 | 0.15 | F | 8 | 0 | 1 | D | 9 | 0 | C | 8
[26 empty] | 3455400% | 13:00 | 1213 | 1329 | 894 | 1 | 24 | 762 | 1 | 27 | 197 | 1 | 24 | 931 | 1 | 24 | 764 | 1 | 27 | 232 | 1 | 24 | 1028 | 1 | 43 | 2 | A | 7 | 2 | E | 9 | 26.6 | A | 7 | 16.6 | A | 7 | 54 | A | 7 | 997 | E | 9 | 0 | A | 7 | 0 | A | 7 | 32200 | B | 7 | 77777 | A | 7 | 2.9 | E | 8 | 0.2 | F | 8 | 0.15 | F | 8 | 0 | 1 | D | 9 | 0 | C | 8
[26 empty] | 3455400% | 14:00 | 1164 | 1329 | 826 | 1 | 24 | 712 | 1 | 27 | 201 | 1 | 24 | 887 | 1 | 24 | 730 | 1 | 27 | 245 | 1 | 24 | 961 | 1 | 43 | 3 | A | 7 | 3 | E | 9 | 26.6 | A | 7 | 16.6 | A | 7 | 54 | A | 7 | 997 | E | 9 | 0 | A | 7 | 0 | A | 7 | 32200 | B | 7 | 77777 | A | 7 | 2.9 | E | 8 | 0.2 | F | 8 | 0.15 | F | 8 | 0 | 1 | D | 9 | 0 | C | 8
[26 empty] | 3455400% | 15:00 | 1053 | 1329 | 752 | 1 | 24 | 722 | 1 | 27 | 180 | 1 | 24 | 805 | 1 | 24 | 739 | 1 | 27 | 218 | 1 | 24 | 635 | 1 | 43 | 2 | A | 7 | 2 | E | 9 | 27.2 | A | 7 | 17.2 | A | 7 | 54 | A | 7 | 997 | E | 9 | 150 | A | 7 | 2 | A | 7 | 32200 | B | 7 | 77777 | A | 7 | 2.9 | E | 8 | 0.2 | F | 8 | 0.15 | F | 8 | 0 | 1 | D | 9 | 0 | C | 8
[26 empty] | 3455400% | 16:00 | 885 | 1329 | 629 | 1 | 24 | 688 | 1 | 27 | 170 | 1 | 24 | 662 | 1 | 24 | 695 | 1 | 27 | 198 | 1 | 24 | 443 | 1 | 43 | 3 | A | 7 | 3 | E | 9 | 27.7 | A | 7 | 17.2 | A | 7 | 53 | A | 7 | 996 | E | 9 | 150 | A | 7 | 2 | A | 7 | 32200 | B | 7 | 77777 | A | 7 | 2.9 | E | 8 | 0.2 | F | 8 | 0.15 | F | 8 | 0 | 1 | D | 9 | 0 | C | 8
[26 empty] | 3455400% | 17:00 | 674 | 1329 | 433 | 1 | 24 | 600 | 1 | 27 | 128 | 1 | 24 | 452 | 1 | 24 | 590 | 1 | 27 | 152 | 1 | 24 | 271 | 1 | 43 | 2 | A | 7 | 2 | E | 9 | 27.2 | A | 7 | 17.2 | A | 7 | 54 | A | 7 | 996 | E | 9 | 180 | A | 7 | 2 | A | 7 | 32200 | B | 7 | 77777 | A | 7 | 2.9 | E | 8 | 0.2 | F | 8 | 0.15 | F | 8 | 0 | 1 | D | 9 | 0 | C | 8
[26 empty] | 3455400% | 18:00 | 432 | 1329 | 214 | 1 | 24 | 385 | 1 | 27 | 88 | 1 | 24 | 228 | 1 | 24 | 350 | 1 | 27 | 114 | 1 | 24 | 163 | 1 | 43 | 3 | A | 7 | 3 | E | 9 | 26.1 | A | 7 | 17.2 | A | 7 | 58 | A | 7 | 996 | E | 9 | 180 | A | 7 | 3 | A | 7 | 24100 | B | 7 | 77777 | A | 7 | 2.9 | E | 8 | 0.2 | F | 8 | 0.15 | F | 8 | 0 | 1 | D | 9 | 0 | C | 8
[26 empty] | 3455400% | 19:00 | 179 | 1329 | 72 | 1 | 24 | 252 | 1 | 27 | 38 | 1 | 24 | 76 | 1 | 24 | 154 | 1 | 27 | 55 | 1 | 24 | 67 | 1 | 43 | 0 | A | 7 | 0 | E | 9 | 25 | A | 7 | 16.6 | A | 7 | 60 | A | 7 | 996 | E | 9 | 150 | A | 7 | 2 | A | 7 | 24100 | B | 7 | 77777 | A | 7 | 2.9 | E | 8 | 0.2 | F | 8 | 0.15 | F | 8 | 0 | 1 | D | 9 | 0 | C | 8
[26 empty] | 3455400% | 20:00 | 7 | 321 | 0 | 1 | 25 | 5 | 1 | 28 | 0 | 1 | 25 | 0 | 1 | 25 | 0 | 1 | 28 | 0 | 1 | 25 | 0 | 1 | 45 | 0 | B | 8 | 0 | B | 8 | 23.6 | B | 8 | 16.3 | B | 8 | 64 | A | 7 | 996 | E | 9 | 160 | B | 8 | 2.3 | B | 8 | 21700 | C | 8 | 77777 | B | 8 | 2.9 | E | 8 | 0.2 | F | 8 | 0.15 | F | 8 | 0 | 1 | D | 9 | 0 | C | 8
[26 empty] | 3455400% | 21:00 | 0 | 0 | 0 | 1 | 0 | 0 | 1 | 0 | 0 | 1 | 0 | 0 | 1 | 0 | 0 | 1 | 0 | 0 | 1 | 0 | 0 | 1 | 0 | 0 | A | 7 | 0 | E | 9 | 22.7 | A | 7 | 16.1 | A | 7 | 66 | A | 7 | 996 | E | 9 | 170 | A | 7 | 2.5 | A | 7 | 19300 | B | 7 | 77777 | A | 7 | 2.9 | E | 8 | 0.2 | F | 8 | 0.15 | F | 8 | 0 | 1 | D | 9 | 0 | C | 8
[26 empty] | 3455400% | 22:00 | 0 | 0 | 0 | 1 | 0 | 0 | 1 | 0 | 0 | 1 | 0 | 0 | 1 | 0 | 0 | 1 | 0 | 0 | 1 | 0 | 0 | 1 | 0 | 0 | E | 9 | 0 | E | 9 | 21.7 | E | 9 | 15.1 | E | 9 | 66 | A | 7 | 997 | E | 9 | 110 | E | 9 | 2.1 | E | 9 | 19300 | C | 8 | 77777 | E | 9 | 2.9 | E | 8 | 0.2 | F | 8 | 0.15 | F | 8 | 0 | 1 | D | 9 | 0 | C | 8
[26 empty] | 3455400% | 23:00 | 0 | 0 | 0 | 1 | 0 | 0 | 1 | 0 | 0 | 1 | 0 | 0 | 1 | 0 | 0 | 1 | 0 | 0 | 1 | 0 | 0 | 1 | 0 | 0 | E | 9 | 0 | E | 9 | 20.6 | E | 9 | 15.2 | E | 9 | 71 | A | 7 | 997 | E | 9 | 50 | E | 9 | 1.6 | E | 9 | 19300 | C | 8 | 77777 | E | 9 | 2.9 | E | 8 | 0.2 | F | 8 | 0.15 | F | 8 | 0 | 1 | D | 9 | 0 | C | 8
[26 empty] | 3455400% | 24:00 | 0 | 0 | 0 | 1 | 0 | 0 | 1 | 0 | 0 | 1 | 0 | 0 | 1 | 0 | 0 | 1 | 0 | 0 | 1 | 0 | 0 | 1 | 0 | 1 | E | 9 | 1 | E | 9 | 20.6 | E | 9 | 15.2 | E | 9 | 71 | A | 7 | 997 | E | 9 | 350 | E | 9 | 1.2 | E | 9 | 19300 | C | 8 | 77777 | E | 9 | 3 | E | 8 | 0.2 | F | 8 | 0.15 | F | 8 | 0 | 1 | D | 9 | 0 | C | 8
[26 empty] | 3455500% | 1:00 | 0 | 0 | 0 | 1 | 0 | 0 | 1 | 0 | 0 | 1 | 0 | 0 | 1 | 0 | 0 | 1 | 0 | 0 | 1 | 0 | 0 | 1 | 0 | 1 | E | 9 | 1 | E | 9 | 19.5 | E | 9 | 15.2 | E | 9 | 76 | A | 7 | 996 | E | 9 | 290 | E | 9 | 0.7 | E | 9 | 19300 | C | 8 | 77777 | E | 9 | 3 | E | 8 | 0.199 | F | 8 | 0.15 | F | 8 | 0 | 1 | D | 9 | 0 | C | 8
[26 empty] | 3455500% | 2:00 | 0 | 0 | 0 | 1 | 0 | 0 | 1 | 0 | 0 | 1 | 0 | 0 | 1 | 0 | 0 | 1 | 0 | 0 | 1 | 0 | 0 | 1 | 0 | 1 | E | 9 | 1 | E | 9 | 19.5 | E | 9 | 14.3 | E | 9 | 72 | A | 7 | 996 | E | 9 | 240 | E | 9 | 0.3 | E | 9 | 19300 | C | 8 | 77777 | E | 9 | 3 | E | 8 | 0.199 | F | 8 | 0.15 | F | 8 | 0 | 1 | D | 9 | 0 | C | 8
[26 empty] | 3455500% | 3:00 | 0 | 0 | 0 | 1 | 0 | 0 | 1 | 0 | 0 | 1 | 0 | 0 | 1 | 0 | 0 | 1 | 0 | 0 | 1 | 0 | 0 | 1 | 0 | 1 | E | 9 | 1 | E | 9 | 19.4 | E | 9 | 13.3 | E | 9 | 68 | A | 7 | 995 | E | 9 | 0 | E | 9 | 0 | E | 9 | 19300 | C | 8 | 77777 | E | 9 | 3 | E | 8 | 0.199 | F | 8 | 0.15 | F | 8 | 0 | 1 | D | 9 | 0 | C | 8
[26 empty] | 3455500% | 4:00 | 0 | 0 | 0 | 1 | 0 | 0 | 1 | 0 | 0 | 1 | 0 | 0 | 1 | 0 | 0 | 1 | 0 | 0 | 1 | 0 | 0 | 1 | 0 | 2 | E | 9 | 2 | E | 9 | 19.4 | E | 9 | 14.3 | E | 9 | 72 | A | 7 | 995 | E | 9 | 0 | E | 9 | 0 | E | 9 | 19300 | C | 8 | 77777 | E | 9 | 3 | E | 8 | 0.199 | F | 8 | 0.15 | F | 8 | 0 | 1 | D | 9 | 0 | C | 8
[26 empty] | 3455500% | 5:00 | 0 | 0 | 0 | 1 | 0 | 0 | 1 | 0 | 0 | 1 | 0 | 0 | 1 | 0 | 0 | 1 | 0 | 0 | 1 | 0 | 0 | 1 | 0 | 2 | E | 9 | 2 | E | 9 | 20.3 | E | 9 | 14.4 | E | 9 | 69 | A | 7 | 996 | E | 9 | 0 | E | 9 | 0 | E | 9 | 19300 | C | 8 | 77777 | E | 9 | 3 | E | 8 | 0.199 | F | 8 | 0.15 | F | 8 | 0 | 1 | D | 9 | 0 | C | 8
[26 empty] | 3455500% | 6:00 | 55 | 919 | 13 | 1 | 24 | 11 | 1 | 27 | 12 | 1 | 24 | 14 | 1 | 24 | 6 | 1 | 27 | 14 | 1 | 24 | 31 | 1 | 43 | 2 | A | 7 | 2 | E | 9 | 18.3 | A | 7 | 14.4 | A | 7 | 78 | A | 7 | 996 | E | 9 | 0 | A | 7 | 0 | A | 7 | 19300 | B | 7 | 77777 | A | 7 | 3 | E | 8 | 0.199 | F | 8 | 0.15 | F | 8 | 0 | 1 | D | 9 | 0 | C | 8
[26 empty] | 3455500% | 7:00 | 292 | 1329 | 109 | 1 | 24 | 115 | 1 | 27 | 84 | 1 | 24 | 119 | 1 | 24 | 93 | 1 | 27 | 98 | 1 | 24 | 182 | 1 | 43 | 3 | A | 7 | 3 | E | 9 | 18.8 | A | 7 | 15 | A | 7 | 79 | A | 7 | 996 | E | 9 | 0 | A | 7 | 0 | A | 7 | 16100 | B | 7 | 77777 | A | 7 | 3 | E | 8 | 0.199 | F | 8 | 0.15 | F | 8 | 0 | 1 | D | 9 | 0 | C | 8
[26 empty] | 3455500% | 8:00 | 542 | 1329 | 314 | 1 | 24 | 490 | 1 | 27 | 114 | 1 | 24 | 336 | 1 | 24 | 473 | 1 | 27 | 143 | 1 | 24 | 220 | 1 | 43 | 0 | A | 7 | 0 | E | 9 | 21.6 | A | 7 | 16.1 | A | 7 | 71 | A | 7 | 996 | E | 9 | 0 | A | 7 | 0 | A | 7 | 16100 | B | 7 | 77777 | A | 7 | 3 | E | 8 | 0.199 | F | 8 | 0.15 | F | 8 | 0 | 1 | D | 9 | 0 | C | 8
[26 empty] | 3455500% | 9:00 | 772 | 1329 | 513 | 1 | 24 | 620 | 1 | 27 | 153 | 1 | 24 | 537 | 1 | 24 | 618 | 1 | 27 | 177 | 1 | 24 | 348 | 1 | 43 | 0 | A | 7 | 0 | E | 9 | 23.8 | A | 7 | 17.2 | A | 7 | 67 | A | 7 | 996 | E | 9 | 0 | A | 7 | 0 | A | 7 | 16100 | B | 7 | 77777 | A | 7 | 3 | E | 8 | 0.199 | F | 8 | 0.15 | F | 8 | 0 | 1 | D | 9 | 0 | C | 8
[26 empty] | 3455500% | 10:00 | 965 | 1329 | 687 | 1 | 24 | 695 | 1 | 27 | 181 | 1 | 24 | 726 | 1 | 24 | 706 | 1 | 27 | 212 | 1 | 24 | 533 | 1 | 43 | 0 | A | 7 | 0 | E | 9 | 25.5 | A | 7 | 18.3 | A | 7 | 64 | A | 7 | 996 | E | 9 | 0 | A | 7 | 0 | A | 7 | 12900 | B | 7 | 77777 | A | 7 | 3 | E | 8 | 0.199 | F | 8 | 0.15 | F | 8 | 0 | 1 | D | 9 | 0 | C | 8
[26 empty] | 3455500% | 11:00 | 1109 | 1329 | 817 | 1 | 24 | 739 | 1 | 27 | 200 | 1 | 24 | 872 | 1 | 24 | 755 | 1 | 27 | 241 | 1 | 24 | 805 | 1 | 43 | 0 | A | 7 | 0 | E | 9 | 26.1 | A | 7 | 19.4 | A | 7 | 67 | A | 7 | 996 | E | 9 | 0 | A | 7 | 0 | A | 7 | 12900 | B | 7 | 77777 | A | 7 | 3.1 | E | 8 | 0.199 | F | 8 | 0.15 | F | 8 | 0 | 1 | D | 9 | 0 | C | 8
[26 empty] | 3455500% | 12:00 | 1192 | 1329 | 843 | 1 | 24 | 681 | 1 | 27 | 232 | 1 | 24 | 899 | 1 | 24 | 695 | 1 | 27 | 274 | 1 | 24 | 1215 | 1 | 43 | 2 | A | 7 | 2 | E | 9 | 27.7 | A | 7 | 18.8 | A | 7 | 58 | A | 7 | 996 | E | 9 | 0 | A | 7 | 0 | A | 7 | 9700 | B | 7 | 77777 | A | 7 | 3.1 | E | 8 | 0.199 | F | 8 | 0.15 | F | 8 | 0 | 1 | D | 9 | 5 | C | 8
[26 empty] | 3455500% | 13:00 | 1210 | 1329 | 829 | 1 | 24 | 592 | 1 | 27 | 289 | 1 | 24 | 871 | 1 | 24 | 597 | 1 | 27 | 326 | 1 | 24 | 1606 | 1 | 43 | 3 | A | 7 | 3 | E | 9 | 28.8 | A | 7 | 18.3 | A | 7 | 53 | A | 7 | 996 | E | 9 | 0 | A | 7 | 0 | A | 7 | 8000 | B | 7 | 77777 | A | 7 | 3.1 | E | 8 | 0.199 | F | 8 | 0.15 | F | 8 | 0 | 1 | D | 9 | 5 | C | 8
[26 empty] | 3455500% | 14:00 | 1162 | 1329 | 830 | 1 | 24 | 680 | 1 | 27 | 235 | 1 | 24 | 881 | 1 | 24 | 692 | 1 | 27 | 275 | 1 | 24 | 1100 | 1 | 43 | 2 | A | 7 | 2 | E | 9 | 29.4 | A | 7 | 18.8 | A | 7 | 53 | A | 7 | 995 | E | 9 | 240 | A | 7 | 2.5 | A | 7 | 8000 | B | 7 | 77777 | A | 7 | 3.1 | E | 8 | 0.199 | F | 8 | 0.15 | F | 8 | 0 | 1 | D | 9 | 5 | C | 8
[26 empty] | 3455500% | 15:00 | 1050 | 1329 | 722 | 1 | 24 | 580 | 1 | 27 | 263 | 1 | 24 | 779 | 1 | 24 | 605 | 1 | 27 | 300 | 1 | 24 | 919 | 1 | 43 | 3 | A | 7 | 3 | E | 9 | 30 | A | 7 | 18.3 | A | 7 | 50 | A | 7 | 994 | E | 9 | 0 | A | 7 | 0 | A | 7 | 6400 | B | 7 | 77777 | A | 7 | 3.1 | E | 8 | 0.199 | F | 8 | 0.15 | F | 8 | 0 | 1 | D | 9 | 5 | C | 8
[26 empty] | 3455500% | 16:00 | 882 | 1329 | 602 | 1 | 24 | 635 | 1 | 27 | 181 | 1 | 24 | 632 | 1 | 24 | 639 | 1 | 27 | 207 | 1 | 24 | 465 | 1 | 43 | 2 | A | 7 | 2 | E | 9 | 30.5 | A | 7 | 18.8 | A | 7 | 50 | A | 7 | 994 | E | 9 | 0 | A | 7 | 0 | A | 7 | 6400 | B | 7 | 77777 | A | 7 | 3.1 | E | 8 | 0.199 | F | 8 | 0.15 | F | 8 | 0 | 1 | D | 9 | 5 | C | 8
[26 empty] | 3455500% | 17:00 | 670 | 1329 | 423 | 1 | 24 | 568 | 1 | 27 | 136 | 1 | 24 | 439 | 1 | 24 | 557 | 1 | 27 | 158 | 1 | 24 | 283 | 1 | 43 | 0 | A | 7 | 0 | E | 9 | 29.4 | A | 7 | 18.3 | A | 7 | 51 | A | 7 | 994 | E | 9 | 200 | A | 7 | 2 | A | 7 | 6400 | B | 7 | 77777 | A | 7 | 3.2 | E | 8 | 0.199 | F | 8 | 0.15 | F | 8 | 0 | 1 | D | 9 | 5 | C | 8
[26 empty] | 3455500% | 18:00 | 428 | 1329 | 94 | 1 | 24 | 22 | 1 | 27 | 86 | 1 | 24 | 102 | 1 | 24 | 20 | 1 | 27 | 96 | 1 | 24 | 246 | 1 | 43 | 9 | A | 7 | 9 | E | 9 | 28.3 | A | 7 | 17.2 | A | 7 | 51 | A | 7 | 994 | E | 9 | 0 | A | 7 | 0 | A | 7 | 6400 | B | 7 | 1800 | A | 7 | 3.2 | E | 8 | 0.199 | F | 8 | 0.15 | F | 8 | 0 | 1 | D | 9 | 5 | C | 8
[26 empty] | 3455500% | 19:00 | 174 | 1329 | 68 | 1 | 24 | 3 | 1 | 27 | 67 | 1 | 24 | 73 | 1 | 24 | 1 | 1 | 27 | 72 | 1 | 24 | 186 | 1 | 43 | 9 | A | 7 | 9 | E | 9 | 27.2 | A | 7 | 18.3 | A | 7 | 58 | A | 7 | 994 | E | 9 | 180 | A | 7 | 3 | A | 7 | 6400 | B | 7 | 1800 | A | 7 | 3.2 | E | 8 | 0.199 | F | 8 | 0.15 | F | 8 | 0 | 1 | D | 9 | 5 | C | 8
[26 empty] | 3455500% | 20:00 | 5 | 299 | 0 | 1 | 24 | 0 | 1 | 27 | 0 | 1 | 24 | 0 | 1 | 24 | 0 | 1 | 27 | 0 | 1 | 24 | 0 | 1 | 43 | 9 | A | 7 | 9 | E | 9 | 26.6 | A | 7 | 18.8 | A | 7 | 62 | A | 7 | 993 | E | 9 | 180 | A | 7 | 2 | A | 7 | 9700 | B | 7 | 1500 | A | 7 | 3.2 | E | 8 | 0.199 | F | 8 | 0.15 | F | 8 | 0 | 1 | D | 9 | 5 | C | 8
[26 empty] | 3455500% | 21:00 | 0 | 0 | 0 | 1 | 0 | 0 | 1 | 0 | 0 | 1 | 0 | 0 | 1 | 0 | 0 | 1 | 0 | 0 | 1 | 0 | 0 | 1 | 0 | 9 | A | 7 | 9 | E | 9 | 26.1 | A | 7 | 19.4 | A | 7 | 67 | A | 7 | 993 | E | 9 | 180 | A | 7 | 2.5 | A | 7 | 8000 | B | 7 | 1800 | A | 7 | 3.2 | E | 8 | 0.199 | F | 8 | 0.15 | F | 8 | 0 | 1 | D | 9 | 5 | C | 8
[26 empty] | 3455500% | 22:00 | 0 | 0 | 0 | 1 | 0 | 0 | 1 | 0 | 0 | 1 | 0 | 0 | 1 | 0 | 0 | 1 | 0 | 0 | 1 | 0 | 0 | 1 | 0 | 9 | E | 9 | 9 | E | 9 | 25.5 | E | 9 | 18.9 | E | 9 | 67 | A | 7 | 993 | E | 9 | 270 | E | 9 | 1.3 | E | 9 | 8188 | C | 8 | 1750 | E | 9 | 3.3 | E | 8 | 0.199 | F | 8 | 0.15 | F | 8 | 0 | 1 | D | 9 | 5 | C | 8
[26 empty] | 3455500% | 23:00 | 0 | 0 | 0 | 1 | 0 | 0 | 1 | 0 | 0 | 1 | 0 | 0 | 1 | 0 | 0 | 1 | 0 | 0 | 1 | 0 | 0 | 1 | 0 | 9 | E | 9 | 9 | E | 9 | 24.7 | E | 9 | 18.3 | E | 9 | 68 | A | 7 | 993 | E | 9 | 0 | E | 9 | 0 | E | 9 | 8377 | C | 8 | 1700 | E | 9 | 3.3 | E | 8 | 0.199 | F | 8 | 0.15 | F | 8 | 0 | 1 | D | 9 | 5 | C | 8
[26 empty] | 3455500% | 24:00 | 0 | 0 | 0 | 1 | 0 | 0 | 1 | 0 | 0 | 1 | 0 | 0 | 1 | 0 | 0 | 1 | 0 | 0 | 1 | 0 | 0 | 1 | 0 | 9 | E | 9 | 9 | E | 9 | 24.1 | E | 9 | 17.8 | E | 9 | 68 | A | 7 | 993 | E | 9 | 0 | E | 9 | 0 | E | 9 | 8566 | C | 8 | 1650 | E | 9 | 3.3 | E | 8 | 0.199 | F | 8 | 0.15 | F | 8 | 0 | 1 | D | 9 | 5 | C | 8
[26 empty] | 3455600% | 1:00 | 0 | 0 | 0 | 1 | 0 | 0 | 1 | 0 | 0 | 1 | 0 | 0 | 1 | 0 | 0 | 1 | 0 | 0 | 1 | 0 | 0 | 1 | 0 | 9 | E | 9 | 9 | E | 9 | 23.5 | E | 9 | 18.3 | E | 9 | 73 | A | 7 | 993 | E | 9 | 80 | E | 9 | 0.8 | E | 9 | 8755 | C | 8 | 1600 | E | 9 | 3.3 | E | 8 | 0.199 | F | 8 | 0.15 | F | 8 | 0 | 1 | D | 9 | 5 | C | 8
[26 empty] | 3455600% | 2:00 | 0 | 0 | 0 | 1 | 0 | 0 | 1 | 0 | 0 | 1 | 0 | 0 | 1 | 0 | 0 | 1 | 0 | 0 | 1 | 0 | 0 | 1 | 0 | 10 | E | 9 | 10 | E | 9 | 23 | E | 9 | 18.7 | E | 9 | 77 | A | 7 | 993 | E | 9 | 90 | E | 9 | 1.2 | E | 9 | 8944 | C | 8 | 1550 | E | 9 | 3.3 | E | 8 | 0.199 | F | 8 | 0.15 | F | 8 | 0 | 1 | D | 9 | 5 | C | 8
[26 empty] | 3455600% | 3:00 | 0 | 0 | 0 | 1 | 0 | 0 | 1 | 0 | 0 | 1 | 0 | 0 | 1 | 0 | 0 | 1 | 0 | 0 | 1 | 0 | 0 | 1 | 0 | 10 | E | 9 | 10 | E | 9 | 22.5 | E | 9 | 17.2 | E | 9 | 72 | A | 7 | 993 | E | 9 | 60 | E | 9 | 1.1 | E | 9 | 9133 | C | 8 | 1500 | E | 9 | 3.3 | E | 8 | 0.199 | F | 8 | 0.15 | F | 8 | 0 | 1 | D | 9 | 5 | C | 8
[26 empty] | 3455600% | 4:00 | 0 | 0 | 0 | 1 | 0 | 0 | 1 | 0 | 0 | 1 | 0 | 0 | 1 | 0 | 0 | 1 | 0 | 0 | 1 | 0 | 0 | 1 | 0 | 10 | E | 9 | 10 | E | 9 | 22.1 | E | 9 | 17.7 | E | 9 | 76 | A | 7 | 993 | E | 9 | 20 | E | 9 | 1.4 | E | 9 | 9322 | C | 8 | 1450 | E | 9 | 3.4 | E | 8 | 0.199 | F | 8 | 0.15 | F | 8 | 0 | 1 | D | 9 | 5 | C | 8
[26 empty] | 3455600% | 5:00 | 0 | 0 | 0 | 1 | 0 | 0 | 1 | 0 | 0 | 1 | 0 | 0 | 1 | 0 | 0 | 1 | 0 | 0 | 1 | 0 | 0 | 1 | 0 | 10 | E | 9 | 10 | E | 9 | 21.2 | E | 9 | 17.1 | E | 9 | 77 | A | 7 | 992 | E | 9 | 0 | E | 9 | 0 | E | 9 | 9511 | C | 8 | 1400 | E | 9 | 3.4 | E | 8 | 0.199 | F | 8 | 0.15 | F | 8 | 0 | 1 | D | 9 | 5 | C | 8
[26 empty] | 3455600% | 6:00 | 52 | 897 | 8 | 1 | 24 | 0 | 1 | 27 | 8 | 1 | 24 | 10 | 1 | 24 | 0 | 1 | 27 | 10 | 1 | 24 | 31 | 1 | 43 | 10 | A | 7 | 10 | E | 9 | 21.1 | A | 7 | 16.6 | A | 7 | 75 | A | 7 | 992 | E | 9 | 0 | A | 7 | 0 | A | 7 | 9700 | B | 7 | 1350 | A | 7 | 3.4 | E | 8 | 0.199 | F | 8 | 0.15 | F | 8 | 0 | 1 | D | 9 | 5 | C | 8
[26 empty] | 3455600% | 7:00 | 288 | 1330 | 115 | 1 | 24 | 262 | 1 | 27 | 58 | 1 | 24 | 122 | 1 | 24 | 204 | 1 | 27 | 78 | 1 | 24 | 104 | 1 | 43 | 2 | A | 7 | 2 | E | 9 | 21.1 | A | 7 | 16.1 | A | 7 | 73 | A | 7 | 992 | E | 9 | 0 | A | 7 | 0 | A | 7 | 8000 | B | 7 | 77777 | A | 7 | 3.4 | E | 8 | 0.199 | F | 8 | 0.15 | F | 8 | 0 | 1 | D | 9 | 5 | C | 8
[26 empty] | 3455600% | 8:00 | 539 | 1330 | 313 | 1 | 24 | 448 | 1 | 27 | 132 | 1 | 24 | 331 | 1 | 24 | 431 | 1 | 27 | 156 | 1 | 24 | 259 | 1 | 43 | 9 | A | 7 | 6 | E | 9 | 22.2 | A | 7 | 16.1 | A | 7 | 68 | A | 7 | 993 | E | 9 | 360 | A | 7 | 2.5 | A | 7 | 8000 | B | 7 | 1170 | A | 7 | 3.4 | E | 8 | 0.199 | F | 8 | 0.15 | F | 8 | 0 | 1 | D | 9 | 5 | C | 8
[26 empty] | 3455600% | 9:00 | 769 | 1330 | 160 | 1 | 24 | 0 | 1 | 27 | 160 | 1 | 24 | 189 | 1 | 24 | 0 | 1 | 27 | 189 | 1 | 24 | 728 | 1 | 43 | 10 | A | 7 | 10 | E | 9 | 22.2 | A | 7 | 16.1 | A | 7 | 68 | A | 7 | 993 | E | 9 | 0 | A | 7 | 0 | A | 7 | 11300 | B | 7 | 960 | A | 7 | 3.4 | E | 8 | 0.199 | F | 8 | 0.15 | F | 8 | 0 | 1 | D | 9 | 0 | C | 8
[26 empty] | 3455600% | 10:00 | 963 | 1330 | 637 | 1 | 24 | 374 | 1 | 27 | 366 | 1 | 24 | 683 | 1 | 24 | 403 | 1 | 27 | 390 | 1 | 24 | 1128 | 1 | 43 | 9 | A | 7 | 6 | E | 9 | 22.7 | A | 7 | 16.1 | A | 7 | 66 | A | 7 | 993 | E | 9 | 330 | A | 7 | 2.5 | A | 7 | 11300 | B | 7 | 960 | A | 7 | 3.4 | E | 8 | 0.199 | F | 8 | 0.15 | F | 8 | 0 | 1 | D | 9 | 0 | C | 8
[26 empty] | 3455600% | 11:00 | 1106 | 1330 | 722 | 1 | 24 | 345 | 1 | 27 | 434 | 1 | 24 | 777 | 1 | 24 | 373 | 1 | 27 | 466 | 1 | 24 | 1721 | 1 | 43 | 9 | A | 7 | 6 | E | 9 | 25 | A | 7 | 16.1 | A | 7 | 58 | A | 7 | 992 | E | 9 | 300 | A | 7 | 2 | A | 7 | 11300 | B | 7 | 1260 | A | 7 | 3.4 | E | 8 | 0.199 | F | 8 | 0.15 | F | 8 | 0 | 1 | D | 9 | 0 | C | 8
[26 empty] | 3455600% | 12:00 | 1190 | 1330 | 802 | 1 | 24 | 597 | 1 | 27 | 267 | 1 | 24 | 846 | 1 | 24 | 604 | 1 | 27 | 304 | 1 | 24 | 1369 | 1 | 43 | 9 | A | 7 | 6 | E | 9 | 25 | A | 7 | 16.1 | A | 7 | 58 | A | 7 | 993 | E | 9 | 280 | A | 7 | 2.5 | A | 7 | 11300 | B | 7 | 1260 | A | 7 | 3.4 | E | 8 | 0.199 | F | 8 | 0.15 | F | 8 | 0 | 1 | D | 9 | 0 | C | 8
[26 empty] | 3455600% | 13:00 | 1208 | 1330 | 642 | 1 | 24 | 416 | 1 | 27 | 264 | 1 | 24 | 708 | 1 | 24 | 436 | 1 | 27 | 311 | 1 | 24 | 1489 | 1 | 43 | 9 | A | 7 | 6 | E | 9 | 25.5 | A | 7 | 16.6 | A | 7 | 58 | A | 7 | 992 | E | 9 | 280 | A | 7 | 1.5 | A | 7 | 11300 | B | 7 | 1140 | A | 7 | 3.4 | E | 8 | 0.199 | F | 8 | 0.15 | F | 8 | 0 | 1 | D | 9 | 0 | C | 8
[26 empty] | 3455600% | 14:00 | 1159 | 1330 | 763 | 1 | 24 | 550 | 1 | 27 | 283 | 1 | 24 | 830 | 1 | 24 | 576 | 1 | 27 | 327 | 1 | 24 | 1333 | 1 | 43 | 9 | A | 7 | 6 | E | 9 | 26.6 | A | 7 | 16.1 | A | 7 | 53 | A | 7 | 992 | E | 9 | 270 | A | 7 | 2 | A | 7 | 9700 | B | 7 | 6000 | A | 7 | 3.4 | E | 8 | 0.199 | F | 8 | 0.15 | F | 8 | 0 | 1 | D | 9 | 5 | C | 8
[26 empty] | 3455600% | 15:00 | 1047 | 1330 | 678 | 1 | 25 | 678 | 1 | 28 | 143 | 1 | 25 | 715 | 1 | 25 | 684 | 1 | 28 | 176 | 1 | 25 | 464 | 1 | 45 | 6 | B | 8 | 5 | B | 8 | 26.7 | B | 8 | 15.8 | B | 8 | 51 | A | 7 | 990 | E | 9 | 320 | B | 8 | 1 | B | 8 | 10500 | C | 8 | 14000 | B | 8 | 3.4 | E | 8 | 0.199 | F | 8 | 0.15 | F | 8 | 0 | 1 | D | 9 | 0 | C | 8
[26 empty] | 3455600% | 16:00 | 879 | 1330 | 426 | 1 | 24 | 411 | 1 | 27 | 154 | 1 | 24 | 472 | 1 | 24 | 427 | 1 | 27 | 190 | 1 | 24 | 389 | 1 | 43 | 3 | A | 7 | 3 | E | 9 | 26.6 | A | 7 | 15.5 | A | 7 | 51 | A | 7 | 990 | E | 9 | 0 | A | 7 | 0 | A | 7 | 11300 | B | 7 | 77777 | A | 7 | 3.4 | E | 8 | 0.199 | F | 8 | 0.15 | F | 8 | 0 | 1 | D | 9 | 0 | C | 8
[26 empty] | 3455600% | 17:00 | 666 | 1330 | 444 | 1 | 24 | 575 | 1 | 27 | 156 | 1 | 24 | 474 | 1 | 24 | 577 | 1 | 27 | 184 | 1 | 24 | 327 | 1 | 43 | 2 | A | 7 | 2 | E | 9 | 27.2 | A | 7 | 16.1 | A | 7 | 51 | A | 7 | 990 | E | 9 | 0 | A | 7 | 0 | A | 7 | 16100 | B | 7 | 77777 | A | 7 | 3.4 | E | 8 | 0.199 | F | 8 | 0.15 | F | 8 | 0 | 1 | D | 9 | 0 | C | 8
[26 empty] | 3455600% | 18:00 | 424 | 1330 | 236 | 1 | 24 | 480 | 1 | 27 | 83 | 1 | 24 | 243 | 1 | 24 | 429 | 1 | 27 | 106 | 1 | 24 | 154 | 1 | 43 | 3 | A | 7 | 3 | E | 9 | 26.1 | A | 7 | 15.5 | A | 7 | 52 | A | 7 | 990 | E | 9 | 0 | A | 7 | 0 | A | 7 | 16100 | B | 7 | 77777 | A | 7 | 3.4 | E | 8 | 0.199 | F | 8 | 0.15 | F | 8 | 0 | 1 | D | 9 | 0 | C | 8
[26 empty] | 3455600% | 19:00 | 170 | 1330 | 68 | 1 | 24 | 255 | 1 | 27 | 36 | 1 | 24 | 72 | 1 | 24 | 151 | 1 | 27 | 53 | 1 | 24 | 64 | 1 | 43 | 2 | A | 7 | 2 | E | 9 | 24.4 | A | 7 | 16.1 | A | 7 | 60 | A | 7 | 990 | E | 9 | 0 | A | 7 | 0 | A | 7 | 16100 | B | 7 | 77777 | A | 7 | 3.4 | E | 8 | 0.199 | F | 8 | 0.15 | F | 8 | 0 | 1 | D | 9 | 0 | C | 8
[26 empty] | 3455600% | 20:00 | 5 | 277 | 0 | 1 | 24 | 4 | 1 | 27 | 0 | 1 | 24 | 0 | 1 | 24 | 0 | 1 | 27 | 0 | 1 | 24 | 0 | 1 | 43 | 3 | A | 7 | 3 | E | 9 | 23.3 | A | 7 | 15 | A | 7 | 60 | A | 7 | 990 | E | 9 | 0 | A | 7 | 0 | A | 7 | 16100 | B | 7 | 77777 | A | 7 | 3.4 | E | 8 | 0.199 | F | 8 | 0.15 | F | 8 | 0 | 1 | D | 9 | 0 | C | 8
[26 empty] | 3455600% | 21:00 | 0 | 0 | 0 | 1 | 0 | 0 | 1 | 0 | 0 | 1 | 0 | 0 | 1 | 0 | 0 | 1 | 0 | 0 | 1 | 0 | 0 | 1 | 0 | 0 | A | 7 | 0 | E | 9 | 22.2 | A | 7 | 14.4 | A | 7 | 61 | A | 7 | 991 | E | 9 | 0 | A | 7 | 0 | A | 7 | 16100 | B | 7 | 77777 | A | 7 | 3.4 | E | 8 | 0.199 | F | 8 | 0.15 | F | 8 | 0 | 1 | D | 9 | 0 | C | 8
[26 empty] | 3455600% | 22:00 | 0 | 0 | 0 | 1 | 0 | 0 | 1 | 0 | 0 | 1 | 0 | 0 | 1 | 0 | 0 | 1 | 0 | 0 | 1 | 0 | 0 | 1 | 0 | 6 | E | 9 | 6 | E | 9 | 20.7 | E | 9 | 14.4 | E | 9 | 67 | A | 7 | 991 | E | 9 | 0 | E | 9 | 0 | E | 9 | 16100 | C | 8 | 21917 | E | 9 | 3.4 | E | 8 | 0.199 | F | 8 | 0.15 | F | 8 | 0 | 1 | D | 9 | 0 | C | 8
[26 empty] | 3455600% | 23:00 | 0 | 0 | 0 | 1 | 0 | 0 | 1 | 0 | 0 | 1 | 0 | 0 | 1 | 0 | 0 | 1 | 0 | 0 | 1 | 0 | 0 | 1 | 0 | 7 | E | 9 | 7 | E | 9 | 20.1 | E | 9 | 15.3 | E | 9 | 74 | A | 7 | 990 | E | 9 | 0 | E | 9 | 0 | E | 9 | 16100 | C | 8 | 21833 | E | 9 | 3.4 | E | 8 | 0.199 | F | 8 | 0.15 | F | 8 | 0 | 1 | D | 9 | 0 | C | 8
[26 empty] | 3455600% | 24:00 | 0 | 0 | 0 | 1 | 0 | 0 | 1 | 0 | 0 | 1 | 0 | 0 | 1 | 0 | 0 | 1 | 0 | 0 | 1 | 0 | 0 | 1 | 0 | 8 | E | 9 | 8 | E | 9 | 19.6 | E | 9 | 15.3 | E | 9 | 76 | A | 7 | 990 | E | 9 | 0 | E | 9 | 0 | E | 9 | 16100 | C | 8 | 21750 | E | 9 | 3.4 | E | 8 | 0.199 | F | 8 | 0.15 | F | 8 | 0 | 1 | D | 9 | 0 | C | 8
[26 empty] | 3455700% | 1:00 | 0 | 0 | 0 | 1 | 0 | 0 | 1 | 0 | 0 | 1 | 0 | 0 | 1 | 0 | 0 | 1 | 0 | 0 | 1 | 0 | 0 | 1 | 0 | 8 | E | 9 | 8 | E | 9 | 19 | E | 9 | 15.2 | E | 9 | 79 | A | 7 | 990 | E | 9 | 0 | E | 9 | 0 | E | 9 | 16100 | C | 8 | 21667 | E | 9 | 3.4 | E | 8 | 0.198 | F | 8 | 0.15 | F | 8 | 0 | 1 | D | 9 | 0 | C | 8
[26 empty] | 3455700% | 2:00 | 0 | 0 | 0 | 1 | 0 | 0 | 1 | 0 | 0 | 1 | 0 | 0 | 1 | 0 | 0 | 1 | 0 | 0 | 1 | 0 | 0 | 1 | 0 | 10 | E | 9 | 10 | E | 9 | 19.5 | E | 9 | 15.2 | E | 9 | 76 | A | 7 | 990 | E | 9 | 0 | E | 9 | 0 | E | 9 | 16100 | C | 8 | 21583 | E | 9 | 3.4 | E | 8 | 0.198 | F | 8 | 0.15 | F | 8 | 0 | 1 | D | 9 | 0 | C | 8
[26 empty] | 3455700% | 3:00 | 0 | 0 | 0 | 1 | 0 | 0 | 1 | 0 | 0 | 1 | 0 | 0 | 1 | 0 | 0 | 1 | 0 | 0 | 1 | 0 | 0 | 1 | 0 | 5 | E | 9 | 5 | E | 9 | 18.9 | E | 9 | 15.1 | E | 9 | 79 | A | 7 | 990 | E | 9 | 0 | E | 9 | 0 | E | 9 | 16100 | C | 8 | 21500 | E | 9 | 3.4 | E | 8 | 0.198 | F | 8 | 0.15 | F | 8 | 0 | 1 | D | 9 | 0 | C | 8
[26 empty] | 3455700% | 4:00 | 0 | 0 | 0 | 1 | 0 | 0 | 1 | 0 | 0 | 1 | 0 | 0 | 1 | 0 | 0 | 1 | 0 | 0 | 1 | 0 | 0 | 1 | 0 | 10 | E | 9 | 10 | E | 9 | 19.4 | E | 9 | 15.1 | E | 9 | 76 | A | 7 | 990 | E | 9 | 0 | E | 9 | 0 | E | 9 | 16100 | C | 8 | 21417 | E | 9 | 3.4 | E | 8 | 0.198 | F | 8 | 0.15 | F | 8 | 0 | 1 | D | 9 | 0 | C | 8
[26 empty] | 3455700% | 5:00 | 0 | 0 | 0 | 1 | 0 | 0 | 1 | 0 | 0 | 1 | 0 | 0 | 1 | 0 | 0 | 1 | 0 | 0 | 1 | 0 | 0 | 1 | 0 | 9 | E | 9 | 9 | E | 9 | 17.8 | E | 9 | 15 | E | 9 | 84 | A | 7 | 991 | E | 9 | 0 | E | 9 | 0 | E | 9 | 16100 | C | 8 | 2033 | E | 9 | 3.4 | E | 8 | 0.198 | F | 8 | 0.15 | F | 8 | 0 | 1 | D | 9 | 0 | C | 8
[26 empty] | 3455700% | 6:00 | 50 | 876 | 8 | 1 | 24 | 0 | 1 | 27 | 8 | 1 | 24 | 10 | 1 | 24 | 0 | 1 | 27 | 10 | 1 | 24 | 31 | 1 | 43 | 10 | A | 7 | 10 | E | 9 | 18.3 | A | 7 | 15 | A | 7 | 81 | A | 7 | 991 | E | 9 | 0 | A | 7 | 0 | A | 7 | 16100 | B | 7 | 1350 | A | 7 | 3.4 | E | 8 | 0.198 | F | 8 | 0.15 | F | 8 | 0 | 1 | D | 9 | 0 | C | 8
[26 empty] | 3455700% | 7:00 | 285 | 1330 | 42 | 1 | 24 | 0 | 1 | 27 | 42 | 1 | 24 | 49 | 1 | 24 | 0 | 1 | 27 | 49 | 1 | 24 | 167 | 1 | 43 | 10 | A | 7 | 10 | E | 9 | 19.4 | A | 7 | 15.5 | A | 7 | 78 | A | 7 | 992 | E | 9 | 0 | A | 7 | 0 | A | 7 | 16100 | B | 7 | 1110 | A | 7 | 3.4 | E | 8 | 0.198 | F | 8 | 0.15 | F | 8 | 0 | 1 | D | 9 | 0 | C | 8
[26 empty] | 3455700% | 8:00 | 536 | 1330 | 93 | 1 | 24 | 0 | 1 | 27 | 93 | 1 | 24 | 109 | 1 | 24 | 0 | 1 | 27 | 109 | 1 | 24 | 401 | 1 | 43 | 10 | A | 7 | 10 | E | 9 | 19.4 | A | 7 | 16.1 | A | 7 | 81 | A | 7 | 992 | E | 9 | 0 | A | 7 | 0 | A | 7 | 16100 | B | 7 | 1050 | A | 7 | 3.4 | E | 8 | 0.198 | F | 8 | 0.15 | F | 8 | 0 | 1 | D | 9 | 0 | C | 8
[26 empty] | 3455700% | 9:00 | 767 | 1330 | 151 | 1 | 24 | 0 | 1 | 27 | 151 | 1 | 24 | 179 | 1 | 24 | 0 | 1 | 27 | 179 | 1 | 24 | 693 | 1 | 43 | 10 | A | 7 | 10 | E | 9 | 21.1 | A | 7 | 16.6 | A | 7 | 75 | A | 7 | 992 | E | 9 | 0 | A | 7 | 0 | A | 7 | 16100 | B | 7 | 1170 | A | 7 | 3.4 | E | 8 | 0.198 | F | 8 | 0.15 | F | 8 | 0 | 1 | D | 9 | 0 | C | 8
[26 empty] | 3455700% | 10:00 | 960 | 1330 | 201 | 1 | 24 | 0 | 1 | 27 | 201 | 1 | 24 | 240 | 1 | 24 | 0 | 1 | 27 | 240 | 1 | 24 | 964 | 1 | 43 | 10 | A | 7 | 10 | E | 9 | 22.2 | A | 7 | 16.6 | A | 7 | 71 | A | 7 | 992 | E | 9 | 0 | A | 7 | 0 | A | 7 | 11300 | B | 7 | 960 | A | 7 | 3.5 | E | 8 | 0.198 | F | 8 | 0.15 | F | 8 | 0 | 1 | D | 9 | 0 | C | 8
[26 empty] | 3455700% | 11:00 | 1104 | 1330 | 199 | 1 | 24 | 0 | 1 | 27 | 199 | 1 | 24 | 243 | 1 | 24 | 0 | 1 | 27 | 243 | 1 | 24 | 997 | 1 | 43 | 10 | A | 7 | 10 | E | 9 | 22.7 | A | 7 | 17.2 | A | 7 | 71 | A | 7 | 992 | E | 9 | 0 | A | 7 | 0 | A | 7 | 8000 | B | 7 | 390 | A | 7 | 3.5 | E | 8 | 0.198 | F | 8 | 0.15 | F | 8 | 0 | 1 | D | 9 | 5 | C | 8
[26 empty] | 3455700% | 12:00 | 1188 | 1330 | 216 | 1 | 24 | 0 | 1 | 27 | 216 | 1 | 24 | 265 | 1 | 24 | 0 | 1 | 27 | 265 | 1 | 24 | 1080 | 1 | 43 | 10 | A | 7 | 10 | E | 9 | 25 | A | 7 | 18.8 | A | 7 | 68 | A | 7 | 992 | E | 9 | 0 | A | 7 | 0 | A | 7 | 6400 | B | 7 | 390 | A | 7 | 3.5 | E | 8 | 0.198 | F | 8 | 0.15 | F | 8 | 0 | 1 | D | 9 | 5 | C | 8
[26 empty] | 3455700% | 13:00 | 1206 | 1330 | 263 | 1 | 24 | 0 | 1 | 27 | 263 | 1 | 24 | 319 | 1 | 24 | 0 | 1 | 27 | 319 | 1 | 24 | 1273 | 1 | 43 | 10 | A | 7 | 10 | E | 9 | 25.5 | A | 7 | 18.8 | A | 7 | 66 | A | 7 | 991 | E | 9 | 0 | A | 7 | 0 | A | 7 | 4800 | B | 7 | 630 | A | 7 | 3.5 | E | 8 | 0.198 | F | 8 | 0.15 | F | 8 | 0 | 1 | D | 9 | 5 | C | 8
[26 empty] | 3455700% | 14:00 | 1157 | 1330 | 251 | 1 | 24 | 0 | 1 | 27 | 251 | 1 | 24 | 304 | 1 | 24 | 0 | 1 | 27 | 304 | 1 | 24 | 1216 | 1 | 43 | 10 | A | 7 | 10 | E | 9 | 26.1 | A | 7 | 19.4 | A | 7 | 67 | A | 7 | 991 | E | 9 | 0 | A | 7 | 0 | A | 7 | 4800 | B | 7 | 690 | A | 7 | 3.5 | E | 8 | 0.198 | F | 8 | 0.15 | F | 8 | 0 | 1 | D | 9 | 5 | C | 8
[26 empty] | 3455700% | 15:00 | 1044 | 1330 | 222 | 1 | 24 | 0 | 1 | 27 | 222 | 1 | 24 | 267 | 1 | 24 | 0 | 1 | 27 | 267 | 1 | 24 | 1076 | 1 | 43 | 10 | A | 7 | 10 | E | 9 | 26.1 | A | 7 | 19.4 | A | 7 | 67 | A | 7 | 991 | E | 9 | 0 | A | 7 | 0 | A | 7 | 4800 | B | 7 | 540 | A | 7 | 3.5 | E | 8 | 0.198 | F | 8 | 0.15 | F | 8 | 0 | 1 | D | 9 | 5 | C | 8
[26 empty] | 3455700% | 16:00 | 875 | 1330 | 179 | 1 | 24 | 0 | 1 | 27 | 179 | 1 | 24 | 213 | 1 | 24 | 0 | 1 | 27 | 213 | 1 | 24 | 844 | 1 | 43 | 10 | A | 7 | 10 | E | 9 | 25.5 | A | 7 | 19.4 | A | 7 | 69 | A | 7 | 990 | E | 9 | 0 | A | 7 | 0 | A | 7 | 4800 | B | 7 | 1410 | A | 7 | 3.5 | E | 8 | 0.198 | F | 8 | 0.15 | F | 8 | 0 | 1 | D | 9 | 5 | C | 8
[26 empty] | 3455700% | 17:00 | 662 | 1330 | 124 | 1 | 24 | 0 | 1 | 27 | 124 | 1 | 24 | 146 | 1 | 24 | 0 | 1 | 27 | 146 | 1 | 24 | 554 | 1 | 43 | 10 | A | 7 | 10 | E | 9 | 23.8 | A | 7 | 18.8 | A | 7 | 74 | A | 7 | 990 | E | 9 | 30 | A | 7 | 4.1 | A | 7 | 4800 | B | 7 | 1380 | A | 7 | 3.5 | E | 8 | 0.198 | F | 8 | 0.15 | F | 8 | 0 | 1 | D | 9 | 5 | C | 8
[26 empty] | 3455700% | 18:00 | 419 | 1330 | 66 | 1 | 24 | 0 | 1 | 27 | 66 | 1 | 24 | 78 | 1 | 24 | 0 | 1 | 27 | 78 | 1 | 24 | 275 | 1 | 43 | 10 | A | 7 | 10 | E | 9 | 22.7 | A | 7 | 18.8 | A | 7 | 79 | A | 7 | 991 | E | 9 | 20 | A | 7 | 2 | A | 7 | 4800 | B | 7 | 1350 | A | 7 | 3.6 | E | 8 | 0.198 | F | 8 | 0.15 | F | 8 | 0 | 1 | D | 9 | 5 | C | 8
[26 empty] | 3455700% | 19:00 | 165 | 1330 | 36 | 1 | 24 | 4 | 1 | 27 | 35 | 1 | 24 | 40 | 1 | 24 | 0 | 1 | 27 | 40 | 1 | 24 | 122 | 1 | 43 | 9 | A | 7 | 9 | E | 9 | 22.7 | A | 7 | 19.4 | A | 7 | 82 | A | 7 | 991 | E | 9 | 0 | A | 7 | 0 | A | 7 | 4800 | B | 7 | 1200 | A | 7 | 3.6 | E | 8 | 0.198 | F | 8 | 0.15 | F | 8 | 0 | 1 | D | 9 | 5 | C | 8
[26 empty] | 3455700% | 20:00 | 4 | 233 | 0 | 1 | 24 | 0 | 1 | 27 | 0 | 1 | 24 | 0 | 1 | 24 | 0 | 1 | 27 | 0 | 1 | 24 | 0 | 1 | 43 | 9 | A | 7 | 9 | E | 9 | 21.6 | A | 7 | 18.8 | A | 7 | 84 | A | 7 | 991 | E | 9 | 0 | A | 7 | 0 | A | 7 | 4800 | B | 7 | 900 | A | 7 | 3.6 | E | 8 | 0.198 | F | 8 | 0.15 | F | 8 | 0 | 1 | D | 9 | 5 | C | 8
[26 empty] | 3455700% | 21:00 | 0 | 0 | 0 | 1 | 0 | 0 | 1 | 0 | 0 | 1 | 0 | 0 | 1 | 0 | 0 | 1 | 0 | 0 | 1 | 0 | 0 | 1 | 0 | 9 | A | 7 | 9 | E | 9 | 21.6 | A | 7 | 19.4 | A | 7 | 87 | A | 7 | 991 | E | 9 | 0 | A | 7 | 0 | A | 7 | 6400 | B | 7 | 2100 | A | 7 | 3.6 | E | 8 | 0.198 | F | 8 | 0.15 | F | 8 | 0 | 1 | D | 9 | 5 | C | 8
[26 empty] | 3455700% | 22:00 | 0 | 0 | 0 | 1 | 0 | 0 | 1 | 0 | 0 | 1 | 0 | 0 | 1 | 0 | 0 | 1 | 0 | 0 | 1 | 0 | 0 | 1 | 0 | 9 | E | 9 | 9 | E | 9 | 21 | E | 9 | 19.6 | E | 9 | 92 | A | 7 | 992 | E | 9 | 0 | E | 9 | 0 | E | 9 | 5955 | C | 8 | 1873 | E | 9 | 3.6 | E | 8 | 0.198 | F | 8 | 0.15 | F | 8 | 0 | 1 | D | 9 | 5 | C | 8
[26 empty] | 3455700% | 23:00 | 0 | 0 | 0 | 1 | 0 | 0 | 1 | 0 | 0 | 1 | 0 | 0 | 1 | 0 | 0 | 1 | 0 | 0 | 1 | 0 | 0 | 1 | 0 | 9 | E | 9 | 9 | E | 9 | 21.4 | E | 9 | 19.8 | E | 9 | 91 | A | 7 | 992 | E | 9 | 0 | E | 9 | 0 | E | 9 | 5511 | C | 8 | 1647 | E | 9 | 3.6 | E | 8 | 0.198 | F | 8 | 0.15 | F | 8 | 0 | 1 | D | 9 | 5 | C | 8
[26 empty] | 3455700% | 24:00 | 0 | 0 | 0 | 1 | 0 | 0 | 1 | 0 | 0 | 1 | 0 | 0 | 1 | 0 | 0 | 1 | 0 | 0 | 1 | 0 | 0 | 1 | 0 | 9 | E | 9 | 9 | E | 9 | 20.8 | E | 9 | 19.9 | E | 9 | 95 | A | 7 | 991 | E | 9 | 0 | E | 9 | 0 | E | 9 | 5066 | C | 8 | 1420 | E | 9 | 3.6 | E | 8 | 0.198 | F | 8 | 0.15 | F | 8 | 0 | 1 | D | 9 | 5 | C | 8
[26 empty] | 3455800% | 1:00 | 0 | 0 | 0 | 1 | 0 | 0 | 1 | 0 | 0 | 1 | 0 | 0 | 1 | 0 | 0 | 1 | 0 | 0 | 1 | 0 | 0 | 1 | 0 | 9 | E | 9 | 9 | E | 9 | 19.2 | E | 9 | 19.2 | E | 9 | 100 | A | 7 | 991 | E | 9 | 220 | E | 9 | 0.1 | E | 9 | 4622 | C | 8 | 1193 | E | 9 | 3.7 | E | 8 | 0.197 | F | 8 | 0.15 | F | 8 | 0 | 1 | D | 9 | 5 | C | 8
[26 empty] | 3455800% | 2:00 | 0 | 0 | 0 | 1 | 0 | 0 | 1 | 0 | 0 | 1 | 0 | 0 | 1 | 0 | 0 | 1 | 0 | 0 | 1 | 0 | 0 | 1 | 0 | 9 | E | 9 | 9 | E | 9 | 20.5 | E | 9 | 20.3 | E | 9 | 99 | A | 7 | 991 | E | 9 | 0 | E | 9 | 0 | E | 9 | 4177 | C | 8 | 967 | E | 9 | 3.7 | E | 8 | 0.197 | F | 8 | 0.15 | F | 8 | 0 | 1 | D | 9 | 45 | C | 8
[26 empty] | 3455800% | 3:00 | 0 | 0 | 0 | 1 | 0 | 0 | 1 | 0 | 0 | 1 | 0 | 0 | 1 | 0 | 0 | 1 | 0 | 0 | 1 | 0 | 0 | 1 | 0 | 9 | E | 9 | 9 | E | 9 | 20.9 | E | 9 | 20.5 | E | 9 | 98 | A | 7 | 991 | E | 9 | 160 | E | 9 | 0.1 | E | 9 | 3733 | C | 8 | 740 | E | 9 | 3.7 | E | 8 | 0.197 | F | 8 | 0.15 | F | 8 | 0 | 1 | D | 9 | 45 | C | 8
[26 empty] | 3455800% | 4:00 | 0 | 0 | 0 | 1 | 0 | 0 | 1 | 0 | 0 | 1 | 0 | 0 | 1 | 0 | 0 | 1 | 0 | 0 | 1 | 0 | 0 | 1 | 0 | 9 | E | 9 | 9 | E | 9 | 21.3 | E | 9 | 20.6 | E | 9 | 96 | A | 7 | 991 | E | 9 | 0 | E | 9 | 0 | E | 9 | 3288 | C | 8 | 513 | E | 9 | 3.7 | E | 8 | 0.197 | F | 8 | 0.15 | F | 8 | 0 | 1 | D | 9 | 45 | C | 8
[26 empty] | 3455800% | 5:00 | 0 | 0 | 0 | 1 | 0 | 0 | 1 | 0 | 0 | 1 | 0 | 0 | 1 | 0 | 0 | 1 | 0 | 0 | 1 | 0 | 0 | 1 | 0 | 9 | E | 9 | 9 | E | 9 | 20.7 | E | 9 | 20.7 | E | 9 | 100 | A | 7 | 991 | E | 9 | 90 | E | 9 | 0.1 | E | 9 | 2844 | C | 8 | 287 | E | 9 | 3.7 | E | 8 | 0.197 | F | 8 | 0.15 | F | 8 | 0 | 1 | D | 9 | 45 | C | 8
[26 empty] | 3455800% | 6:00 | 48 | 854 | 5 | 1 | 24 | 0 | 1 | 27 | 5 | 1 | 24 | 6 | 1 | 24 | 0 | 1 | 27 | 6 | 1 | 24 | 20 | 1 | 43 | 10 | A | 7 | 10 | E | 9 | 21.1 | A | 7 | 20 | A | 7 | 93 | A | 7 | 992 | E | 9 | 0 | A | 7 | 0 | A | 7 | 2400 | B | 7 | 60 | A | 7 | 3.7 | E | 8 | 0.197 | F | 8 | 0.15 | F | 8 | 0 | 1 | D | 9 | 45 | C | 8
[26 empty] | 3455800% | 7:00 | 281 | 1330 | 27 | 1 | 24 | 0 | 1 | 27 | 27 | 1 | 24 | 33 | 1 | 24 | 0 | 1 | 27 | 33 | 1 | 24 | 113 | 1 | 43 | 10 | A | 7 | 10 | E | 9 | 21.1 | A | 7 | 19.4 | A | 7 | 90 | A | 7 | 992 | E | 9 | 0 | A | 7 | 0 | A | 7 | 2400 | B | 7 | 90 | A | 7 | 3.7 | E | 8 | 0.197 | F | 8 | 0.15 | F | 8 | 0 | 1 | D | 9 | 45 | C | 8
[26 empty] | 3455800% | 8:00 | 533 | 1330 | 66 | 1 | 24 | 0 | 1 | 27 | 66 | 1 | 24 | 80 | 1 | 24 | 0 | 1 | 27 | 80 | 1 | 24 | 298 | 1 | 43 | 10 | A | 7 | 10 | E | 9 | 22.2 | A | 7 | 20 | A | 7 | 87 | A | 7 | 992 | E | 9 | 0 | A | 7 | 0 | A | 7 | 2400 | B | 7 | 90 | A | 7 | 3.7 | E | 8 | 0.197 | F | 8 | 0.15 | F | 8 | 0 | 1 | D | 9 | 45 | C | 8
[26 empty] | 3455800% | 9:00 | 764 | 1330 | 106 | 1 | 24 | 0 | 1 | 27 | 106 | 1 | 24 | 129 | 1 | 24 | 0 | 1 | 27 | 129 | 1 | 24 | 514 | 1 | 43 | 10 | A | 7 | 10 | E | 9 | 23.3 | A | 7 | 20 | A | 7 | 82 | A | 7 | 992 | E | 9 | 0 | A | 7 | 0 | A | 7 | 2400 | B | 7 | 180 | A | 7 | 3.7 | E | 8 | 0.197 | F | 8 | 0.15 | F | 8 | 0 | 1 | D | 9 | 5 | C | 8
[26 empty] | 3455800% | 10:00 | 958 | 1330 | 169 | 1 | 24 | 0 | 1 | 27 | 169 | 1 | 24 | 205 | 1 | 24 | 0 | 1 | 27 | 205 | 1 | 24 | 834 | 1 | 43 | 10 | A | 7 | 10 | E | 9 | 23.8 | A | 7 | 20.5 | A | 7 | 82 | A | 7 | 993 | E | 9 | 0 | A | 7 | 0 | A | 7 | 3200 | B | 7 | 210 | A | 7 | 3.7 | E | 8 | 0.197 | F | 8 | 0.15 | F | 8 | 0 | 1 | D | 9 | 5 | C | 8
[26 empty] | 3455800% | 11:00 | 1102 | 1330 | 199 | 1 | 24 | 0 | 1 | 27 | 199 | 1 | 24 | 243 | 1 | 24 | 0 | 1 | 27 | 243 | 1 | 24 | 996 | 1 | 43 | 10 | A | 7 | 10 | E | 9 | 25.5 | A | 7 | 20.5 | A | 7 | 74 | A | 7 | 992 | E | 9 | 0 | A | 7 | 0 | A | 7 | 3200 | B | 7 | 240 | A | 7 | 3.7 | E | 8 | 0.197 | F | 8 | 0.15 | F | 8 | 0 | 1 | D | 9 | 5 | C | 8
[26 empty] | 3455800% | 12:00 | 1185 | 1330 | 645 | 1 | 24 | 516 | 1 | 27 | 184 | 1 | 24 | 697 | 1 | 24 | 532 | 1 | 27 | 223 | 1 | 24 | 948 | 1 | 43 | 3 | A | 7 | 3 | E | 9 | 27.4 | B | 8 | 21.1 | B | 8 | 69 | A | 7 | 992 | E | 9 | 0 | A | 7 | 0 | A | 7 | 4800 | B | 7 | 77777 | A | 7 | 3.7 | E | 8 | 0.197 | F | 8 | 0.15 | F | 8 | 0 | 1 | D | 9 | 5 | C | 8
[26 empty] | 3455800% | 13:00 | 1203 | 1330 | 873 | 1 | 24 | 728 | 1 | 27 | 214 | 1 | 24 | 937 | 1 | 24 | 746 | 1 | 27 | 261 | 1 | 24 | 1171 | 1 | 43 | 2 | A | 7 | 2 | E | 9 | 28.8 | A | 7 | 21.6 | A | 7 | 65 | A | 7 | 991 | E | 9 | 0 | A | 7 | 0 | A | 7 | 6400 | B | 7 | 77777 | A | 7 | 3.7 | E | 8 | 0.197 | F | 8 | 0.15 | F | 8 | 0 | 1 | D | 9 | 5 | C | 8
[26 empty] | 3455800% | 14:00 | 1154 | 1330 | 804 | 1 | 24 | 653 | 1 | 27 | 237 | 1 | 24 | 852 | 1 | 24 | 664 | 1 | 27 | 275 | 1 | 24 | 1074 | 1 | 43 | 3 | A | 7 | 3 | E | 9 | 30.5 | A | 7 | 21.6 | A | 7 | 59 | A | 7 | 991 | E | 9 | 0 | A | 7 | 0 | A | 7 | 6400 | B | 7 | 77777 | A | 7 | 3.7 | E | 8 | 0.197 | F | 8 | 0.15 | F | 8 | 0 | 1 | D | 9 | 5 | C | 8
[26 empty] | 3455800% | 15:00 | 1041 | 1330 | 727 | 1 | 24 | 703 | 1 | 27 | 177 | 1 | 24 | 778 | 1 | 24 | 719 | 1 | 27 | 214 | 1 | 24 | 607 | 1 | 43 | 2 | A | 7 | 2 | E | 9 | 31.1 | A | 7 | 21.6 | A | 7 | 57 | A | 7 | 990 | E | 9 | 210 | A | 7 | 2.5 | A | 7 | 6400 | B | 7 | 77777 | A | 7 | 3.7 | E | 8 | 0.197 | F | 8 | 0.15 | F | 8 | 0 | 1 | D | 9 | 5 | C | 8
[26 empty] | 3455800% | 16:00 | 872 | 1330 | 529 | 1 | 24 | 596 | 1 | 27 | 138 | 1 | 24 | 564 | 1 | 24 | 606 | 1 | 27 | 166 | 1 | 24 | 361 | 1 | 43 | 3 | A | 7 | 3 | E | 9 | 31.6 | A | 7 | 22.2 | A | 7 | 58 | A | 7 | 990 | E | 9 | 210 | A | 7 | 4.1 | A | 7 | 6400 | B | 7 | 77777 | A | 7 | 3.7 | E | 8 | 0.197 | F | 8 | 0.15 | F | 8 | 0 | 1 | D | 9 | 5 | C | 8
[26 empty] | 3455800% | 17:00 | 658 | 1330 | 431 | 1 | 24 | 672 | 1 | 27 | 98 | 1 | 24 | 457 | 1 | 24 | 666 | 1 | 27 | 127 | 1 | 24 | 212 | 1 | 43 | 0 | A | 7 | 0 | E | 9 | 30.5 | A | 7 | 21.1 | A | 7 | 57 | A | 7 | 989 | E | 9 | 170 | A | 7 | 3.6 | A | 7 | 6400 | B | 7 | 77777 | A | 7 | 3.7 | E | 8 | 0.197 | F | 8 | 0.15 | F | 8 | 0 | 1 | D | 9 | 5 | C | 8
[26 empty] | 3455800% | 18:00 | 415 | 1330 | 177 | 1 | 24 | 247 | 1 | 27 | 100 | 1 | 24 | 190 | 1 | 24 | 226 | 1 | 27 | 120 | 1 | 24 | 193 | 1 | 43 | 3 | A | 7 | 3 | E | 9 | 29.4 | A | 7 | 22.2 | A | 7 | 65 | A | 7 | 989 | E | 9 | 160 | A | 7 | 2 | A | 7 | 6400 | B | 7 | 77777 | A | 7 | 3.7 | E | 8 | 0.197 | F | 8 | 0.15 | F | 8 | 0 | 1 | D | 9 | 5 | C | 8
[26 empty] | 3455800% | 19:00 | 160 | 1330 | 33 | 1 | 24 | 0 | 1 | 27 | 33 | 1 | 24 | 37 | 1 | 24 | 0 | 1 | 27 | 37 | 1 | 24 | 116 | 1 | 43 | 9 | A | 7 | 9 | E | 9 | 28.8 | A | 7 | 22.7 | A | 7 | 70 | A | 7 | 989 | E | 9 | 180 | A | 7 | 2 | A | 7 | 8000 | B | 7 | 4500 | A | 7 | 3.6 | E | 8 | 0.197 | F | 8 | 0.15 | F | 8 | 0 | 1 | D | 9 | 5 | C | 8
[26 empty] | 3455800% | 20:00 | 3 | 211 | 0 | 1 | 24 | 0 | 1 | 27 | 0 | 1 | 24 | 0 | 1 | 24 | 0 | 1 | 27 | 0 | 1 | 24 | 0 | 1 | 43 | 9 | A | 7 | 9 | E | 9 | 28.3 | A | 7 | 22.7 | A | 7 | 72 | A | 7 | 989 | E | 9 | 0 | A | 7 | 0 | A | 7 | 8000 | B | 7 | 4500 | A | 7 | 3.6 | E | 8 | 0.197 | F | 8 | 0.15 | F | 8 | 0 | 1 | D | 9 | 5 | C | 8
[26 empty] | 3455800% | 21:00 | 0 | 0 | 0 | 1 | 0 | 0 | 1 | 0 | 0 | 1 | 0 | 0 | 1 | 0 | 0 | 1 | 0 | 0 | 1 | 0 | 0 | 1 | 0 | 9 | A | 7 | 9 | E | 9 | 27.2 | A | 7 | 22.7 | A | 7 | 76 | A | 7 | 990 | E | 9 | 180 | A | 7 | 2 | A | 7 | 8000 | B | 7 | 4500 | A | 7 | 3.6 | E | 8 | 0.197 | F | 8 | 0.15 | F | 8 | 0 | 1 | D | 9 | 5 | C | 8
[26 empty] | 3455800% | 22:00 | 0 | 0 | 0 | 1 | 0 | 0 | 1 | 0 | 0 | 1 | 0 | 0 | 1 | 0 | 0 | 1 | 0 | 0 | 1 | 0 | 0 | 1 | 0 | 8 | E | 9 | 8 | E | 9 | 26.9 | E | 9 | 21.8 | E | 9 | 74 | A | 7 | 990 | E | 9 | 160 | E | 9 | 2 | E | 9 | 7822 | C | 8 | 6438 | E | 9 | 3.6 | E | 8 | 0.197 | F | 8 | 0.15 | F | 8 | 0 | 1 | D | 9 | 5 | C | 8
[26 empty] | 3455800% | 23:00 | 0 | 0 | 0 | 1 | 0 | 0 | 1 | 0 | 0 | 1 | 0 | 0 | 1 | 0 | 0 | 1 | 0 | 0 | 1 | 0 | 0 | 1 | 0 | 7 | E | 9 | 7 | E | 9 | 26.7 | E | 9 | 21.9 | E | 9 | 75 | A | 7 | 990 | E | 9 | 140 | E | 9 | 1.8 | E | 9 | 7644 | C | 8 | 8377 | E | 9 | 3.6 | E | 8 | 0.197 | F | 8 | 0.15 | F | 8 | 0 | 1 | D | 9 | 5 | C | 8
[26 empty] | 3455800% | 24:00 | 0 | 0 | 0 | 1 | 0 | 0 | 1 | 0 | 0 | 1 | 0 | 0 | 1 | 0 | 0 | 1 | 0 | 0 | 1 | 0 | 0 | 1 | 0 | 7 | E | 9 | 7 | E | 9 | 26.4 | E | 9 | 22 | E | 9 | 77 | A | 7 | 990 | E | 9 | 250 | E | 9 | 2.1 | E | 9 | 7466 | C | 8 | 10315 | E | 9 | 3.6 | E | 8 | 0.197 | F | 8 | 0.15 | F | 8 | 0 | 1 | D | 9 | 5 | C | 8
[26 empty] | 3455900% | 1:00 | 0 | 0 | 0 | 1 | 0 | 0 | 1 | 0 | 0 | 1 | 0 | 0 | 1 | 0 | 0 | 1 | 0 | 0 | 1 | 0 | 0 | 1 | 0 | 6 | E | 9 | 6 | E | 9 | 26.1 | E | 9 | 22.1 | E | 9 | 79 | A | 7 | 990 | E | 9 | 230 | E | 9 | 3 | E | 9 | 7288 | C | 8 | 12253 | E | 9 | 3.6 | E | 8 | 0.197 | F | 8 | 0.15 | F | 8 | 0 | 1 | D | 9 | 5 | C | 8
[26 empty] | 3455900% | 2:00 | 0 | 0 | 0 | 1 | 0 | 0 | 1 | 0 | 0 | 1 | 0 | 0 | 1 | 0 | 0 | 1 | 0 | 0 | 1 | 0 | 0 | 1 | 0 | 5 | E | 9 | 5 | E | 9 | 25.9 | E | 9 | 22.2 | E | 9 | 80 | A | 7 | 989 | E | 9 | 260 | E | 9 | 2.5 | E | 9 | 7111 | C | 8 | 14191 | E | 9 | 3.6 | E | 8 | 0.197 | F | 8 | 0.15 | F | 8 | 0 | 1 | D | 9 | 45 | C | 8
[26 empty] | 3455900% | 3:00 | 0 | 0 | 0 | 1 | 0 | 0 | 1 | 0 | 0 | 1 | 0 | 0 | 1 | 0 | 0 | 1 | 0 | 0 | 1 | 0 | 0 | 1 | 0 | 4 | E | 9 | 4 | E | 9 | 25.6 | E | 9 | 22.3 | E | 9 | 82 | A | 7 | 989 | E | 9 | 160 | E | 9 | 1.3 | E | 9 | 6933 | C | 8 | 16130 | E | 9 | 3.6 | E | 8 | 0.197 | F | 8 | 0.15 | F | 8 | 0 | 1 | D | 9 | 45 | C | 8
[26 empty] | 3455900% | 4:00 | 0 | 0 | 0 | 1 | 0 | 0 | 1 | 0 | 0 | 1 | 0 | 0 | 1 | 0 | 0 | 1 | 0 | 0 | 1 | 0 | 0 | 1 | 0 | 3 | E | 9 | 3 | E | 9 | 25.3 | E | 9 | 22.4 | E | 9 | 84 | A | 7 | 989 | E | 9 | 170 | E | 9 | 1.6 | E | 9 | 6755 | C | 8 | 18068 | E | 9 | 3.6 | E | 8 | 0.197 | F | 8 | 0.15 | F | 8 | 0 | 1 | D | 9 | 45 | C | 8
[26 empty] | 3455900% | 5:00 | 0 | 0 | 0 | 1 | 0 | 0 | 1 | 0 | 0 | 1 | 0 | 0 | 1 | 0 | 0 | 1 | 0 | 0 | 1 | 0 | 0 | 1 | 0 | 2 | E | 9 | 2 | E | 9 | 24.1 | E | 9 | 21.5 | E | 9 | 85 | A | 7 | 989 | E | 9 | 180 | E | 9 | 1.7 | E | 9 | 6577 | C | 8 | 20006 | E | 9 | 3.6 | E | 8 | 0.197 | F | 8 | 0.15 | F | 8 | 0 | 1 | D | 9 | 45 | C | 8
[26 empty] | 3455900% | 6:00 | 46 | 832 | 12 | 1 | 24 | 65 | 1 | 27 | 9 | 1 | 24 | 15 | 1 | 24 | 25 | 1 | 27 | 13 | 1 | 24 | 15 | 1 | 43 | 2 | A | 7 | 2 | E | 9 | 23.8 | A | 7 | 21.6 | A | 7 | 88 | A | 7 | 990 | E | 9 | 180 | A | 7 | 2 | A | 7 | 6400 | B | 7 | 77777 | A | 7 | 3.6 | E | 8 | 0.197 | F | 8 | 0.15 | F | 8 | 0 | 1 | D | 9 | 45 | C | 8
[26 empty] | 3455900% | 7:00 | 278 | 1331 | 53 | 1 | 24 | 0 | 1 | 27 | 53 | 1 | 24 | 61 | 1 | 24 | 0 | 1 | 27 | 61 | 1 | 24 | 200 | 1 | 43 | 10 | A | 7 | 10 | E | 9 | 25 | A | 7 | 21.6 | A | 7 | 81 | A | 7 | 990 | E | 9 | 180 | A | 7 | 2 | A | 7 | 6400 | B | 7 | 5400 | A | 7 | 3.6 | E | 8 | 0.197 | F | 8 | 0.15 | F | 8 | 0 | 1 | D | 9 | 5 | C | 8
[26 empty] | 3455900% | 8:00 | 530 | 1331 | 158 | 1 | 24 | 54 | 1 | 27 | 137 | 1 | 24 | 174 | 1 | 24 | 52 | 1 | 27 | 154 | 1 | 24 | 397 | 1 | 43 | 9 | A | 7 | 9 | E | 9 | 26.6 | A | 7 | 22.2 | A | 7 | 77 | A | 7 | 990 | E | 9 | 220 | A | 7 | 3 | A | 7 | 6400 | B | 7 | 77777 | A | 7 | 3.6 | E | 8 | 0.197 | F | 8 | 0.15 | F | 8 | 0 | 1 | D | 9 | 5 | C | 8
[26 empty] | 3455900% | 9:00 | 761 | 1331 | 284 | 1 | 24 | 41 | 1 | 27 | 260 | 1 | 24 | 312 | 1 | 24 | 41 | 1 | 27 | 288 | 1 | 24 | 813 | 1 | 43 | 9 | A | 7 | 9 | E | 9 | 28.3 | A | 7 | 22.2 | A | 7 | 70 | A | 7 | 990 | E | 9 | 220 | A | 7 | 3.6 | A | 7 | 6400 | C | 8 | 77777 | A | 7 | 3.6 | E | 8 | 0.197 | F | 8 | 0.15 | F | 8 | 0 | 1 | D | 9 | 0 | C | 8
[26 empty] | 3455900% | 10:00 | 955 | 1331 | 417 | 1 | 24 | 33 | 1 | 27 | 392 | 1 | 24 | 471 | 1 | 24 | 34 | 1 | 27 | 447 | 1 | 24 | 1527 | 1 | 43 | 9 | A | 7 | 9 | E | 9 | 29.4 | A | 7 | 22.7 | A | 7 | 67 | A | 7 | 991 | E | 9 | 220 | A | 7 | 3 | A | 7 | 6400 | B | 7 | 77777 | A | 7 | 3.6 | E | 8 | 0.197 | F | 8 | 0.15 | F | 8 | 0 | 1 | D | 9 | 5 | C | 8
[26 empty] | 3455900% | 11:00 | 1099 | 1331 | 424 | 1 | 24 | 126 | 1 | 27 | 320 | 1 | 24 | 472 | 1 | 24 | 135 | 1 | 27 | 360 | 1 | 24 | 1218 | 1 | 43 | 9 | A | 7 | 9 | E | 9 | 31.1 | A | 7 | 22.7 | A | 7 | 61 | A | 7 | 991 | E | 9 | 190 | A | 7 | 3.6 | A | 7 | 6400 | B | 7 | 77777 | A | 7 | 3.6 | E | 8 | 0.197 | F | 8 | 0.15 | F | 8 | 0 | 1 | D | 9 | 5 | C | 8
[26 empty] | 3455900% | 12:00 | 1183 | 1331 | 327 | 1 | 24 | 0 | 1 | 27 | 327 | 1 | 24 | 389 | 1 | 24 | 0 | 1 | 27 | 389 | 1 | 24 | 1498 | 1 | 43 | 10 | A | 7 | 10 | E | 9 | 31.6 | A | 7 | 22.7 | A | 7 | 59 | A | 7 | 990 | E | 9 | 210 | A | 7 | 4.1 | A | 7 | 6400 | B | 7 | 6000 | A | 7 | 3.7 | E | 8 | 0.197 | F | 8 | 0.15 | F | 8 | 0 | 1 | D | 9 | 5 | C | 8
[26 empty] | 3455900% | 13:00 | 1200 | 1331 | 265 | 1 | 24 | 0 | 1 | 27 | 265 | 1 | 24 | 321 | 1 | 24 | 0 | 1 | 27 | 321 | 1 | 24 | 1279 | 1 | 43 | 10 | A | 7 | 10 | E | 9 | 31.6 | A | 7 | 23.3 | A | 7 | 62 | A | 7 | 989 | E | 9 | 210 | A | 7 | 3 | A | 7 | 6400 | B | 7 | 1140 | A | 7 | 3.7 | E | 8 | 0.197 | F | 8 | 0.15 | F | 8 | 0 | 1 | D | 9 | 5 | C | 8
[26 empty] | 3455900% | 14:00 | 1151 | 1331 | 253 | 1 | 25 | 0 | 1 | 28 | 253 | 1 | 25 | 305 | 1 | 25 | 0 | 1 | 28 | 305 | 1 | 25 | 1222 | 1 | 45 | 10 | B | 8 | 10 | B | 8 | 30.4 | B | 8 | 23 | B | 8 | 65 | A | 7 | 989 | E | 9 | 220 | B | 8 | 3.6 | B | 8 | 6400 | C | 8 | 2820 | B | 8 | 3.7 | E | 8 | 0.197 | F | 8 | 0.15 | F | 8 | 0 | 1 | D | 9 | 5 | C | 8
[26 empty] | 3455900% | 15:00 | 1037 | 1331 | 282 | 1 | 24 | 0 | 1 | 27 | 282 | 1 | 24 | 332 | 1 | 24 | 0 | 1 | 27 | 332 | 1 | 24 | 1292 | 1 | 43 | 10 | A | 7 | 10 | E | 9 | 28.8 | A | 7 | 22.7 | A | 7 | 70 | A | 7 | 988 | E | 9 | 220 | A | 7 | 4.1 | A | 7 | 6400 | B | 7 | 4500 | A | 7 | 3.7 | E | 8 | 0.197 | F | 8 | 0.15 | F | 8 | 0 | 1 | D | 9 | 5 | C | 8
[26 empty] | 3455900% | 16:00 | 868 | 1331 | 230 | 1 | 24 | 0 | 1 | 27 | 230 | 1 | 24 | 268 | 1 | 24 | 0 | 1 | 27 | 268 | 1 | 24 | 1020 | 1 | 43 | 10 | A | 7 | 10 | E | 9 | 27.7 | A | 7 | 20.5 | A | 7 | 65 | A | 7 | 988 | E | 9 | 180 | A | 7 | 2 | A | 7 | 6400 | B | 7 | 4500 | A | 7 | 3.8 | E | 8 | 0.197 | F | 8 | 0.15 | F | 8 | 0 | 1 | D | 9 | 5 | C | 8
[26 empty] | 3455900% | 17:00 | 654 | 1331 | 163 | 1 | 24 | 0 | 1 | 27 | 163 | 1 | 24 | 188 | 1 | 24 | 0 | 1 | 27 | 188 | 1 | 24 | 681 | 1 | 43 | 10 | A | 7 | 10 | E | 9 | 28.8 | A | 7 | 21.6 | A | 7 | 65 | A | 7 | 988 | E | 9 | 190 | A | 7 | 2 | A | 7 | 6400 | B | 7 | 4500 | A | 7 | 3.8 | E | 8 | 0.197 | F | 8 | 0.15 | F | 8 | 0 | 1 | D | 9 | 5 | C | 8
[26 empty] | 3455900% | 18:00 | 410 | 1331 | 159 | 1 | 24 | 64 | 1 | 27 | 139 | 1 | 24 | 174 | 1 | 24 | 59 | 1 | 27 | 156 | 1 | 24 | 355 | 1 | 43 | 9 | A | 7 | 9 | E | 9 | 27.7 | A | 7 | 22.2 | A | 7 | 72 | A | 7 | 987 | E | 9 | 180 | A | 7 | 2 | A | 7 | 6400 | B | 7 | 4500 | A | 7 | 3.8 | E | 8 | 0.197 | F | 8 | 0.15 | F | 8 | 0 | 1 | D | 9 | 5 | C | 8
[26 empty] | 3455900% | 19:00 | 155 | 1331 | 33 | 1 | 24 | 43 | 1 | 27 | 28 | 1 | 24 | 37 | 1 | 24 | 26 | 1 | 27 | 34 | 1 | 24 | 59 | 1 | 43 | 9 | A | 7 | 9 | E | 9 | 28.3 | A | 7 | 22.7 | A | 7 | 72 | A | 7 | 988 | E | 9 | 180 | A | 7 | 2 | A | 7 | 8000 | B | 7 | 6000 | A | 7 | 3.8 | E | 8 | 0.197 | F | 8 | 0.15 | F | 8 | 0 | 1 | D | 9 | 5 | C | 8
[26 empty] | 3455900% | 20:00 | 2 | 189 | 0 | 1 | 24 | 4 | 1 | 27 | 0 | 1 | 24 | 0 | 1 | 24 | 0 | 1 | 27 | 0 | 1 | 24 | 0 | 1 | 43 | 2 | A | 7 | 2 | E | 9 | 27.2 | A | 7 | 22.7 | A | 7 | 76 | A | 7 | 988 | E | 9 | 0 | A | 7 | 0 | A | 7 | 9700 | B | 7 | 77777 | A | 7 | 3.8 | E | 8 | 0.197 | F | 8 | 0.15 | F | 8 | 0 | 1 | D | 9 | 5 | C | 8
[26 empty] | 3455900% | 21:00 | 0 | 0 | 0 | 1 | 0 | 0 | 1 | 0 | 0 | 1 | 0 | 0 | 1 | 0 | 0 | 1 | 0 | 0 | 1 | 0 | 0 | 1 | 0 | 0 | A | 7 | 0 | E | 9 | 26.6 | A | 7 | 22.7 | A | 7 | 79 | A | 7 | 989 | E | 9 | 210 | A | 7 | 2.5 | A | 7 | 11300 | B | 7 | 77777 | A | 7 | 3.9 | E | 8 | 0.197 | F | 8 | 0.15 | F | 8 | 0 | 1 | D | 9 | 0 | C | 8
[26 empty] | 3455900% | 22:00 | 0 | 0 | 0 | 1 | 0 | 0 | 1 | 0 | 0 | 1 | 0 | 0 | 1 | 0 | 0 | 1 | 0 | 0 | 1 | 0 | 0 | 1 | 0 | 0 | E | 9 | 0 | E | 9 | 27.7 | E | 9 | 22.7 | E | 9 | 74 | A | 7 | 989 | E | 9 | 210 | E | 9 | 2.5 | E | 9 | 12722 | C | 8 | 21988 | E | 9 | 3.9 | E | 8 | 0.197 | F | 8 | 0.15 | F | 8 | 0 | 1 | D | 9 | 0 | C | 8
[26 empty] | 3455900% | 23:00 | 0 | 0 | 0 | 1 | 0 | 0 | 1 | 0 | 0 | 1 | 0 | 0 | 1 | 0 | 0 | 1 | 0 | 0 | 1 | 0 | 0 | 1 | 0 | 1 | E | 9 | 1 | E | 9 | 27.8 | E | 9 | 22.7 | E | 9 | 74 | A | 7 | 988 | E | 9 | 200 | E | 9 | 2.6 | E | 9 | 14144 | C | 8 | 21975 | E | 9 | 3.9 | E | 8 | 0.197 | F | 8 | 0.15 | F | 8 | 0 | 1 | D | 9 | 0 | C | 8
[26 empty] | 3455900% | 24:00 | 0 | 0 | 0 | 1 | 0 | 0 | 1 | 0 | 0 | 1 | 0 | 0 | 1 | 0 | 0 | 1 | 0 | 0 | 1 | 0 | 0 | 1 | 0 | 1 | E | 9 | 1 | E | 9 | 25.9 | E | 9 | 21.6 | E | 9 | 77 | A | 7 | 988 | E | 9 | 210 | E | 9 | 2.6 | E | 9 | 15566 | C | 8 | 21963 | E | 9 | 3.9 | E | 8 | 0.197 | F | 8 | 0.15 | F | 8 | 0 | 1 | D | 9 | 0 | C | 8
[26 empty] | 3456000% | 1:00 | 0 | 0 | 0 | 1 | 0 | 0 | 1 | 0 | 0 | 1 | 0 | 0 | 1 | 0 | 0 | 1 | 0 | 0 | 1 | 0 | 0 | 1 | 0 | 1 | E | 9 | 1 | E | 9 | 26 | E | 9 | 21.6 | E | 9 | 77 | A | 7 | 988 | E | 9 | 210 | E | 9 | 2.6 | E | 9 | 16988 | C | 8 | 21950 | E | 9 | 3.9 | E | 8 | 0.196 | F | 8 | 0.15 | F | 8 | 0 | 1 | D | 9 | 0 | C | 8
[26 empty] | 3456000% | 2:00 | 0 | 0 | 0 | 1 | 0 | 0 | 1 | 0 | 0 | 1 | 0 | 0 | 1 | 0 | 0 | 1 | 0 | 0 | 1 | 0 | 0 | 1 | 0 | 2 | E | 9 | 2 | E | 9 | 25 | E | 9 | 21.6 | E | 9 | 81 | A | 7 | 988 | E | 9 | 200 | E | 9 | 2.6 | E | 9 | 18411 | C | 8 | 21938 | E | 9 | 4 | E | 8 | 0.196 | F | 8 | 0.15 | F | 8 | 0 | 1 | D | 9 | 0 | C | 8
[26 empty] | 3456000% | 3:00 | 0 | 0 | 0 | 1 | 0 | 0 | 1 | 0 | 0 | 1 | 0 | 0 | 1 | 0 | 0 | 1 | 0 | 0 | 1 | 0 | 0 | 1 | 0 | 2 | E | 9 | 2 | E | 9 | 25.1 | E | 9 | 21.6 | E | 9 | 81 | A | 7 | 988 | E | 9 | 200 | E | 9 | 2.6 | E | 9 | 19833 | C | 8 | 21925 | E | 9 | 4 | E | 8 | 0.196 | F | 8 | 0.15 | F | 8 | 0 | 1 | D | 9 | 0 | C | 8
[26 empty] | 3456000% | 4:00 | 0 | 0 | 0 | 1 | 0 | 0 | 1 | 0 | 0 | 1 | 0 | 0 | 1 | 0 | 0 | 1 | 0 | 0 | 1 | 0 | 0 | 1 | 0 | 2 | E | 9 | 2 | E | 9 | 25.2 | E | 9 | 21.5 | E | 9 | 80 | A | 7 | 988 | E | 9 | 200 | E | 9 | 2.6 | E | 9 | 21255 | C | 8 | 21913 | E | 9 | 4 | E | 8 | 0.196 | F | 8 | 0.15 | F | 8 | 0 | 1 | D | 9 | 0 | C | 8
[26 empty] | 3456000% | 5:00 | 0 | 0 | 0 | 1 | 0 | 0 | 1 | 0 | 0 | 1 | 0 | 0 | 1 | 0 | 0 | 1 | 0 | 0 | 1 | 0 | 0 | 1 | 0 | 3 | E | 9 | 3 | E | 9 | 25.3 | E | 9 | 20.5 | E | 9 | 75 | A | 7 | 988 | E | 9 | 190 | E | 9 | 2.7 | E | 9 | 22677 | C | 8 | 21900 | E | 9 | 4 | E | 8 | 0.196 | F | 8 | 0.15 | F | 8 | 0 | 1 | D | 9 | 0 | C | 8
[26 empty] | 3456000% | 6:00 | 43 | 810 | 11 | 1 | 24 | 2 | 1 | 27 | 11 | 1 | 24 | 13 | 1 | 24 | 0 | 1 | 27 | 13 | 1 | 24 | 41 | 1 | 43 | 3 | A | 7 | 3 | E | 9 | 24.4 | A | 7 | 20.5 | A | 7 | 79 | A | 7 | 989 | E | 9 | 180 | A | 7 | 2 | A | 7 | 24100 | B | 7 | 77777 | A | 7 | 4.1 | E | 8 | 0.196 | F | 8 | 0.15 | F | 8 | 0 | 1 | D | 9 | 0 | C | 8
[26 empty] | 3456000% | 7:00 | 275 | 1331 | 66 | 1 | 24 | 22 | 1 | 27 | 61 | 1 | 24 | 72 | 1 | 24 | 18 | 1 | 27 | 68 | 1 | 24 | 159 | 1 | 43 | 9 | A | 7 | 9 | E | 9 | 25.5 | A | 7 | 20.5 | A | 7 | 74 | A | 7 | 989 | E | 9 | 190 | A | 7 | 4.1 | A | 7 | 32200 | B | 7 | 77777 | A | 7 | 4.1 | E | 8 | 0.196 | F | 8 | 0.15 | F | 8 | 0 | 1 | D | 9 | 0 | C | 8
[26 empty] | 3456000% | 8:00 | 527 | 1331 | 133 | 1 | 24 | 32 | 1 | 27 | 120 | 1 | 24 | 146 | 1 | 24 | 31 | 1 | 27 | 134 | 1 | 24 | 354 | 1 | 43 | 9 | A | 7 | 9 | E | 9 | 27.2 | A | 7 | 20 | A | 7 | 65 | A | 7 | 990 | E | 9 | 200 | A | 7 | 4.6 | A | 7 | 32200 | B | 7 | 6900 | A | 7 | 4 | E | 8 | 0.196 | F | 8 | 0.15 | F | 8 | 0 | 1 | D | 9 | 0 | C | 8
[26 empty] | 3456000% | 9:00 | 759 | 1331 | 242 | 1 | 24 | 44 | 1 | 27 | 217 | 1 | 24 | 267 | 1 | 24 | 44 | 1 | 27 | 241 | 1 | 24 | 702 | 1 | 43 | 9 | A | 7 | 9 | E | 9 | 27.7 | A | 7 | 21.1 | A | 7 | 67 | A | 7 | 990 | E | 9 | 210 | A | 7 | 5.1 | A | 7 | 32200 | B | 7 | 7500 | A | 7 | 4 | E | 8 | 0.196 | F | 8 | 0.15 | F | 8 | 0 | 1 | D | 9 | 0 | C | 8
[26 empty] | 3456000% | 10:00 | 953 | 1331 | 449 | 1 | 24 | 161 | 1 | 27 | 333 | 1 | 24 | 491 | 1 | 24 | 170 | 1 | 27 | 368 | 1 | 24 | 1032 | 1 | 43 | 9 | A | 7 | 9 | E | 9 | 30 | A | 7 | 21.6 | A | 7 | 61 | A | 7 | 990 | E | 9 | 210 | A | 7 | 5.1 | A | 7 | 32200 | B | 7 | 1500 | A | 7 | 3.9 | E | 8 | 0.196 | F | 8 | 0.15 | F | 8 | 0 | 1 | D | 9 | 0 | C | 8
[26 empty] | 3456000% | 11:00 | 1097 | 1331 | 233 | 1 | 24 | 0 | 1 | 27 | 233 | 1 | 24 | 281 | 1 | 24 | 0 | 1 | 27 | 281 | 1 | 24 | 1133 | 1 | 43 | 10 | A | 7 | 10 | E | 9 | 29.4 | A | 7 | 21.6 | A | 7 | 63 | A | 7 | 990 | E | 9 | 210 | A | 7 | 4.1 | A | 7 | 32200 | B | 7 | 1500 | A | 7 | 3.9 | E | 8 | 0.196 | F | 8 | 0.15 | F | 8 | 0 | 1 | D | 9 | 80 | C | 8
[26 empty] | 3456000% | 12:00 | 1180 | 1331 | 255 | 1 | 24 | 0 | 1 | 27 | 255 | 1 | 24 | 309 | 1 | 24 | 0 | 1 | 27 | 309 | 1 | 24 | 1236 | 1 | 43 | 10 | A | 7 | 10 | E | 9 | 27.7 | A | 7 | 22.2 | A | 7 | 72 | A | 7 | 990 | E | 9 | 270 | A | 7 | 3.6 | A | 7 | 24100 | B | 7 | 1500 | A | 7 | 3.8 | E | 8 | 0.196 | F | 8 | 0.15 | F | 8 | 0 | 1 | D | 9 | 80 | C | 8
[26 empty] | 3456000% | 13:00 | 1198 | 1331 | 260 | 1 | 24 | 0 | 1 | 27 | 260 | 1 | 24 | 315 | 1 | 24 | 0 | 1 | 27 | 315 | 1 | 24 | 1259 | 1 | 43 | 10 | A | 7 | 10 | E | 9 | 29.4 | A | 7 | 21.1 | A | 7 | 61 | A | 7 | 990 | E | 9 | 240 | A | 7 | 5.1 | A | 7 | 16100 | B | 7 | 900 | A | 7 | 3.8 | E | 8 | 0.196 | F | 8 | 0.15 | F | 8 | 0 | 1 | D | 9 | 0 | C | 8
[26 empty] | 3456000% | 14:00 | 1148 | 1331 | 247 | 1 | 24 | 0 | 1 | 27 | 247 | 1 | 24 | 299 | 1 | 24 | 0 | 1 | 27 | 299 | 1 | 24 | 1198 | 1 | 43 | 10 | A | 7 | 10 | E | 9 | 27.7 | A | 7 | 19.4 | A | 7 | 61 | A | 7 | 989 | E | 9 | 280 | A | 7 | 5.1 | A | 7 | 11300 | B | 7 | 1500 | A | 7 | 3.7 | E | 8 | 0.196 | F | 8 | 0.15 | F | 8 | 0 | 1 | D | 9 | 17 | C | 8
[26 empty] | 3456000% | 15:00 | 1034 | 1331 | 217 | 1 | 24 | 0 | 1 | 27 | 217 | 1 | 24 | 261 | 1 | 24 | 0 | 1 | 27 | 261 | 1 | 24 | 1053 | 1 | 43 | 10 | A | 7 | 10 | E | 9 | 22.2 | A | 7 | 20 | A | 7 | 87 | A | 7 | 989 | E | 9 | 300 | A | 7 | 2.5 | A | 7 | 6400 | B | 7 | 1500 | A | 7 | 3.7 | E | 8 | 0.196 | F | 8 | 0.15 | F | 8 | 0 | 1 | D | 9 | 45 | C | 8
[26 empty] | 3456000% | 16:00 | 864 | 1331 | 216 | 1 | 24 | 0 | 1 | 27 | 216 | 1 | 24 | 253 | 1 | 24 | 0 | 1 | 27 | 253 | 1 | 24 | 971 | 1 | 43 | 10 | A | 7 | 10 | E | 9 | 23.3 | A | 7 | 20.5 | A | 7 | 84 | A | 7 | 988 | E | 9 | 250 | A | 7 | 2 | A | 7 | 11300 | B | 7 | 4200 | A | 7 | 3.6 | E | 8 | 0.196 | F | 8 | 0.15 | F | 8 | 0 | 1 | D | 9 | 0 | C | 8
[26 empty] | 3456000% | 17:00 | 650 | 1331 | 146 | 1 | 24 | 0 | 1 | 27 | 146 | 1 | 24 | 170 | 1 | 24 | 0 | 1 | 27 | 170 | 1 | 24 | 624 | 1 | 43 | 10 | A | 7 | 10 | E | 9 | 23.3 | A | 7 | 20.5 | A | 7 | 84 | A | 7 | 988 | E | 9 | 280 | A | 7 | 2.5 | A | 7 | 11300 | B | 7 | 4200 | A | 7 | 3.6 | E | 8 | 0.196 | F | 8 | 0.15 | F | 8 | 0 | 1 | D | 9 | 61 | C | 8
[26 empty] | 3456000% | 18:00 | 405 | 1331 | 83 | 1 | 24 | 0 | 1 | 27 | 83 | 1 | 24 | 95 | 1 | 24 | 0 | 1 | 27 | 95 | 1 | 24 | 326 | 1 | 43 | 10 | A | 7 | 10 | E | 9 | 23.3 | A | 7 | 21.1 | A | 7 | 87 | A | 7 | 989 | E | 9 | 300 | A | 7 | 3 | A | 7 | 11300 | B | 7 | 4200 | A | 7 | 3.5 | E | 8 | 0.196 | F | 8 | 0.15 | F | 8 | 0 | 1 | D | 9 | 0 | C | 8
[26 empty] | 3456000% | 19:00 | 150 | 1331 | 36 | 1 | 24 | 0 | 1 | 27 | 36 | 1 | 24 | 40 | 1 | 24 | 0 | 1 | 27 | 40 | 1 | 24 | 120 | 1 | 43 | 10 | A | 7 | 10 | E | 9 | 22.7 | A | 7 | 20 | A | 7 | 85 | A | 7 | 989 | E | 9 | 0 | A | 7 | 0 | A | 7 | 16100 | B | 7 | 4200 | A | 7 | 3.4 | E | 8 | 0.196 | F | 8 | 0.15 | F | 8 | 0 | 1 | D | 9 | 0 | C | 8
[26 empty] | 3456000% | 20:00 | 2 | 166 | 0 | 1 | 24 | 0 | 1 | 27 | 0 | 1 | 24 | 0 | 1 | 24 | 0 | 1 | 27 | 0 | 1 | 24 | 0 | 1 | 43 | 10 | A | 7 | 10 | E | 9 | 21.6 | A | 7 | 17.2 | A | 7 | 76 | A | 7 | 990 | E | 9 | 340 | A | 7 | 2 | A | 7 | 11300 | B | 7 | 4200 | A | 7 | 3.4 | E | 8 | 0.196 | F | 8 | 0.15 | F | 8 | 0 | 1 | D | 9 | 0 | C | 8
[26 empty] | 3456000% | 21:00 | 0 | 0 | 0 | 1 | 0 | 0 | 1 | 0 | 0 | 1 | 0 | 0 | 1 | 0 | 0 | 1 | 0 | 0 | 1 | 0 | 0 | 1 | 0 | 9 | B | 8 | 9 | B | 8 | 20.3 | B | 8 | 16.7 | B | 8 | 80 | A | 7 | 990 | E | 9 | 340 | B | 8 | 1.8 | B | 8 | 13390 | C | 8 | 5980 | B | 8 | 3.3 | E | 8 | 0.196 | F | 8 | 0.15 | F | 8 | 0 | 1 | D | 9 | 0 | C | 8
[26 empty] | 3456000% | 22:00 | 0 | 0 | 0 | 1 | 0 | 0 | 1 | 0 | 0 | 1 | 0 | 0 | 1 | 0 | 0 | 1 | 0 | 0 | 1 | 0 | 0 | 1 | 0 | 8 | B | 8 | 8 | B | 8 | 19.4 | B | 8 | 16.4 | B | 8 | 83 | A | 7 | 990 | E | 9 | 340 | B | 8 | 1.6 | B | 8 | 15480 | C | 8 | 7760 | B | 8 | 3.3 | E | 8 | 0.196 | F | 8 | 0.15 | F | 8 | 0 | 1 | D | 9 | 0 | C | 8
[26 empty] | 3456000% | 23:00 | 0 | 0 | 0 | 1 | 0 | 0 | 1 | 0 | 0 | 1 | 0 | 0 | 1 | 0 | 0 | 1 | 0 | 0 | 1 | 0 | 0 | 1 | 0 | 8 | B | 8 | 8 | B | 8 | 18.4 | B | 8 | 16 | B | 8 | 86 | A | 7 | 991 | E | 9 | 350 | B | 8 | 1.4 | B | 8 | 17570 | C | 8 | 9540 | B | 8 | 3.2 | E | 8 | 0.196 | F | 8 | 0.15 | F | 8 | 0 | 1 | D | 9 | 0 | C | 8
[26 empty] | 3456000% | 24:00 | 0 | 0 | 0 | 1 | 0 | 0 | 1 | 0 | 0 | 1 | 0 | 0 | 1 | 0 | 0 | 1 | 0 | 0 | 1 | 0 | 0 | 1 | 0 | 7 | B | 8 | 7 | B | 8 | 17.5 | B | 8 | 15.5 | B | 8 | 88 | A | 7 | 991 | E | 9 | 350 | B | 8 | 1.2 | B | 8 | 19660 | C | 8 | 11320 | B | 8 | 3.2 | E | 8 | 0.196 | F | 8 | 0.15 | F | 8 | 0 | 1 | D | 9 | 0 | C | 8
[26 empty] | 3456100% | 1:00 | 0 | 0 | 0 | 1 | 0 | 0 | 1 | 0 | 0 | 1 | 0 | 0 | 1 | 0 | 0 | 1 | 0 | 0 | 1 | 0 | 0 | 1 | 0 | 6 | B | 8 | 6 | B | 8 | 16.6 | B | 8 | 15.1 | B | 8 | 91 | A | 7 | 991 | E | 9 | 350 | B | 8 | 1 | B | 8 | 21750 | C | 8 | 13100 | B | 8 | 3.1 | E | 8 | 0.194 | F | 8 | 0.15 | F | 8 | 0 | 1 | D | 9 | 0 | C | 8
[26 empty] | 3456100% | 2:00 | 0 | 0 | 0 | 1 | 0 | 0 | 1 | 0 | 0 | 1 | 0 | 0 | 1 | 0 | 0 | 1 | 0 | 0 | 1 | 0 | 0 | 1 | 0 | 5 | B | 8 | 5 | B | 8 | 15.7 | B | 8 | 14.5 | B | 8 | 93 | A | 7 | 991 | E | 9 | 350 | B | 8 | 0.8 | B | 8 | 23840 | C | 8 | 14880 | B | 8 | 3.1 | E | 8 | 0.194 | F | 8 | 0.15 | F | 8 | 0 | 1 | D | 9 | 0 | C | 8
[26 empty] | 3456100% | 3:00 | 0 | 0 | 0 | 1 | 0 | 0 | 1 | 0 | 0 | 1 | 0 | 0 | 1 | 0 | 0 | 1 | 0 | 0 | 1 | 0 | 0 | 1 | 0 | 4 | B | 8 | 4 | B | 8 | 15 | B | 8 | 13.7 | B | 8 | 92 | A | 7 | 991 | E | 9 | 350 | B | 8 | 0.6 | B | 8 | 25930 | C | 8 | 16660 | B | 8 | 3 | E | 8 | 0.194 | F | 8 | 0.15 | F | 8 | 0 | 1 | D | 9 | 0 | C | 8
[26 empty] | 3456100% | 4:00 | 0 | 0 | 0 | 1 | 0 | 0 | 1 | 0 | 0 | 1 | 0 | 0 | 1 | 0 | 0 | 1 | 0 | 0 | 1 | 0 | 0 | 1 | 0 | 4 | B | 8 | 4 | B | 8 | 14.3 | B | 8 | 13.2 | B | 8 | 93 | A | 7 | 992 | E | 9 | 360 | B | 8 | 0.4 | B | 8 | 28020 | C | 8 | 18440 | B | 8 | 3 | E | 8 | 0.194 | F | 8 | 0.15 | F | 8 | 0 | 1 | D | 9 | 0 | C | 8
[26 empty] | 3456100% | 5:00 | 0 | 0 | 0 | 1 | 0 | 0 | 1 | 0 | 0 | 1 | 0 | 0 | 1 | 0 | 0 | 1 | 0 | 0 | 1 | 0 | 0 | 1 | 0 | 3 | B | 8 | 3 | B | 8 | 13.1 | B | 8 | 12.5 | B | 8 | 96 | A | 7 | 993 | E | 9 | 360 | B | 8 | 0.2 | B | 8 | 30110 | C | 8 | 20220 | B | 8 | 2.9 | E | 8 | 0.194 | F | 8 | 0.15 | F | 8 | 0 | 1 | D | 9 | 0 | C | 8
[26 empty] | 3456100% | 6:00 | 41 | 788 | 9 | 1 | 24 | 15 | 1 | 27 | 8 | 1 | 24 | 10 | 1 | 24 | 6 | 1 | 27 | 10 | 1 | 24 | 16 | 1 | 43 | 2 | A | 7 | 2 | E | 9 | 12.7 | A | 7 | 11.6 | A | 7 | 93 | A | 7 | 993 | E | 9 | 0 | A | 7 | 0 | A | 7 | 32200 | B | 7 | 77777 | A | 7 | 2.9 | E | 8 | 0.194 | F | 8 | 0.15 | F | 8 | 0 | 1 | D | 9 | 0 | C | 8
[26 empty] | 3456100% | 7:00 | 271 | 1332 | 121 | 1 | 24 | 279 | 1 | 27 | 64 | 1 | 24 | 126 | 1 | 24 | 211 | 1 | 27 | 83 | 1 | 24 | 116 | 1 | 43 | 3 | A | 7 | 3 | E | 9 | 14.4 | A | 7 | 12.7 | A | 7 | 90 | A | 7 | 993 | E | 9 | 0 | A | 7 | 0 | A | 7 | 32200 | B | 7 | 77777 | A | 7 | 2.8 | E | 8 | 0.194 | F | 8 | 0.15 | F | 8 | 0 | 1 | D | 9 | 0 | C | 8
[26 empty] | 3456100% | 8:00 | 524 | 1332 | 297 | 1 | 24 | 468 | 1 | 27 | 113 | 1 | 24 | 317 | 1 | 24 | 448 | 1 | 27 | 141 | 1 | 24 | 217 | 1 | 43 | 2 | A | 7 | 2 | E | 9 | 18.8 | A | 7 | 13.8 | A | 7 | 73 | A | 7 | 994 | E | 9 | 0 | A | 7 | 0 | A | 7 | 32200 | B | 7 | 77777 | A | 7 | 2.8 | E | 8 | 0.194 | F | 8 | 0.15 | F | 8 | 0 | 1 | D | 9 | 0 | C | 8
[26 empty] | 3456100% | 9:00 | 756 | 1332 | 419 | 1 | 24 | 399 | 1 | 27 | 192 | 1 | 24 | 444 | 1 | 24 | 406 | 1 | 27 | 213 | 1 | 24 | 435 | 1 | 43 | 3 | A | 7 | 3 | E | 9 | 21.1 | A | 7 | 13.8 | A | 7 | 63 | A | 7 | 994 | E | 9 | 0 | A | 7 | 0 | A | 7 | 32200 | B | 7 | 77777 | A | 7 | 2.8 | E | 8 | 0.194 | F | 8 | 0.15 | F | 8 | 0 | 1 | D | 9 | 0 | C | 8
[26 empty] | 3456100% | 10:00 | 950 | 1332 | 673 | 1 | 24 | 703 | 1 | 27 | 171 | 1 | 24 | 714 | 1 | 24 | 715 | 1 | 27 | 203 | 1 | 24 | 493 | 1 | 43 | 2 | A | 7 | 2 | E | 9 | 22.2 | A | 7 | 13.3 | A | 7 | 57 | A | 7 | 995 | E | 9 | 0 | A | 7 | 0 | A | 7 | 32200 | B | 7 | 77777 | A | 7 | 2.8 | E | 8 | 0.194 | F | 8 | 0.15 | F | 8 | 0 | 1 | D | 9 | 0 | C | 8
[26 empty] | 3456100% | 11:00 | 1094 | 1332 | 427 | 1 | 24 | 174 | 1 | 27 | 284 | 1 | 24 | 478 | 1 | 24 | 187 | 1 | 27 | 325 | 1 | 24 | 1070 | 1 | 43 | 9 | A | 7 | 9 | E | 9 | 23.3 | A | 7 | 12.7 | A | 7 | 51 | A | 7 | 995 | E | 9 | 300 | A | 7 | 3 | A | 7 | 32200 | B | 7 | 1440 | A | 7 | 2.8 | E | 8 | 0.194 | F | 8 | 0.15 | F | 8 | 0 | 1 | D | 9 | 0 | C | 8
[26 empty] | 3456100% | 12:00 | 1178 | 1332 | 439 | 1 | 24 | 152 | 1 | 27 | 304 | 1 | 24 | 492 | 1 | 24 | 163 | 1 | 27 | 348 | 1 | 24 | 1369 | 1 | 43 | 9 | A | 7 | 9 | E | 9 | 23.3 | A | 7 | 12.7 | A | 7 | 51 | A | 7 | 995 | E | 9 | 300 | A | 7 | 2.5 | A | 7 | 40200 | B | 7 | 1440 | A | 7 | 2.8 | E | 8 | 0.194 | F | 8 | 0.15 | F | 8 | 0 | 1 | D | 9 | 0 | C | 8
[26 empty] | 3456100% | 13:00 | 1195 | 1332 | 638 | 1 | 24 | 253 | 1 | 27 | 410 | 1 | 24 | 697 | 1 | 24 | 275 | 1 | 27 | 450 | 1 | 24 | 2022 | 1 | 43 | 9 | A | 7 | 9 | E | 9 | 23.3 | A | 7 | 12.2 | A | 7 | 50 | A | 7 | 994 | E | 9 | 290 | A | 7 | 3.6 | A | 7 | 40200 | B | 7 | 1440 | A | 7 | 2.7 | E | 8 | 0.194 | F | 8 | 0.15 | F | 8 | 0 | 1 | D | 9 | 0 | C | 8
[26 empty] | 3456100% | 14:00 | 1145 | 1332 | 281 | 1 | 24 | 55 | 1 | 27 | 233 | 1 | 24 | 311 | 1 | 24 | 56 | 1 | 27 | 263 | 1 | 24 | 1093 | 1 | 43 | 9 | A | 7 | 9 | E | 9 | 22.7 | A | 7 | 13.3 | A | 7 | 55 | A | 7 | 994 | E | 9 | 250 | A | 7 | 2.5 | A | 7 | 48300 | B | 7 | 1800 | A | 7 | 2.7 | E | 8 | 0.194 | F | 8 | 0.15 | F | 8 | 0 | 1 | D | 9 | 0 | C | 8
[26 empty] | 3456100% | 15:00 | 1031 | 1332 | 512 | 1 | 24 | 162 | 1 | 27 | 387 | 1 | 24 | 560 | 1 | 24 | 172 | 1 | 27 | 426 | 1 | 24 | 1320 | 1 | 43 | 9 | A | 7 | 9 | E | 9 | 23.3 | A | 7 | 13.3 | A | 7 | 53 | A | 7 | 994 | E | 9 | 280 | A | 7 | 2 | A | 7 | 48300 | B | 7 | 1800 | A | 7 | 2.7 | E | 8 | 0.194 | F | 8 | 0.15 | F | 8 | 0 | 1 | D | 9 | 0 | C | 8
[26 empty] | 3456100% | 16:00 | 860 | 1332 | 418 | 1 | 24 | 141 | 1 | 27 | 327 | 1 | 24 | 454 | 1 | 24 | 148 | 1 | 27 | 358 | 1 | 24 | 927 | 1 | 43 | 9 | A | 7 | 9 | E | 9 | 25 | A | 7 | 13.3 | A | 7 | 48 | A | 7 | 994 | E | 9 | 310 | A | 7 | 3 | A | 7 | 48300 | B | 7 | 6000 | A | 7 | 2.7 | E | 8 | 0.194 | F | 8 | 0.15 | F | 8 | 0 | 1 | D | 9 | 0 | C | 8
[26 empty] | 3456100% | 17:00 | 645 | 1332 | 387 | 1 | 24 | 509 | 1 | 27 | 140 | 1 | 24 | 415 | 1 | 24 | 508 | 1 | 27 | 168 | 1 | 24 | 287 | 1 | 43 | 3 | A | 7 | 3 | E | 9 | 23.3 | A | 7 | 12.2 | A | 7 | 50 | A | 7 | 994 | E | 9 | 330 | A | 7 | 2 | A | 7 | 48300 | B | 7 | 77777 | A | 7 | 2.7 | E | 8 | 0.194 | F | 8 | 0.15 | F | 8 | 0 | 1 | D | 9 | 0 | C | 8
[26 empty] | 3456100% | 18:00 | 400 | 1332 | 200 | 1 | 24 | 361 | 1 | 27 | 91 | 1 | 24 | 211 | 1 | 24 | 320 | 1 | 27 | 114 | 1 | 24 | 169 | 1 | 43 | 2 | A | 7 | 2 | E | 9 | 22.7 | A | 7 | 12.7 | A | 7 | 53 | A | 7 | 994 | E | 9 | 320 | A | 7 | 2 | A | 7 | 48300 | B | 7 | 77777 | A | 7 | 2.7 | E | 8 | 0.194 | F | 8 | 0.15 | F | 8 | 0 | 1 | D | 9 | 0 | C | 8
[26 empty] | 3456100% | 19:00 | 145 | 1332 | 46 | 1 | 24 | 107 | 1 | 27 | 34 | 1 | 24 | 48 | 1 | 24 | 55 | 1 | 27 | 43 | 1 | 24 | 61 | 1 | 43 | 3 | A | 7 | 3 | E | 9 | 21.6 | A | 7 | 12.7 | A | 7 | 57 | A | 7 | 994 | E | 9 | 0 | A | 7 | 0 | A | 7 | 48300 | B | 7 | 77777 | A | 7 | 2.7 | E | 8 | 0.194 | F | 8 | 0.15 | F | 8 | 0 | 1 | D | 9 | 0 | C | 8
[26 empty] | 3456100% | 20:00 | 1 | 122 | 0 | 1 | 24 | 0 | 1 | 27 | 0 | 1 | 24 | 0 | 1 | 24 | 0 | 1 | 27 | 0 | 1 | 24 | 0 | 1 | 43 | 2 | A | 7 | 2 | E | 9 | 20 | A | 7 | 12.2 | A | 7 | 61 | A | 7 | 995 | E | 9 | 0 | A | 7 | 0 | A | 7 | 32200 | B | 7 | 77777 | A | 7 | 2.7 | E | 8 | 0.194 | F | 8 | 0.15 | F | 8 | 0 | 1 | D | 9 | 0 | C | 8
[26 empty] | 3456100% | 21:00 | 0 | 0 | 0 | 1 | 0 | 0 | 1 | 0 | 0 | 1 | 0 | 0 | 1 | 0 | 0 | 1 | 0 | 0 | 1 | 0 | 0 | 1 | 0 | 0 | A | 7 | 0 | E | 9 | 18.3 | A | 7 | 11.6 | A | 7 | 65 | A | 7 | 995 | E | 9 | 0 | A | 7 | 0 | A | 7 | 32200 | B | 7 | 77777 | A | 7 | 2.6 | E | 8 | 0.194 | F | 8 | 0.15 | F | 8 | 0 | 1 | D | 9 | 0 | C | 8
[26 empty] | 3456100% | 22:00 | 0 | 0 | 0 | 1 | 0 | 0 | 1 | 0 | 0 | 1 | 0 | 0 | 1 | 0 | 0 | 1 | 0 | 0 | 1 | 0 | 0 | 1 | 0 | 0 | E | 9 | 0 | E | 9 | 18.5 | E | 9 | 13.4 | E | 9 | 72 | A | 7 | 995 | E | 9 | 0 | E | 9 | 0 | E | 9 | 30411 | C | 8 | 77777 | E | 9 | 2.6 | E | 8 | 0.194 | F | 8 | 0.15 | F | 8 | 0 | 1 | D | 9 | 0 | C | 8
[26 empty] | 3456100% | 23:00 | 0 | 0 | 0 | 1 | 0 | 0 | 1 | 0 | 0 | 1 | 0 | 0 | 1 | 0 | 0 | 1 | 0 | 0 | 1 | 0 | 0 | 1 | 0 | 1 | E | 9 | 1 | E | 9 | 18.7 | E | 9 | 12.2 | E | 9 | 66 | A | 7 | 995 | E | 9 | 100 | E | 9 | 1.5 | E | 9 | 28622 | C | 8 | 77777 | E | 9 | 2.6 | E | 8 | 0.194 | F | 8 | 0.15 | F | 8 | 0 | 1 | D | 9 | 0 | C | 8
[26 empty] | 3456100% | 24:00 | 0 | 0 | 0 | 1 | 0 | 0 | 1 | 0 | 0 | 1 | 0 | 0 | 1 | 0 | 0 | 1 | 0 | 0 | 1 | 0 | 0 | 1 | 0 | 1 | E | 9 | 1 | E | 9 | 18.9 | E | 9 | 12.9 | E | 9 | 68 | A | 7 | 995 | E | 9 | 160 | E | 9 | 2.1 | E | 9 | 26833 | C | 8 | 77777 | E | 9 | 2.6 | E | 8 | 0.194 | F | 8 | 0.15 | F | 8 | 0 | 1 | D | 9 | 0 | C | 8
[26 empty] | 3456200% | 1:00 | 0 | 0 | 0 | 1 | 0 | 0 | 1 | 0 | 0 | 1 | 0 | 0 | 1 | 0 | 0 | 1 | 0 | 0 | 1 | 0 | 0 | 1 | 0 | 1 | E | 9 | 1 | E | 9 | 19.2 | E | 9 | 12.7 | E | 9 | 66 | A | 7 | 994 | E | 9 | 200 | E | 9 | 1.5 | E | 9 | 25044 | C | 8 | 77777 | E | 9 | 2.6 | E | 8 | 0.194 | F | 8 | 0.15 | F | 8 | 0 | 1 | D | 9 | 0 | C | 8
[26 empty] | 3456200% | 2:00 | 0 | 0 | 0 | 1 | 0 | 0 | 1 | 0 | 0 | 1 | 0 | 0 | 1 | 0 | 0 | 1 | 0 | 0 | 1 | 0 | 0 | 1 | 0 | 1 | E | 9 | 1 | E | 9 | 19.6 | E | 9 | 12.5 | E | 9 | 64 | A | 7 | 994 | E | 9 | 160 | E | 9 | 2.1 | E | 9 | 23255 | C | 8 | 77777 | E | 9 | 2.6 | E | 8 | 0.194 | F | 8 | 0.15 | F | 8 | 0 | 1 | D | 9 | 0 | C | 8
[26 empty] | 3456200% | 3:00 | 0 | 0 | 0 | 1 | 0 | 0 | 1 | 0 | 0 | 1 | 0 | 0 | 1 | 0 | 0 | 1 | 0 | 0 | 1 | 0 | 0 | 1 | 0 | 2 | E | 9 | 2 | E | 9 | 19.9 | E | 9 | 12.3 | E | 9 | 62 | A | 7 | 994 | E | 9 | 0 | E | 9 | 0 | E | 9 | 21466 | C | 8 | 77777 | E | 9 | 2.6 | E | 8 | 0.194 | F | 8 | 0.15 | F | 8 | 0 | 1 | D | 9 | 0 | C | 8
[26 empty] | 3456200% | 4:00 | 0 | 0 | 0 | 1 | 0 | 0 | 1 | 0 | 0 | 1 | 0 | 0 | 1 | 0 | 0 | 1 | 0 | 0 | 1 | 0 | 0 | 1 | 0 | 2 | E | 9 | 2 | E | 9 | 20.4 | E | 9 | 12 | E | 9 | 59 | A | 7 | 994 | E | 9 | 180 | E | 9 | 1.5 | E | 9 | 19677 | C | 8 | 77777 | E | 9 | 2.6 | E | 8 | 0.194 | F | 8 | 0.15 | F | 8 | 0 | 1 | D | 9 | 0 | C | 8
[26 empty] | 3456200% | 5:00 | 0 | 0 | 0 | 1 | 0 | 0 | 1 | 0 | 0 | 1 | 0 | 0 | 1 | 0 | 0 | 1 | 0 | 0 | 1 | 0 | 0 | 1 | 0 | 2 | E | 9 | 2 | E | 9 | 20.5 | E | 9 | 11.8 | E | 9 | 57 | A | 7 | 994 | E | 9 | 0 | E | 9 | 0 | E | 9 | 17888 | C | 8 | 77777 | E | 9 | 2.5 | E | 8 | 0.194 | F | 8 | 0.15 | F | 8 | 0 | 1 | D | 9 | 0 | C | 8
[26 empty] | 3456200% | 6:00 | 39 | 766 | 7 | 1 | 24 | 0 | 1 | 27 | 7 | 1 | 24 | 8 | 1 | 24 | 0 | 1 | 27 | 8 | 1 | 24 | 27 | 1 | 43 | 10 | A | 7 | 10 | E | 9 | 20.5 | A | 7 | 11.6 | A | 7 | 57 | A | 7 | 994 | E | 9 | 0 | A | 7 | 0 | A | 7 | 16100 | B | 7 | 77777 | A | 7 | 2.5 | E | 8 | 0.194 | F | 8 | 0.15 | F | 8 | 0 | 1 | D | 9 | 0 | C | 8
[26 empty] | 3456200% | 7:00 | 268 | 1332 | 45 | 1 | 24 | 0 | 1 | 27 | 45 | 1 | 24 | 52 | 1 | 24 | 0 | 1 | 27 | 52 | 1 | 24 | 173 | 1 | 43 | 10 | A | 7 | 10 | E | 9 | 16.6 | A | 7 | 12.7 | A | 7 | 78 | A | 7 | 994 | E | 9 | 0 | A | 7 | 0 | A | 7 | 16100 | B | 7 | 1500 | A | 7 | 2.5 | E | 8 | 0.194 | F | 8 | 0.15 | F | 8 | 0 | 1 | D | 9 | 0 | C | 8
[26 empty] | 3456200% | 8:00 | 521 | 1332 | 86 | 1 | 24 | 0 | 1 | 27 | 86 | 1 | 24 | 101 | 1 | 24 | 0 | 1 | 27 | 101 | 1 | 24 | 371 | 1 | 43 | 10 | A | 7 | 10 | E | 9 | 18.3 | A | 7 | 15 | A | 7 | 81 | A | 7 | 994 | E | 9 | 0 | A | 7 | 0 | A | 7 | 16100 | B | 7 | 1440 | A | 7 | 2.6 | E | 8 | 0.194 | F | 8 | 0.15 | F | 8 | 0 | 1 | D | 9 | 0 | C | 8
[26 empty] | 3456200% | 9:00 | 753 | 1332 | 144 | 1 | 24 | 0 | 1 | 27 | 144 | 1 | 24 | 171 | 1 | 24 | 0 | 1 | 27 | 171 | 1 | 24 | 661 | 1 | 43 | 10 | A | 7 | 10 | E | 9 | 19.4 | A | 7 | 13.8 | A | 7 | 70 | A | 7 | 994 | E | 9 | 0 | A | 7 | 0 | A | 7 | 16100 | B | 7 | 1410 | A | 7 | 2.6 | E | 8 | 0.194 | F | 8 | 0.15 | F | 8 | 0 | 1 | D | 9 | 0 | C | 8
[26 empty] | 3456200% | 10:00 | 948 | 1332 | 195 | 1 | 24 | 0 | 1 | 27 | 195 | 1 | 24 | 233 | 1 | 24 | 0 | 1 | 27 | 233 | 1 | 24 | 935 | 1 | 43 | 10 | A | 7 | 10 | E | 9 | 20.5 | A | 7 | 13.8 | A | 7 | 65 | A | 7 | 994 | E | 9 | 0 | A | 7 | 0 | A | 7 | 16100 | B | 7 | 1290 | A | 7 | 2.7 | E | 8 | 0.194 | F | 8 | 0.15 | F | 8 | 0 | 1 | D | 9 | 0 | C | 8
[26 empty] | 3456200% | 11:00 | 1092 | 1332 | 232 | 1 | 24 | 0 | 1 | 27 | 232 | 1 | 24 | 280 | 1 | 24 | 0 | 1 | 27 | 280 | 1 | 24 | 1128 | 1 | 43 | 10 | A | 7 | 10 | E | 9 | 20.5 | A | 7 | 13.3 | A | 7 | 63 | A | 7 | 994 | E | 9 | 0 | A | 7 | 0 | A | 7 | 16100 | B | 7 | 1200 | A | 7 | 2.8 | E | 8 | 0.194 | F | 8 | 0.15 | F | 8 | 0 | 1 | D | 9 | 0 | C | 8
[26 empty] | 3456200% | 12:00 | 1175 | 1332 | 254 | 1 | 24 | 0 | 1 | 27 | 254 | 1 | 24 | 308 | 1 | 24 | 0 | 1 | 27 | 308 | 1 | 24 | 1231 | 1 | 43 | 10 | A | 7 | 10 | E | 9 | 21.6 | A | 7 | 14.4 | A | 7 | 64 | A | 7 | 994 | E | 9 | 140 | A | 7 | 2 | A | 7 | 16100 | B | 7 | 1290 | A | 7 | 2.8 | E | 8 | 0.194 | F | 8 | 0.15 | F | 8 | 0 | 1 | D | 9 | 0 | C | 8
[26 empty] | 3456200% | 13:00 | 1192 | 1332 | 258 | 1 | 24 | 0 | 1 | 27 | 258 | 1 | 24 | 313 | 1 | 24 | 0 | 1 | 27 | 313 | 1 | 24 | 1250 | 1 | 43 | 10 | A | 7 | 10 | E | 9 | 23.8 | A | 7 | 15.5 | A | 7 | 60 | A | 7 | 993 | E | 9 | 180 | A | 7 | 2 | A | 7 | 12900 | B | 7 | 1500 | A | 7 | 2.9 | E | 8 | 0.194 | F | 8 | 0.15 | F | 8 | 0 | 1 | D | 9 | 0 | C | 8
[26 empty] | 3456200% | 14:00 | 1142 | 1332 | 245 | 1 | 24 | 0 | 1 | 27 | 245 | 1 | 24 | 296 | 1 | 24 | 0 | 1 | 27 | 296 | 1 | 24 | 1189 | 1 | 43 | 10 | A | 7 | 10 | E | 9 | 23.3 | A | 7 | 16.6 | A | 7 | 66 | A | 7 | 993 | E | 9 | 150 | A | 7 | 2.5 | A | 7 | 12900 | B | 7 | 1140 | A | 7 | 3 | E | 8 | 0.194 | F | 8 | 0.15 | F | 8 | 0 | 1 | D | 9 | 0 | C | 8
[26 empty] | 3456200% | 15:00 | 1027 | 1332 | 216 | 1 | 24 | 0 | 1 | 27 | 216 | 1 | 24 | 259 | 1 | 24 | 0 | 1 | 27 | 259 | 1 | 24 | 1047 | 1 | 43 | 10 | A | 7 | 10 | E | 9 | 21.1 | A | 7 | 16.6 | A | 7 | 75 | A | 7 | 992 | E | 9 | 210 | A | 7 | 3.6 | A | 7 | 9700 | B | 7 | 690 | A | 7 | 3 | E | 8 | 0.194 | F | 8 | 0.15 | F | 8 | 0 | 1 | D | 9 | 5 | C | 8
[26 empty] | 3456200% | 16:00 | 856 | 1332 | 171 | 1 | 25 | 0 | 1 | 28 | 171 | 1 | 25 | 204 | 1 | 25 | 0 | 1 | 28 | 204 | 1 | 25 | 805 | 1 | 45 | 10 | B | 8 | 10 | B | 8 | 20.1 | B | 8 | 16.9 | B | 8 | 82 | A | 7 | 992 | E | 9 | 290 | A | 7 | 23.1 | A | 7 | 6450 | C | 8 | 495 | B | 8 | 3.1 | E | 8 | 0.194 | F | 8 | 0.15 | F | 8 | 0 | 1 | D | 9 | 0 | C | 8
[26 empty] | 3456200% | 17:00 | 641 | 1332 | 97 | 1 | 24 | 0 | 1 | 27 | 97 | 1 | 24 | 116 | 1 | 24 | 0 | 1 | 27 | 116 | 1 | 24 | 445 | 1 | 43 | 10 | A | 7 | 10 | E | 9 | 18.8 | A | 7 | 17.2 | A | 7 | 90 | A | 7 | 992 | E | 9 | 190 | A | 7 | 2.5 | A | 7 | 3200 | B | 7 | 300 | A | 7 | 3.1 | E | 8 | 0.194 | F | 8 | 0.15 | F | 8 | 0 | 1 | D | 9 | 45 | C | 8
[26 empty] | 3456200% | 18:00 | 395 | 1332 | 61 | 1 | 24 | 0 | 1 | 27 | 61 | 1 | 24 | 72 | 1 | 24 | 0 | 1 | 27 | 72 | 1 | 24 | 252 | 1 | 43 | 10 | A | 7 | 10 | E | 9 | 18.3 | A | 7 | 16.6 | A | 7 | 90 | A | 7 | 992 | E | 9 | 170 | A | 7 | 2.5 | A | 7 | 3200 | B | 7 | 780 | A | 7 | 3.2 | E | 8 | 0.194 | F | 8 | 0.15 | F | 8 | 0 | 1 | D | 9 | 45 | C | 8
[26 empty] | 3456200% | 19:00 | 139 | 1332 | 26 | 1 | 25 | 0 | 1 | 28 | 26 | 1 | 25 | 30 | 1 | 25 | 0 | 1 | 28 | 30 | 1 | 25 | 92 | 1 | 45 | 10 | B | 8 | 10 | B | 8 | 18.3 | B | 8 | 17 | B | 8 | 92 | A | 7 | 992 | E | 9 | 90 | B | 8 | 1.3 | B | 8 | 3600 | C | 8 | 510 | B | 8 | 3.3 | E | 8 | 0.194 | F | 8 | 0.15 | F | 8 | 0 | 1 | D | 9 | 45 | C | 8
[26 empty] | 3456200% | 20:00 | 1 | 100 | 0 | 1 | 24 | 0 | 1 | 27 | 0 | 1 | 24 | 0 | 1 | 24 | 0 | 1 | 27 | 0 | 1 | 24 | 0 | 1 | 43 | 10 | A | 7 | 10 | E | 9 | 18.3 | A | 7 | 17.2 | A | 7 | 93 | A | 7 | 993 | E | 9 | 0 | A | 7 | 0 | A | 7 | 4000 | B | 7 | 240 | A | 7 | 3.3 | E | 8 | 0.194 | F | 8 | 0.15 | F | 8 | 0 | 1 | D | 9 | 45 | C | 8
[26 empty] | 3456200% | 21:00 | 0 | 0 | 0 | 1 | 0 | 0 | 1 | 0 | 0 | 1 | 0 | 0 | 1 | 0 | 0 | 1 | 0 | 0 | 1 | 0 | 0 | 1 | 0 | 10 | A | 7 | 10 | E | 9 | 18.3 | A | 7 | 17.2 | A | 7 | 93 | A | 7 | 993 | E | 9 | 0 | A | 7 | 0 | A | 7 | 4800 | B | 7 | 240 | A | 7 | 3.4 | E | 8 | 0.194 | F | 8 | 0.15 | F | 8 | 0 | 1 | D | 9 | 45 | C | 8
[26 empty] | 3456200% | 22:00 | 0 | 0 | 0 | 1 | 0 | 0 | 1 | 0 | 0 | 1 | 0 | 0 | 1 | 0 | 0 | 1 | 0 | 0 | 1 | 0 | 0 | 1 | 0 | 10 | E | 9 | 10 | E | 9 | 17.8 | E | 9 | 17.8 | E | 9 | 100 | A | 7 | 993 | E | 9 | 0 | E | 9 | 0 | E | 9 | 4355 | C | 8 | 220 | E | 9 | 3.5 | E | 8 | 0.194 | F | 8 | 0.15 | F | 8 | 0 | 1 | D | 9 | 45 | C | 8
[26 empty] | 3456200% | 23:00 | 0 | 0 | 0 | 1 | 0 | 0 | 1 | 0 | 0 | 1 | 0 | 0 | 1 | 0 | 0 | 1 | 0 | 0 | 1 | 0 | 0 | 1 | 0 | 10 | E | 9 | 9 | E | 9 | 18.3 | E | 9 | 18.1 | E | 9 | 99 | A | 7 | 993 | E | 9 | 0 | E | 9 | 0 | E | 9 | 3911 | C | 8 | 200 | E | 9 | 3.5 | E | 8 | 0.194 | F | 8 | 0.15 | F | 8 | 0 | 1 | D | 9 | 45 | C | 8
[26 empty] | 3456200% | 24:00 | 0 | 0 | 0 | 1 | 0 | 0 | 1 | 0 | 0 | 1 | 0 | 0 | 1 | 0 | 0 | 1 | 0 | 0 | 1 | 0 | 0 | 1 | 0 | 10 | E | 9 | 9 | E | 9 | 17.8 | E | 9 | 17 | E | 9 | 95 | A | 7 | 993 | E | 9 | 0 | E | 9 | 0 | E | 9 | 3466 | C | 8 | 180 | E | 9 | 3.6 | E | 8 | 0.194 | F | 8 | 0.15 | F | 8 | 0 | 1 | D | 9 | 45 | C | 8
[26 empty] | 3456300% | 1:00 | 0 | 0 | 0 | 1 | 0 | 0 | 1 | 0 | 0 | 1 | 0 | 0 | 1 | 0 | 0 | 1 | 0 | 0 | 1 | 0 | 0 | 1 | 0 | 10 | E | 9 | 8 | E | 9 | 17.3 | E | 9 | 17.3 | E | 9 | 100 | A | 7 | 993 | E | 9 | 0 | E | 9 | 0 | E | 9 | 3022 | C | 8 | 160 | E | 9 | 3.6 | E | 8 | 0.193 | F | 8 | 0.15 | F | 8 | 0 | 1 | D | 9 | 45 | C | 8
[26 empty] | 3456300% | 2:00 | 0 | 0 | 0 | 1 | 0 | 0 | 1 | 0 | 0 | 1 | 0 | 0 | 1 | 0 | 0 | 1 | 0 | 0 | 1 | 0 | 0 | 1 | 0 | 10 | E | 9 | 8 | E | 9 | 16.8 | E | 9 | 16.8 | E | 9 | 100 | A | 7 | 992 | E | 9 | 0 | E | 9 | 0 | E | 9 | 2577 | C | 8 | 140 | E | 9 | 3.7 | E | 8 | 0.193 | F | 8 | 0.15 | F | 8 | 0 | 1 | D | 9 | 45 | C | 8
[26 empty] | 3456300% | 3:00 | 0 | 0 | 0 | 1 | 0 | 0 | 1 | 0 | 0 | 1 | 0 | 0 | 1 | 0 | 0 | 1 | 0 | 0 | 1 | 0 | 0 | 1 | 0 | 10 | E | 9 | 7 | E | 9 | 17.3 | E | 9 | 16.9 | E | 9 | 97 | A | 7 | 992 | E | 9 | 0 | E | 9 | 0 | E | 9 | 2133 | C | 8 | 120 | E | 9 | 3.8 | E | 8 | 0.193 | F | 8 | 0.15 | F | 8 | 0 | 1 | D | 9 | 45 | C | 8
[26 empty] | 3456300% | 4:00 | 0 | 0 | 0 | 1 | 0 | 0 | 1 | 0 | 0 | 1 | 0 | 0 | 1 | 0 | 0 | 1 | 0 | 0 | 1 | 0 | 0 | 1 | 0 | 10 | E | 9 | 7 | E | 9 | 17.8 | E | 9 | 17.8 | E | 9 | 100 | A | 7 | 992 | E | 9 | 0 | E | 9 | 0 | E | 9 | 1688 | C | 8 | 100 | E | 9 | 3.8 | E | 8 | 0.193 | F | 8 | 0.15 | F | 8 | 0 | 1 | D | 9 | 45 | C | 8
[26 empty] | 3456300% | 5:00 | 0 | 0 | 0 | 1 | 0 | 0 | 1 | 0 | 0 | 1 | 0 | 0 | 1 | 0 | 0 | 1 | 0 | 0 | 1 | 0 | 0 | 1 | 0 | 10 | E | 9 | 7 | E | 9 | 18.3 | E | 9 | 17.8 | E | 9 | 97 | A | 7 | 992 | E | 9 | 0 | E | 9 | 0 | E | 9 | 1244 | C | 8 | 80 | E | 9 | 3.9 | E | 8 | 0.193 | F | 8 | 0.15 | F | 8 | 0 | 1 | D | 9 | 45 | C | 8
[26 empty] | 3456300% | 6:00 | 37 | 744 | 8 | 1 | 24 | 2 | 1 | 27 | 8 | 1 | 24 | 10 | 1 | 24 | 0 | 1 | 27 | 10 | 1 | 24 | 30 | 1 | 43 | 10 | A | 7 | 6 | E | 9 | 18.8 | A | 7 | 17.7 | A | 7 | 93 | A | 7 | 992 | E | 9 | 0 | A | 7 | 0 | A | 7 | 800 | B | 7 | 60 | A | 7 | 4 | E | 8 | 0.193 | F | 8 | 0.15 | F | 8 | 0 | 1 | D | 9 | 45 | C | 8
[26 empty] | 3456300% | 7:00 | 264 | 1333 | 77 | 1 | 24 | 126 | 1 | 27 | 51 | 1 | 24 | 82 | 1 | 24 | 94 | 1 | 27 | 64 | 1 | 24 | 91 | 1 | 43 | 10 | A | 7 | 6 | E | 9 | 19.4 | A | 7 | 17.7 | A | 7 | 90 | A | 7 | 993 | E | 9 | 0 | A | 7 | 0 | A | 7 | 800 | B | 7 | 30 | A | 7 | 4 | E | 8 | 0.193 | F | 8 | 0.15 | F | 8 | 0 | 1 | D | 9 | 45 | C | 8
[26 empty] | 3456300% | 8:00 | 518 | 1333 | 243 | 1 | 24 | 189 | 1 | 27 | 169 | 1 | 24 | 263 | 1 | 24 | 185 | 1 | 27 | 191 | 1 | 24 | 394 | 1 | 43 | 10 | A | 7 | 6 | E | 9 | 18.8 | A | 7 | 18.2 | B | 8 | 96 | A | 7 | 993 | E | 9 | 30 | B | 8 | 1.3 | B | 8 | 800 | B | 7 | 30 | A | 7 | 4 | E | 8 | 0.193 | F | 8 | 0.15 | F | 8 | 0 | 1 | D | 9 | 45 | C | 8
[26 empty] | 3456300% | 9:00 | 750 | 1333 | 417 | 1 | 24 | 346 | 1 | 27 | 222 | 1 | 24 | 450 | 1 | 24 | 365 | 1 | 27 | 244 | 1 | 24 | 526 | 1 | 43 | 10 | A | 7 | 6 | E | 9 | 19.4 | A | 7 | 18.3 | A | 7 | 93 | A | 7 | 993 | E | 9 | 60 | A | 7 | 2.5 | A | 7 | 2400 | B | 7 | 60 | A | 7 | 4 | E | 8 | 0.193 | F | 8 | 0.15 | F | 8 | 0 | 1 | D | 9 | 45 | C | 8
[26 empty] | 3456300% | 10:00 | 945 | 1333 | 513 | 1 | 24 | 463 | 1 | 27 | 185 | 1 | 24 | 565 | 1 | 24 | 482 | 1 | 27 | 222 | 1 | 24 | 518 | 1 | 43 | 10 | A | 7 | 6 | E | 9 | 20 | A | 7 | 18.8 | A | 7 | 93 | A | 7 | 994 | E | 9 | 80 | A | 7 | 2 | A | 7 | 4000 | B | 7 | 1320 | A | 7 | 3.9 | E | 8 | 0.193 | F | 8 | 0.15 | F | 8 | 0 | 1 | D | 9 | 45 | C | 8
[26 empty] | 3456300% | 11:00 | 1089 | 1333 | 410 | 1 | 24 | 233 | 1 | 27 | 219 | 1 | 24 | 464 | 1 | 24 | 254 | 1 | 27 | 256 | 1 | 24 | 769 | 1 | 43 | 10 | A | 7 | 6 | E | 9 | 20 | A | 7 | 18.8 | A | 7 | 93 | A | 7 | 994 | E | 9 | 70 | A | 7 | 3.6 | A | 7 | 4000 | B | 7 | 1080 | A | 7 | 3.9 | E | 8 | 0.193 | F | 8 | 0.15 | F | 8 | 0 | 1 | D | 9 | 45 | C | 8
[26 empty] | 3456300% | 12:00 | 1172 | 1333 | 640 | 1 | 24 | 393 | 1 | 27 | 293 | 1 | 24 | 694 | 1 | 24 | 411 | 1 | 27 | 331 | 1 | 24 | 1432 | 1 | 43 | 10 | A | 7 | 6 | E | 9 | 20 | A | 7 | 18.3 | A | 7 | 90 | A | 7 | 993 | E | 9 | 70 | A | 7 | 5.1 | A | 7 | 1600 | B | 7 | 420 | A | 7 | 3.9 | E | 8 | 0.193 | F | 8 | 0.15 | F | 8 | 0 | 1 | D | 9 | 45 | C | 8
[26 empty] | 3456300% | 13:00 | 1189 | 1333 | 763 | 1 | 24 | 569 | 1 | 27 | 255 | 1 | 24 | 807 | 1 | 24 | 577 | 1 | 27 | 291 | 1 | 24 | 1295 | 1 | 43 | 10 | A | 7 | 6 | E | 9 | 20 | A | 7 | 18.3 | A | 7 | 90 | A | 7 | 993 | E | 9 | 60 | A | 7 | 3 | A | 7 | 6400 | B | 7 | 450 | A | 7 | 3.9 | E | 8 | 0.193 | F | 8 | 0.15 | F | 8 | 0 | 1 | D | 9 | 45 | C | 8
[26 empty] | 3456300% | 14:00 | 1138 | 1333 | 469 | 1 | 24 | 215 | 1 | 27 | 285 | 1 | 24 | 524 | 1 | 24 | 234 | 1 | 27 | 323 | 1 | 24 | 1150 | 1 | 43 | 10 | A | 7 | 6 | E | 9 | 20.5 | A | 7 | 18.8 | A | 7 | 90 | A | 7 | 992 | E | 9 | 60 | A | 7 | 3.6 | A | 7 | 8000 | B | 7 | 450 | A | 7 | 3.8 | E | 8 | 0.193 | F | 8 | 0.15 | F | 8 | 0 | 1 | D | 9 | 45 | C | 8
[26 empty] | 3456300% | 15:00 | 1023 | 1333 | 422 | 1 | 24 | 207 | 1 | 27 | 263 | 1 | 24 | 467 | 1 | 24 | 225 | 1 | 27 | 295 | 1 | 24 | 834 | 1 | 43 | 10 | A | 7 | 6 | E | 9 | 21.1 | A | 7 | 20 | A | 7 | 93 | A | 7 | 992 | E | 9 | 90 | A | 7 | 3.6 | A | 7 | 6400 | B | 7 | 390 | A | 7 | 3.8 | E | 8 | 0.193 | F | 8 | 0.15 | F | 8 | 0 | 1 | D | 9 | 45 | C | 8
[26 empty] | 3456300% | 16:00 | 852 | 1333 | 550 | 1 | 24 | 522 | 1 | 27 | 216 | 1 | 24 | 587 | 1 | 24 | 538 | 1 | 27 | 242 | 1 | 24 | 541 | 1 | 43 | 10 | A | 7 | 6 | E | 9 | 22 | B | 8 | 20.6 | B | 8 | 92 | A | 7 | 992 | E | 9 | 90 | A | 7 | 3.6 | A | 7 | 3200 | B | 7 | 390 | A | 7 | 3.8 | E | 8 | 0.193 | F | 8 | 0.15 | F | 8 | 0 | 1 | D | 9 | 45 | C | 8
[26 empty] | 3456300% | 17:00 | 636 | 1333 | 286 | 1 | 24 | 164 | 1 | 27 | 207 | 1 | 24 | 311 | 1 | 24 | 167 | 1 | 27 | 231 | 1 | 24 | 508 | 1 | 43 | 10 | A | 7 | 6 | E | 9 | 22.7 | A | 7 | 21.1 | A | 7 | 91 | A | 7 | 992 | E | 9 | 110 | A | 7 | 4.1 | A | 7 | 4000 | B | 7 | 420 | A | 7 | 3.7 | E | 8 | 0.193 | F | 8 | 0.15 | F | 8 | 0 | 1 | D | 9 | 45 | C | 8
[26 empty] | 3456300% | 18:00 | 390 | 1333 | 154 | 1 | 24 | 154 | 1 | 27 | 109 | 1 | 24 | 168 | 1 | 24 | 139 | 1 | 27 | 127 | 1 | 24 | 243 | 1 | 43 | 10 | A | 7 | 6 | E | 9 | 22.7 | A | 7 | 21.1 | A | 7 | 91 | A | 7 | 991 | E | 9 | 120 | A | 7 | 4.1 | A | 7 | 3200 | B | 7 | 990 | A | 7 | 3.7 | E | 8 | 0.193 | F | 8 | 0.15 | F | 8 | 0 | 1 | D | 9 | 45 | C | 8
[26 empty] | 3456300% | 19:00 | 134 | 1333 | 32 | 1 | 24 | 4 | 1 | 27 | 31 | 1 | 24 | 35 | 1 | 24 | 0 | 1 | 27 | 35 | 1 | 24 | 104 | 1 | 43 | 10 | A | 7 | 6 | E | 9 | 22.2 | A | 7 | 21.6 | A | 7 | 96 | A | 7 | 992 | E | 9 | 170 | A | 7 | 3 | A | 7 | 800 | B | 7 | 60 | A | 7 | 3.7 | E | 8 | 0.193 | F | 8 | 0.15 | F | 8 | 0 | 1 | D | 9 | 45 | C | 8
[26 empty] | 3456300% | 20:00 | 0 | 78 | 0 | 1 | 24 | 0 | 1 | 27 | 0 | 1 | 24 | 0 | 1 | 24 | 0 | 1 | 27 | 0 | 1 | 24 | 0 | 1 | 43 | 10 | A | 7 | 6 | E | 9 | 22.7 | A | 7 | 21.6 | A | 7 | 94 | A | 7 | 992 | E | 9 | 120 | A | 7 | 1.5 | A | 7 | 12900 | B | 7 | 750 | A | 7 | 3.7 | E | 8 | 0.193 | F | 8 | 0.15 | F | 8 | 0 | 1 | D | 9 | 0 | C | 8
[26 empty] | 3456300% | 21:00 | 0 | 0 | 0 | 1 | 0 | 0 | 1 | 0 | 0 | 1 | 0 | 0 | 1 | 0 | 0 | 1 | 0 | 0 | 1 | 0 | 0 | 1 | 0 | 10 | A | 7 | 6 | E | 9 | 22.7 | A | 7 | 21.6 | A | 7 | 94 | A | 7 | 992 | E | 9 | 160 | A | 7 | 2.5 | A | 7 | 12900 | B | 7 | 1500 | A | 7 | 3.6 | E | 8 | 0.193 | F | 8 | 0.15 | F | 8 | 0 | 1 | D | 9 | 80 | C | 8
[26 empty] | 3456300% | 22:00 | 0 | 0 | 0 | 1 | 0 | 0 | 1 | 0 | 0 | 1 | 0 | 0 | 1 | 0 | 0 | 1 | 0 | 0 | 1 | 0 | 0 | 1 | 0 | 10 | E | 9 | 6 | E | 9 | 21 | E | 9 | 21 | E | 9 | 100 | A | 7 | 993 | E | 9 | 200 | E | 9 | 2 | E | 9 | 14144 | C | 8 | 1410 | E | 9 | 3.6 | E | 8 | 0.193 | F | 8 | 0.15 | F | 8 | 0 | 1 | D | 9 | 80 | C | 8
[26 empty] | 3456300% | 23:00 | 0 | 0 | 0 | 1 | 0 | 0 | 1 | 0 | 0 | 1 | 0 | 0 | 1 | 0 | 0 | 1 | 0 | 0 | 1 | 0 | 0 | 1 | 0 | 10 | E | 9 | 7 | E | 9 | 21.2 | E | 9 | 21.2 | E | 9 | 100 | A | 7 | 993 | E | 9 | 200 | E | 9 | 2.6 | E | 9 | 15388 | C | 8 | 1320 | E | 9 | 3.6 | E | 8 | 0.193 | F | 8 | 0.15 | F | 8 | 0 | 1 | D | 9 | 80 | C | 8
[26 empty] | 3456300% | 24:00 | 0 | 0 | 0 | 1 | 0 | 0 | 1 | 0 | 0 | 1 | 0 | 0 | 1 | 0 | 0 | 1 | 0 | 0 | 1 | 0 | 0 | 1 | 0 | 10 | E | 9 | 7 | E | 9 | 21.5 | E | 9 | 21.3 | E | 9 | 99 | A | 7 | 993 | E | 9 | 240 | E | 9 | 2.7 | E | 9 | 16633 | C | 8 | 1230 | E | 9 | 3.5 | E | 8 | 0.193 | F | 8 | 0.15 | F | 8 | 0 | 1 | D | 9 | 80 | C | 8
[26 empty] | 3456400% | 1:00 | 0 | 0 | 0 | 1 | 0 | 0 | 1 | 0 | 0 | 1 | 0 | 0 | 1 | 0 | 0 | 1 | 0 | 0 | 1 | 0 | 0 | 1 | 0 | 10 | E | 9 | 8 | E | 9 | 20.7 | E | 9 | 20.7 | E | 9 | 100 | A | 7 | 992 | E | 9 | 360 | E | 9 | 0.7 | E | 9 | 17877 | C | 8 | 1140 | E | 9 | 3.5 | E | 8 | 0.192 | F | 8 | 0.15 | F | 8 | 0 | 1 | D | 9 | 80 | C | 8
[26 empty] | 3456400% | 2:00 | 0 | 0 | 0 | 1 | 0 | 0 | 1 | 0 | 0 | 1 | 0 | 0 | 1 | 0 | 0 | 1 | 0 | 0 | 1 | 0 | 0 | 1 | 0 | 10 | E | 9 | 8 | E | 9 | 20 | E | 9 | 20 | E | 9 | 100 | A | 7 | 992 | E | 9 | 20 | E | 9 | 3.3 | E | 9 | 19122 | C | 8 | 1050 | E | 9 | 3.5 | E | 8 | 0.192 | F | 8 | 0.15 | F | 8 | 0 | 1 | D | 9 | 0 | C | 8
[26 empty] | 3456400% | 3:00 | 0 | 0 | 0 | 1 | 0 | 0 | 1 | 0 | 0 | 1 | 0 | 0 | 1 | 0 | 0 | 1 | 0 | 0 | 1 | 0 | 0 | 1 | 0 | 10 | E | 9 | 9 | E | 9 | 20.2 | E | 9 | 20.1 | E | 9 | 99 | A | 7 | 992 | E | 9 | 50 | E | 9 | 2.3 | E | 9 | 20366 | C | 8 | 960 | E | 9 | 3.5 | E | 8 | 0.192 | F | 8 | 0.15 | F | 8 | 0 | 1 | D | 9 | 0 | C | 8
[26 empty] | 3456400% | 4:00 | 0 | 0 | 0 | 1 | 0 | 0 | 1 | 0 | 0 | 1 | 0 | 0 | 1 | 0 | 0 | 1 | 0 | 0 | 1 | 0 | 0 | 1 | 0 | 10 | E | 9 | 9 | E | 9 | 19.5 | E | 9 | 19.5 | E | 9 | 100 | A | 7 | 992 | E | 9 | 80 | E | 9 | 2.4 | E | 9 | 21611 | C | 8 | 870 | E | 9 | 3.4 | E | 8 | 0.192 | F | 8 | 0.15 | F | 8 | 0 | 1 | D | 9 | 0 | C | 8
[26 empty] | 3456400% | 5:00 | 0 | 0 | 0 | 1 | 0 | 0 | 1 | 0 | 0 | 1 | 0 | 0 | 1 | 0 | 0 | 1 | 0 | 0 | 1 | 0 | 0 | 1 | 0 | 10 | E | 9 | 10 | E | 9 | 19.7 | E | 9 | 19.2 | E | 9 | 97 | A | 7 | 992 | E | 9 | 150 | E | 9 | 3.5 | E | 9 | 22855 | C | 8 | 780 | E | 9 | 3.4 | E | 8 | 0.192 | F | 8 | 0.15 | F | 8 | 0 | 1 | D | 9 | 0 | C | 8
[26 empty] | 3456400% | 6:00 | 35 | 722 | 5 | 1 | 24 | 0 | 1 | 27 | 5 | 1 | 24 | 6 | 1 | 24 | 0 | 1 | 27 | 6 | 1 | 24 | 20 | 1 | 43 | 10 | A | 7 | 10 | E | 9 | 20 | A | 7 | 18.8 | A | 7 | 93 | A | 7 | 993 | E | 9 | 230 | A | 7 | 2.5 | A | 7 | 24100 | B | 7 | 690 | A | 7 | 3.4 | E | 8 | 0.192 | F | 8 | 0.15 | F | 8 | 0 | 1 | D | 9 | 0 | C | 8
[26 empty] | 3456400% | 7:00 | 261 | 1333 | 46 | 1 | 24 | 0 | 1 | 27 | 46 | 1 | 24 | 53 | 1 | 24 | 0 | 1 | 27 | 53 | 1 | 24 | 175 | 1 | 43 | 10 | A | 7 | 10 | E | 9 | 20 | A | 7 | 18.3 | A | 7 | 90 | A | 7 | 993 | E | 9 | 250 | A | 7 | 3 | A | 7 | 32200 | B | 7 | 600 | A | 7 | 3.4 | E | 8 | 0.192 | F | 8 | 0.15 | F | 8 | 0 | 1 | D | 9 | 0 | C | 8
[26 empty] | 3456400% | 8:00 | 515 | 1333 | 84 | 1 | 24 | 0 | 1 | 27 | 84 | 1 | 24 | 99 | 1 | 24 | 0 | 1 | 27 | 99 | 1 | 24 | 362 | 1 | 43 | 10 | A | 7 | 10 | E | 9 | 20.5 | A | 7 | 18.3 | A | 7 | 87 | A | 7 | 993 | E | 9 | 270 | A | 7 | 3 | A | 7 | 32200 | B | 7 | 600 | A | 7 | 3.3 | E | 8 | 0.192 | F | 8 | 0.15 | F | 8 | 0 | 1 | D | 9 | 0 | C | 8
[26 empty] | 3456400% | 9:00 | 747 | 1333 | 142 | 1 | 25 | 0 | 1 | 28 | 142 | 1 | 25 | 168 | 1 | 25 | 0 | 1 | 28 | 168 | 1 | 25 | 651 | 1 | 45 | 10 | B | 8 | 10 | B | 8 | 21.1 | B | 8 | 18.4 | B | 8 | 85 | A | 7 | 994 | E | 9 | 300 | B | 8 | 3 | B | 8 | 40250 | C | 8 | 480 | B | 8 | 3.3 | E | 8 | 0.192 | F | 8 | 0.15 | F | 8 | 0 | 1 | D | 9 | 0 | C | 8
[26 empty] | 3456400% | 10:00 | 942 | 1333 | 162 | 1 | 24 | 0 | 1 | 27 | 162 | 1 | 24 | 196 | 1 | 24 | 0 | 1 | 27 | 196 | 1 | 24 | 800 | 1 | 43 | 10 | A | 7 | 10 | E | 9 | 21.6 | A | 7 | 18.3 | A | 7 | 82 | A | 7 | 994 | E | 9 | 320 | A | 7 | 3 | A | 7 | 48300 | B | 7 | 360 | A | 7 | 3.3 | E | 8 | 0.192 | F | 8 | 0.15 | F | 8 | 0 | 1 | D | 9 | 0 | C | 8
[26 empty] | 3456400% | 11:00 | 1087 | 1333 | 193 | 1 | 25 | 0 | 1 | 28 | 193 | 1 | 25 | 236 | 1 | 25 | 0 | 1 | 28 | 236 | 1 | 25 | 968 | 1 | 45 | 10 | B | 8 | 10 | B | 8 | 22.3 | B | 8 | 18.1 | B | 8 | 77 | A | 7 | 994 | E | 9 | 320 | B | 8 | 2.8 | B | 8 | 48300 | C | 8 | 390 | B | 8 | 3.3 | E | 8 | 0.192 | F | 8 | 0.15 | F | 8 | 0 | 1 | D | 9 | 0 | C | 8
[26 empty] | 3456400% | 12:00 | 1170 | 1333 | 252 | 1 | 24 | 0 | 1 | 27 | 252 | 1 | 24 | 305 | 1 | 24 | 0 | 1 | 27 | 305 | 1 | 24 | 1222 | 1 | 43 | 10 | A | 7 | 10 | E | 9 | 22.7 | A | 7 | 17.7 | A | 7 | 73 | A | 7 | 993 | E | 9 | 310 | A | 7 | 2.5 | A | 7 | 48300 | B | 7 | 420 | A | 7 | 3.3 | E | 8 | 0.192 | F | 8 | 0.15 | F | 8 | 0 | 1 | D | 9 | 0 | C | 8
[26 empty] | 3456400% | 13:00 | 1186 | 1333 | 257 | 1 | 24 | 0 | 1 | 27 | 257 | 1 | 24 | 311 | 1 | 24 | 0 | 1 | 27 | 311 | 1 | 24 | 1245 | 1 | 43 | 10 | A | 7 | 10 | E | 9 | 22.7 | A | 7 | 18.3 | A | 7 | 76 | A | 7 | 993 | E | 9 | 0 | A | 7 | 0 | A | 7 | 48300 | B | 7 | 840 | A | 7 | 3.3 | E | 8 | 0.192 | F | 8 | 0.15 | F | 8 | 0 | 1 | D | 9 | 0 | C | 8
[26 empty] | 3456400% | 14:00 | 1135 | 1333 | 243 | 1 | 24 | 0 | 1 | 27 | 243 | 1 | 24 | 294 | 1 | 24 | 0 | 1 | 27 | 294 | 1 | 24 | 1180 | 1 | 43 | 10 | A | 7 | 10 | E | 9 | 22.7 | A | 7 | 18.3 | A | 7 | 76 | A | 7 | 993 | E | 9 | 0 | A | 7 | 0 | A | 7 | 48300 | B | 7 | 900 | A | 7 | 3.3 | E | 8 | 0.192 | F | 8 | 0.15 | F | 8 | 0 | 1 | D | 9 | 0 | C | 8
[26 empty] | 3456400% | 15:00 | 1020 | 1333 | 213 | 1 | 24 | 0 | 1 | 27 | 213 | 1 | 24 | 256 | 1 | 24 | 0 | 1 | 27 | 256 | 1 | 24 | 1032 | 1 | 43 | 10 | A | 7 | 10 | E | 9 | 22.7 | A | 7 | 18.3 | A | 7 | 76 | A | 7 | 992 | E | 9 | 340 | A | 7 | 3.6 | A | 7 | 48300 | B | 7 | 1200 | A | 7 | 3.3 | E | 8 | 0.192 | F | 8 | 0.15 | F | 8 | 0 | 1 | D | 9 | 0 | C | 8
[26 empty] | 3456400% | 16:00 | 848 | 1333 | 168 | 1 | 24 | 0 | 1 | 27 | 168 | 1 | 24 | 200 | 1 | 24 | 0 | 1 | 27 | 200 | 1 | 24 | 790 | 1 | 43 | 10 | A | 7 | 10 | E | 9 | 25 | A | 7 | 18.8 | A | 7 | 68 | A | 7 | 992 | E | 9 | 340 | A | 7 | 2.5 | A | 7 | 48300 | B | 7 | 1140 | A | 7 | 3.3 | E | 8 | 0.192 | F | 8 | 0.15 | F | 8 | 0 | 1 | D | 9 | 0 | C | 8
[26 empty] | 3456400% | 17:00 | 631 | 1333 | 113 | 1 | 24 | 0 | 1 | 27 | 113 | 1 | 24 | 133 | 1 | 24 | 0 | 1 | 27 | 133 | 1 | 24 | 502 | 1 | 43 | 10 | A | 7 | 10 | E | 9 | 24.4 | A | 7 | 18.8 | A | 7 | 71 | A | 7 | 992 | E | 9 | 0 | A | 7 | 0 | A | 7 | 48300 | B | 7 | 1800 | A | 7 | 3.3 | E | 8 | 0.192 | F | 8 | 0.15 | F | 8 | 0 | 1 | D | 9 | 0 | C | 8
[26 empty] | 3456400% | 18:00 | 385 | 1333 | 62 | 1 | 25 | 0 | 1 | 28 | 62 | 1 | 25 | 73 | 1 | 25 | 0 | 1 | 28 | 73 | 1 | 25 | 253 | 1 | 45 | 10 | B | 8 | 10 | B | 8 | 23.8 | B | 8 | 18.9 | B | 8 | 74 | A | 7 | 991 | E | 9 | 0 | B | 8 | 0 | B | 8 | 48300 | C | 8 | 1950 | B | 8 | 3.3 | E | 8 | 0.192 | F | 8 | 0.15 | F | 8 | 0 | 1 | D | 9 | 0 | C | 8
[26 empty] | 3456400% | 19:00 | 128 | 1333 | 24 | 1 | 24 | 0 | 1 | 27 | 24 | 1 | 24 | 27 | 1 | 24 | 0 | 1 | 27 | 27 | 1 | 24 | 85 | 1 | 43 | 10 | A | 7 | 10 | E | 9 | 22.7 | A | 7 | 18.8 | A | 7 | 79 | A | 7 | 992 | E | 9 | 0 | A | 7 | 0 | A | 7 | 48300 | B | 7 | 2100 | A | 7 | 3.3 | E | 8 | 0.192 | F | 8 | 0.15 | F | 8 | 0 | 1 | D | 9 | 0 | C | 8
[26 empty] | 3456400% | 20:00 | 0 | 33 | 0 | 1 | 24 | 0 | 1 | 27 | 0 | 1 | 24 | 0 | 1 | 24 | 0 | 1 | 27 | 0 | 1 | 24 | 0 | 1 | 43 | 9 | A | 7 | 9 | E | 9 | 22.7 | A | 7 | 17.7 | A | 7 | 73 | A | 7 | 992 | E | 9 | 0 | A | 7 | 0 | A | 7 | 24100 | B | 7 | 2700 | A | 7 | 3.3 | E | 8 | 0.192 | F | 8 | 0.15 | F | 8 | 0 | 1 | D | 9 | 0 | C | 8
[26 empty] | 3456400% | 21:00 | 0 | 0 | 0 | 1 | 0 | 0 | 1 | 0 | 0 | 1 | 0 | 0 | 1 | 0 | 0 | 1 | 0 | 0 | 1 | 0 | 0 | 1 | 0 | 2 | A | 7 | 2 | E | 9 | 21.1 | A | 7 | 18.3 | A | 7 | 84 | A | 7 | 992 | E | 9 | 0 | A | 7 | 0 | A | 7 | 32200 | B | 7 | 77777 | A | 7 | 3.3 | E | 8 | 0.192 | F | 8 | 0.15 | F | 8 | 0 | 1 | D | 9 | 0 | C | 8
[26 empty] | 3456400% | 22:00 | 0 | 0 | 0 | 1 | 0 | 0 | 1 | 0 | 0 | 1 | 0 | 0 | 1 | 0 | 0 | 1 | 0 | 0 | 1 | 0 | 0 | 1 | 0 | 3 | E | 9 | 2 | E | 9 | 21 | E | 9 | 18.2 | E | 9 | 84 | A | 7 | 992 | E | 9 | 0 | E | 9 | 0 | E | 9 | 29700 | C | 8 | 20055 | E | 9 | 3.3 | E | 8 | 0.192 | F | 8 | 0.15 | F | 8 | 0 | 1 | D | 9 | 0 | C | 8
[26 empty] | 3456400% | 23:00 | 0 | 0 | 0 | 1 | 0 | 0 | 1 | 0 | 0 | 1 | 0 | 0 | 1 | 0 | 0 | 1 | 0 | 0 | 1 | 0 | 0 | 1 | 0 | 4 | E | 9 | 3 | E | 9 | 19.9 | E | 9 | 19.1 | E | 9 | 95 | A | 7 | 992 | E | 9 | 0 | E | 9 | 0 | E | 9 | 27200 | C | 8 | 18111 | E | 9 | 3.3 | E | 8 | 0.192 | F | 8 | 0.15 | F | 8 | 0 | 1 | D | 9 | 0 | C | 8
[26 empty] | 3456400% | 24:00 | 0 | 0 | 0 | 1 | 0 | 0 | 1 | 0 | 0 | 1 | 0 | 0 | 1 | 0 | 0 | 1 | 0 | 0 | 1 | 0 | 0 | 1 | 0 | 4 | E | 9 | 3 | E | 9 | 19.8 | E | 9 | 19.1 | E | 9 | 96 | A | 7 | 992 | E | 9 | 0 | E | 9 | 0 | E | 9 | 24700 | C | 8 | 16166 | E | 9 | 3.3 | E | 8 | 0.192 | F | 8 | 0.15 | F | 8 | 0 | 1 | D | 9 | 0 | C | 8
[26 empty] | 3456500% | 1:00 | 0 | 0 | 0 | 1 | 0 | 0 | 1 | 0 | 0 | 1 | 0 | 0 | 1 | 0 | 0 | 1 | 0 | 0 | 1 | 0 | 0 | 1 | 0 | 5 | E | 9 | 4 | E | 9 | 19.7 | E | 9 | 19 | E | 9 | 96 | A | 7 | 992 | E | 9 | 0 | E | 9 | 0 | E | 9 | 22200 | C | 8 | 14221 | E | 9 | 3.3 | E | 8 | 0.191 | F | 8 | 0.15 | F | 8 | 0 | 1 | D | 9 | 0 | C | 8
[26 empty] | 3456500% | 2:00 | 0 | 0 | 0 | 1 | 0 | 0 | 1 | 0 | 0 | 1 | 0 | 0 | 1 | 0 | 0 | 1 | 0 | 0 | 1 | 0 | 0 | 1 | 0 | 6 | E | 9 | 4 | E | 9 | 19.6 | E | 9 | 18.9 | E | 9 | 96 | A | 7 | 992 | E | 9 | 0 | E | 9 | 0 | E | 9 | 19700 | C | 8 | 12278 | E | 9 | 3.3 | E | 8 | 0.191 | F | 8 | 0.15 | F | 8 | 0 | 1 | D | 9 | 45 | C | 8
[26 empty] | 3456500% | 3:00 | 0 | 0 | 0 | 1 | 0 | 0 | 1 | 0 | 0 | 1 | 0 | 0 | 1 | 0 | 0 | 1 | 0 | 0 | 1 | 0 | 0 | 1 | 0 | 7 | E | 9 | 5 | E | 9 | 19.5 | E | 9 | 17.8 | E | 9 | 90 | A | 7 | 992 | E | 9 | 0 | E | 9 | 0 | E | 9 | 17200 | C | 8 | 10334 | E | 9 | 3.3 | E | 8 | 0.191 | F | 8 | 0.15 | F | 8 | 0 | 1 | D | 9 | 45 | C | 8
[26 empty] | 3456500% | 4:00 | 0 | 0 | 0 | 1 | 0 | 0 | 1 | 0 | 0 | 1 | 0 | 0 | 1 | 0 | 0 | 1 | 0 | 0 | 1 | 0 | 0 | 1 | 0 | 7 | E | 9 | 5 | E | 9 | 18.4 | E | 9 | 17.8 | E | 9 | 96 | A | 7 | 991 | E | 9 | 0 | E | 9 | 0 | E | 9 | 14700 | C | 8 | 8389 | E | 9 | 3.3 | E | 8 | 0.191 | F | 8 | 0.15 | F | 8 | 0 | 1 | D | 9 | 45 | C | 8
[26 empty] | 3456500% | 5:00 | 0 | 0 | 0 | 1 | 0 | 0 | 1 | 0 | 0 | 1 | 0 | 0 | 1 | 0 | 0 | 1 | 0 | 0 | 1 | 0 | 0 | 1 | 0 | 8 | E | 9 | 6 | E | 9 | 19.3 | E | 9 | 15.7 | E | 9 | 80 | A | 7 | 991 | E | 9 | 0 | E | 9 | 0 | E | 9 | 12200 | C | 8 | 6445 | E | 9 | 3.2 | E | 8 | 0.191 | F | 8 | 0.15 | F | 8 | 0 | 1 | D | 9 | 45 | C | 8
[26 empty] | 3456500% | 6:00 | 33 | 700 | 7 | 1 | 24 | 0 | 1 | 27 | 7 | 1 | 24 | 8 | 1 | 24 | 0 | 1 | 27 | 8 | 1 | 24 | 27 | 1 | 43 | 9 | A | 7 | 6 | E | 9 | 17.2 | A | 7 | 16.6 | A | 7 | 96 | A | 7 | 992 | E | 9 | 0 | A | 7 | 0 | A | 7 | 9700 | B | 7 | 4500 | A | 7 | 3.2 | E | 8 | 0.191 | F | 8 | 0.15 | F | 8 | 0 | 1 | D | 9 | 45 | C | 8
[26 empty] | 3456500% | 7:00 | 257 | 1334 | 62 | 1 | 24 | 0 | 1 | 27 | 62 | 1 | 24 | 70 | 1 | 24 | 0 | 1 | 27 | 70 | 1 | 24 | 217 | 1 | 43 | 10 | A | 7 | 10 | E | 9 | 18.3 | A | 7 | 17.2 | A | 7 | 93 | A | 7 | 992 | E | 9 | 0 | A | 7 | 0 | A | 7 | 9700 | B | 7 | 4500 | A | 7 | 3.2 | E | 8 | 0.191 | F | 8 | 0.15 | F | 8 | 0 | 1 | D | 9 | 45 | C | 8
[26 empty] | 3456500% | 8:00 | 512 | 1334 | 112 | 1 | 24 | 0 | 1 | 27 | 112 | 1 | 24 | 129 | 1 | 24 | 0 | 1 | 27 | 129 | 1 | 24 | 455 | 1 | 43 | 10 | A | 7 | 10 | E | 9 | 19.4 | A | 7 | 18.3 | A | 7 | 93 | A | 7 | 993 | E | 9 | 0 | A | 7 | 0 | A | 7 | 8000 | B | 7 | 4500 | A | 7 | 3.2 | E | 8 | 0.191 | F | 8 | 0.15 | F | 8 | 0 | 1 | D | 9 | 45 | C | 8
[26 empty] | 3456500% | 9:00 | 745 | 1334 | 176 | 1 | 25 | 0 | 1 | 28 | 176 | 1 | 25 | 205 | 1 | 25 | 0 | 1 | 28 | 205 | 1 | 25 | 770 | 1 | 45 | 10 | B | 8 | 10 | B | 8 | 21.4 | B | 8 | 18.6 | B | 8 | 84 | A | 7 | 993 | E | 9 | 0 | B | 8 | 0 | B | 8 | 8000 | C | 8 | 13250 | B | 8 | 3.2 | E | 8 | 0.191 | F | 8 | 0.15 | F | 8 | 0 | 1 | D | 9 | 5 | C | 8
[26 empty] | 3456500% | 10:00 | 940 | 1334 | 240 | 1 | 24 | 0 | 1 | 27 | 240 | 1 | 24 | 282 | 1 | 24 | 0 | 1 | 27 | 282 | 1 | 24 | 1095 | 1 | 43 | 10 | A | 7 | 10 | E | 9 | 23.3 | A | 7 | 18.8 | A | 7 | 76 | A | 7 | 993 | E | 9 | 0 | A | 7 | 0 | A | 7 | 8000 | B | 7 | 77777 | A | 7 | 3.2 | E | 8 | 0.191 | F | 8 | 0.15 | F | 8 | 0 | 1 | D | 9 | 5 | C | 8
[26 empty] | 3456500% | 11:00 | 1084 | 1334 | 288 | 1 | 24 | 0 | 1 | 27 | 288 | 1 | 24 | 341 | 1 | 24 | 0 | 1 | 27 | 341 | 1 | 24 | 1331 | 1 | 43 | 10 | A | 7 | 10 | E | 9 | 25 | A | 7 | 18.8 | A | 7 | 68 | A | 7 | 993 | E | 9 | 0 | A | 7 | 0 | A | 7 | 6400 | B | 7 | 7500 | A | 7 | 3.2 | E | 8 | 0.191 | F | 8 | 0.15 | F | 8 | 0 | 1 | D | 9 | 5 | C | 8
[26 empty] | 3456500% | 12:00 | 1167 | 1334 | 316 | 1 | 24 | 0 | 1 | 27 | 316 | 1 | 24 | 376 | 1 | 24 | 0 | 1 | 27 | 376 | 1 | 24 | 1454 | 1 | 43 | 10 | A | 7 | 10 | E | 9 | 26.1 | A | 7 | 20 | A | 7 | 69 | A | 7 | 993 | E | 9 | 0 | A | 7 | 0 | A | 7 | 6400 | B | 7 | 7500 | A | 7 | 3.2 | E | 8 | 0.191 | F | 8 | 0.15 | F | 8 | 0 | 1 | D | 9 | 5 | C | 8
[26 empty] | 3456500% | 13:00 | 1183 | 1334 | 816 | 1 | 24 | 605 | 1 | 27 | 279 | 1 | 24 | 857 | 1 | 24 | 610 | 1 | 27 | 314 | 1 | 24 | 1370 | 1 | 43 | 3 | A | 7 | 3 | E | 9 | 27.1 | B | 8 | 19.7 | B | 8 | 64 | A | 7 | 993 | E | 9 | 0 | A | 7 | 0 | B | 8 | 6933 | C | 8 | 77777 | A | 7 | 3.2 | E | 8 | 0.191 | F | 8 | 0.15 | F | 8 | 0 | 1 | D | 9 | 0 | C | 8
[26 empty] | 3456500% | 14:00 | 1132 | 1334 | 524 | 1 | 25 | 305 | 1 | 28 | 265 | 1 | 25 | 571 | 1 | 25 | 319 | 1 | 28 | 300 | 1 | 25 | 1129 | 1 | 45 | 6 | B | 8 | 5 | B | 8 | 28.2 | B | 8 | 19.6 | B | 8 | 60 | A | 7 | 992 | E | 9 | 0 | B | 8 | 0 | B | 8 | 7466 | C | 8 | 77777 | B | 8 | 3.2 | E | 8 | 0.191 | F | 8 | 0.15 | F | 8 | 0 | 1 | D | 9 | 5 | C | 8
[26 empty] | 3456500% | 15:00 | 1016 | 1334 | 592 | 1 | 24 | 228 | 1 | 27 | 418 | 1 | 24 | 642 | 1 | 24 | 241 | 1 | 27 | 458 | 1 | 24 | 1395 | 1 | 43 | 9 | A | 7 | 6 | E | 9 | 28.8 | A | 7 | 19.4 | A | 7 | 57 | A | 7 | 992 | E | 9 | 0 | A | 7 | 0 | A | 7 | 8000 | B | 7 | 77777 | A | 7 | 3.2 | E | 8 | 0.191 | F | 8 | 0.15 | F | 8 | 0 | 1 | D | 9 | 5 | C | 8
[26 empty] | 3456500% | 16:00 | 844 | 1334 | 537 | 1 | 24 | 303 | 1 | 27 | 345 | 1 | 24 | 568 | 1 | 24 | 322 | 1 | 27 | 363 | 1 | 24 | 944 | 1 | 43 | 9 | A | 7 | 6 | E | 9 | 28.8 | A | 7 | 19.4 | A | 7 | 57 | A | 7 | 992 | E | 9 | 180 | A | 7 | 2 | A | 7 | 8000 | B | 7 | 77777 | A | 7 | 3.2 | E | 8 | 0.191 | F | 8 | 0.15 | F | 8 | 0 | 1 | D | 9 | 5 | C | 8
[26 empty] | 3456500% | 17:00 | 627 | 1334 | 302 | 1 | 24 | 268 | 1 | 27 | 176 | 1 | 24 | 325 | 1 | 24 | 275 | 1 | 27 | 195 | 1 | 24 | 382 | 1 | 43 | 9 | A | 7 | 6 | E | 9 | 28.8 | A | 7 | 19.4 | A | 7 | 57 | A | 7 | 992 | E | 9 | 0 | A | 7 | 0 | A | 7 | 11300 | B | 7 | 77777 | A | 7 | 3.2 | E | 8 | 0.191 | F | 8 | 0.15 | F | 8 | 0 | 1 | D | 9 | 0 | C | 8
[26 empty] | 3456500% | 18:00 | 380 | 1334 | 134 | 1 | 24 | 95 | 1 | 27 | 107 | 1 | 24 | 146 | 1 | 24 | 85 | 1 | 27 | 122 | 1 | 24 | 238 | 1 | 43 | 9 | A | 7 | 6 | E | 9 | 27.2 | A | 7 | 19.4 | A | 7 | 62 | A | 7 | 992 | E | 9 | 0 | A | 7 | 0 | A | 7 | 16100 | B | 7 | 77777 | A | 7 | 3.2 | E | 8 | 0.191 | F | 8 | 0.15 | F | 8 | 0 | 1 | D | 9 | 0 | C | 8
[26 empty] | 3456500% | 19:00 | 123 | 1334 | 33 | 1 | 24 | 2 | 1 | 27 | 33 | 1 | 24 | 37 | 1 | 24 | 0 | 1 | 27 | 37 | 1 | 24 | 106 | 1 | 43 | 9 | A | 7 | 6 | E | 9 | 25.5 | A | 7 | 20 | A | 7 | 72 | A | 7 | 992 | E | 9 | 0 | A | 7 | 0 | A | 7 | 19300 | B | 7 | 77777 | A | 7 | 3.2 | E | 8 | 0.191 | F | 8 | 0.15 | F | 8 | 0 | 1 | D | 9 | 0 | C | 8
[26 empty] | 3456500% | 20:00 | 0 | 11 | 0 | 1 | 0 | 0 | 1 | 0 | 0 | 1 | 0 | 0 | 1 | 1 | 0 | 1 | 2 | 0 | 1 | 2 | 0 | 1 | 1 | 2 | A | 7 | 2 | E | 9 | 23.8 | A | 7 | 20 | A | 7 | 79 | A | 7 | 992 | E | 9 | 0 | A | 7 | 0 | A | 7 | 11300 | B | 7 | 77777 | A | 7 | 3.2 | E | 8 | 0.191 | F | 8 | 0.15 | F | 8 | 0 | 1 | D | 9 | 0 | C | 8
[26 empty] | 3456500% | 21:00 | 0 | 0 | 0 | 1 | 0 | 0 | 1 | 0 | 0 | 1 | 0 | 0 | 1 | 0 | 0 | 1 | 0 | 0 | 1 | 0 | 0 | 1 | 0 | 0 | A | 7 | 0 | E | 9 | 23.3 | A | 7 | 20 | A | 7 | 82 | A | 7 | 993 | E | 9 | 0 | A | 7 | 0 | A | 7 | 11300 | B | 7 | 77777 | A | 7 | 3.2 | E | 8 | 0.191 | F | 8 | 0.15 | F | 8 | 0 | 1 | D | 9 | 0 | C | 8
[26 empty] | 3456500% | 22:00 | 0 | 0 | 0 | 1 | 0 | 0 | 1 | 0 | 0 | 1 | 0 | 0 | 1 | 0 | 0 | 1 | 0 | 0 | 1 | 0 | 0 | 1 | 0 | 1 | E | 9 | 0 | E | 9 | 24.4 | E | 9 | 22 | E | 9 | 86 | A | 7 | 992 | E | 9 | 0 | E | 9 | 0 | E | 9 | 10088 | C | 8 | 19578 | E | 9 | 3.2 | E | 8 | 0.191 | F | 8 | 0.15 | F | 8 | 0 | 1 | D | 9 | 0 | C | 8
[26 empty] | 3456500% | 23:00 | 0 | 0 | 0 | 1 | 0 | 0 | 1 | 0 | 0 | 1 | 0 | 0 | 1 | 0 | 0 | 1 | 0 | 0 | 1 | 0 | 0 | 1 | 0 | 2 | E | 9 | 1 | E | 9 | 23.5 | E | 9 | 22.1 | E | 9 | 92 | A | 7 | 992 | E | 9 | 0 | E | 9 | 0 | E | 9 | 8877 | C | 8 | 17156 | E | 9 | 3.2 | E | 8 | 0.191 | F | 8 | 0.15 | F | 8 | 0 | 1 | D | 9 | 0 | C | 8
[26 empty] | 3456500% | 24:00 | 0 | 0 | 0 | 1 | 0 | 0 | 1 | 0 | 0 | 1 | 0 | 0 | 1 | 0 | 0 | 1 | 0 | 0 | 1 | 0 | 0 | 1 | 0 | 3 | E | 9 | 1 | E | 9 | 21.7 | E | 9 | 18.1 | E | 9 | 80 | A | 7 | 992 | E | 9 | 0 | E | 9 | 0 | E | 9 | 7666 | C | 8 | 14734 | E | 9 | 3.2 | E | 8 | 0.191 | F | 8 | 0.15 | F | 8 | 0 | 1 | D | 9 | 0 | C | 8
[26 empty] | 3456600% | 1:00 | 0 | 0 | 0 | 1 | 0 | 0 | 1 | 0 | 0 | 1 | 0 | 0 | 1 | 0 | 0 | 1 | 0 | 0 | 1 | 0 | 0 | 1 | 0 | 4 | E | 9 | 2 | E | 9 | 21.8 | E | 9 | 19.1 | E | 9 | 85 | A | 7 | 992 | E | 9 | 0 | E | 9 | 0 | E | 9 | 6455 | C | 8 | 12312 | E | 9 | 3.2 | E | 8 | 0.191 | F | 8 | 0.15 | F | 8 | 0 | 1 | D | 9 | 45 | C | 8
[26 empty] | 3456600% | 2:00 | 0 | 0 | 0 | 1 | 0 | 0 | 1 | 0 | 0 | 1 | 0 | 0 | 1 | 0 | 0 | 1 | 0 | 0 | 1 | 0 | 0 | 1 | 0 | 5 | E | 9 | 2 | E | 9 | 20.9 | E | 9 | 19.2 | E | 9 | 90 | A | 7 | 991 | E | 9 | 0 | E | 9 | 0 | E | 9 | 5244 | C | 8 | 9889 | E | 9 | 3.2 | E | 8 | 0.191 | F | 8 | 0.15 | F | 8 | 0 | 1 | D | 9 | 45 | C | 8
[26 empty] | 3456600% | 3:00 | 0 | 0 | 0 | 1 | 0 | 0 | 1 | 0 | 0 | 1 | 0 | 0 | 1 | 0 | 0 | 1 | 0 | 0 | 1 | 0 | 0 | 1 | 0 | 6 | E | 9 | 3 | E | 9 | 21 | E | 9 | 19.2 | E | 9 | 89 | A | 7 | 991 | E | 9 | 0 | E | 9 | 0 | E | 9 | 4033 | C | 8 | 7467 | E | 9 | 3.2 | E | 8 | 0.191 | F | 8 | 0.15 | F | 8 | 0 | 1 | D | 9 | 45 | C | 8
[26 empty] | 3456600% | 4:00 | 0 | 0 | 0 | 1 | 0 | 0 | 1 | 0 | 0 | 1 | 0 | 0 | 1 | 0 | 0 | 1 | 0 | 0 | 1 | 0 | 0 | 1 | 0 | 7 | E | 9 | 3 | E | 9 | 20.2 | E | 9 | 18.2 | E | 9 | 88 | A | 7 | 991 | E | 9 | 0 | E | 9 | 0 | E | 9 | 2822 | C | 8 | 5045 | E | 9 | 3.2 | E | 8 | 0.191 | F | 8 | 0.15 | F | 8 | 0 | 1 | D | 9 | 45 | C | 8
[26 empty] | 3456600% | 5:00 | 0 | 0 | 0 | 1 | 0 | 0 | 1 | 0 | 0 | 1 | 0 | 0 | 1 | 0 | 0 | 1 | 0 | 0 | 1 | 0 | 0 | 1 | 0 | 8 | E | 9 | 4 | E | 9 | 19.3 | E | 9 | 18.3 | E | 9 | 94 | A | 7 | 991 | E | 9 | 0 | E | 9 | 0 | E | 9 | 1611 | C | 8 | 2623 | E | 9 | 3.2 | E | 8 | 0.191 | F | 8 | 0.15 | F | 8 | 0 | 1 | D | 9 | 45 | C | 8
[26 empty] | 3456600% | 6:00 | 31 | 678 | 7 | 1 | 24 | 4 | 1 | 27 | 7 | 1 | 24 | 8 | 1 | 24 | 2 | 1 | 27 | 8 | 1 | 24 | 18 | 1 | 43 | 9 | A | 7 | 4 | E | 9 | 19.4 | A | 7 | 18.3 | A | 7 | 93 | A | 7 | 992 | E | 9 | 0 | A | 7 | 0 | A | 7 | 400 | B | 7 | 60 | A | 7 | 3.2 | E | 8 | 0.191 | F | 8 | 0.15 | F | 8 | 0 | 1 | D | 9 | 45 | C | 8
[26 empty] | 3456600% | 7:00 | 254 | 1334 | 116 | 1 | 24 | 337 | 1 | 27 | 52 | 1 | 24 | 123 | 1 | 24 | 247 | 1 | 27 | 76 | 1 | 24 | 93 | 1 | 43 | 2 | A | 7 | 1 | E | 9 | 20 | A | 7 | 18.8 | A | 7 | 93 | A | 7 | 992 | E | 9 | 0 | A | 7 | 0 | A | 7 | 800 | B | 7 | 77777 | A | 7 | 3.2 | E | 8 | 0.191 | F | 8 | 0.15 | F | 8 | 0 | 1 | D | 9 | 45 | C | 8
[26 empty] | 3456600% | 8:00 | 508 | 1334 | 265 | 1 | 24 | 255 | 1 | 27 | 167 | 1 | 24 | 279 | 1 | 24 | 248 | 1 | 27 | 184 | 1 | 24 | 356 | 1 | 43 | 10 | A | 7 | 5 | E | 9 | 21.1 | A | 7 | 19.4 | A | 7 | 90 | A | 7 | 993 | E | 9 | 0 | A | 7 | 0 | A | 7 | 400 | B | 7 | 150 | A | 7 | 3.2 | E | 8 | 0.191 | F | 8 | 0.15 | F | 8 | 0 | 1 | D | 9 | 45 | C | 8
[26 empty] | 3456600% | 9:00 | 742 | 1334 | 483 | 1 | 24 | 674 | 1 | 27 | 108 | 1 | 24 | 515 | 1 | 24 | 678 | 1 | 27 | 138 | 1 | 24 | 249 | 1 | 43 | 2 | A | 7 | 1 | E | 9 | 23.8 | A | 7 | 20.5 | A | 7 | 82 | A | 7 | 993 | E | 9 | 0 | A | 7 | 0 | A | 7 | 4800 | B | 7 | 77777 | A | 7 | 3.3 | E | 8 | 0.191 | F | 8 | 0.15 | F | 8 | 0 | 1 | D | 9 | 5 | C | 8
[26 empty] | 3456600% | 10:00 | 937 | 1334 | 626 | 1 | 24 | 720 | 1 | 27 | 120 | 1 | 24 | 663 | 1 | 24 | 725 | 1 | 27 | 153 | 1 | 24 | 325 | 1 | 43 | 3 | A | 7 | 1 | E | 9 | 26.1 | A | 7 | 21.1 | A | 7 | 74 | A | 7 | 993 | E | 9 | 0 | A | 7 | 0 | A | 7 | 4800 | B | 7 | 77777 | A | 7 | 3.3 | E | 8 | 0.191 | F | 8 | 0.15 | F | 8 | 0 | 1 | D | 9 | 5 | C | 8
[26 empty] | 3456600% | 11:00 | 1081 | 1334 | 789 | 1 | 24 | 818 | 1 | 27 | 125 | 1 | 24 | 812 | 1 | 24 | 818 | 1 | 27 | 148 | 1 | 24 | 359 | 1 | 43 | 2 | A | 7 | 1 | E | 9 | 27.7 | A | 7 | 21.1 | A | 7 | 67 | A | 7 | 993 | E | 9 | 0 | A | 7 | 0 | A | 7 | 8000 | B | 7 | 77777 | A | 7 | 3.3 | E | 8 | 0.191 | F | 8 | 0.15 | F | 8 | 0 | 1 | D | 9 | 5 | C | 8
[26 empty] | 3456600% | 12:00 | 1164 | 1334 | 827 | 1 | 24 | 784 | 1 | 27 | 143 | 1 | 24 | 887 | 1 | 24 | 796 | 1 | 27 | 192 | 1 | 24 | 641 | 1 | 43 | 3 | A | 7 | 1 | E | 9 | 29.4 | A | 7 | 21.6 | A | 7 | 63 | A | 7 | 993 | E | 9 | 0 | A | 7 | 0 | A | 7 | 11300 | B | 7 | 77777 | A | 7 | 3.3 | E | 8 | 0.191 | F | 8 | 0.15 | F | 8 | 0 | 1 | D | 9 | 0 | C | 8
[26 empty] | 3456600% | 13:00 | 1180 | 1334 | 878 | 1 | 24 | 842 | 1 | 27 | 133 | 1 | 24 | 903 | 1 | 24 | 843 | 1 | 27 | 155 | 1 | 24 | 511 | 1 | 43 | 2 | A | 7 | 1 | E | 9 | 29.4 | A | 7 | 21.1 | A | 7 | 61 | A | 7 | 992 | E | 9 | 160 | A | 7 | 3 | A | 7 | 11300 | B | 7 | 77777 | A | 7 | 3.4 | E | 8 | 0.191 | F | 8 | 0.15 | F | 8 | 0 | 1 | D | 9 | 0 | C | 8
[26 empty] | 3456600% | 14:00 | 1128 | 1334 | 729 | 1 | 24 | 660 | 1 | 27 | 170 | 1 | 24 | 788 | 1 | 24 | 680 | 1 | 27 | 212 | 1 | 24 | 723 | 1 | 43 | 3 | A | 7 | 1 | E | 9 | 30 | A | 7 | 21.1 | A | 7 | 59 | A | 7 | 991 | E | 9 | 160 | A | 7 | 4.1 | A | 7 | 11300 | B | 7 | 77777 | A | 7 | 3.4 | E | 8 | 0.191 | F | 8 | 0.15 | F | 8 | 0 | 1 | D | 9 | 0 | C | 8
[26 empty] | 3456600% | 15:00 | 1012 | 1334 | 717 | 1 | 24 | 787 | 1 | 27 | 120 | 1 | 24 | 768 | 1 | 24 | 797 | 1 | 27 | 162 | 1 | 24 | 375 | 1 | 43 | 2 | A | 7 | 1 | E | 9 | 30.5 | A | 7 | 20.5 | A | 7 | 55 | A | 7 | 990 | E | 9 | 180 | A | 7 | 3.6 | A | 7 | 11300 | B | 7 | 77777 | A | 7 | 3.4 | E | 8 | 0.191 | F | 8 | 0.15 | F | 8 | 0 | 1 | D | 9 | 0 | C | 8
[26 empty] | 3456600% | 16:00 | 839 | 1334 | 595 | 1 | 24 | 779 | 1 | 27 | 105 | 1 | 24 | 630 | 1 | 24 | 780 | 1 | 27 | 138 | 1 | 24 | 256 | 1 | 43 | 0 | A | 7 | 0 | E | 9 | 30 | A | 7 | 21.1 | A | 7 | 59 | A | 7 | 989 | E | 9 | 170 | A | 7 | 3 | A | 7 | 11300 | B | 7 | 77777 | A | 7 | 3.4 | E | 8 | 0.191 | F | 8 | 0.15 | F | 8 | 0 | 1 | D | 9 | 0 | C | 8
[26 empty] | 3456600% | 17:00 | 622 | 1334 | 382 | 1 | 24 | 639 | 1 | 27 | 84 | 1 | 24 | 408 | 1 | 24 | 630 | 1 | 27 | 114 | 1 | 24 | 180 | 1 | 43 | 2 | A | 7 | 1 | E | 9 | 29.4 | A | 7 | 20 | A | 7 | 57 | A | 7 | 989 | E | 9 | 170 | A | 7 | 2.5 | A | 7 | 11300 | B | 7 | 77777 | A | 7 | 3.5 | E | 8 | 0.191 | F | 8 | 0.15 | F | 8 | 0 | 1 | D | 9 | 0 | C | 8
[26 empty] | 3456600% | 18:00 | 375 | 1334 | 108 | 1 | 24 | 139 | 1 | 27 | 69 | 1 | 24 | 118 | 1 | 24 | 123 | 1 | 27 | 84 | 1 | 24 | 126 | 1 | 43 | 9 | A | 7 | 4 | E | 9 | 28.3 | A | 7 | 20 | A | 7 | 61 | A | 7 | 989 | E | 9 | 170 | A | 7 | 2.5 | A | 7 | 12900 | B | 7 | 6900 | A | 7 | 3.5 | E | 8 | 0.191 | F | 8 | 0.15 | F | 8 | 0 | 1 | D | 9 | 0 | C | 8
[26 empty] | 3456600% | 19:00 | 117 | 1301 | 34 | 1 | 24 | 61 | 1 | 27 | 29 | 1 | 24 | 38 | 1 | 24 | 33 | 1 | 27 | 35 | 1 | 24 | 60 | 1 | 43 | 9 | A | 7 | 4 | E | 9 | 26.6 | A | 7 | 20 | A | 7 | 67 | A | 7 | 990 | E | 9 | 170 | A | 7 | 3 | A | 7 | 12900 | B | 7 | 6900 | A | 7 | 3.5 | E | 8 | 0.191 | F | 8 | 0.15 | F | 8 | 0 | 1 | D | 9 | 0 | C | 8
[26 empty] | 3456600% | 20:00 | 0 | 0 | 0 | 1 | 0 | 0 | 1 | 0 | 0 | 1 | 0 | 0 | 1 | 0 | 0 | 1 | 0 | 0 | 1 | 0 | 0 | 1 | 0 | 9 | A | 7 | 4 | E | 9 | 25 | A | 7 | 18.3 | A | 7 | 66 | A | 7 | 990 | E | 9 | 0 | A | 7 | 0 | A | 7 | 12900 | B | 7 | 77777 | A | 7 | 3.5 | E | 8 | 0.191 | F | 8 | 0.15 | F | 8 | 0 | 1 | D | 9 | 0 | C | 8
[26 empty] | 3456600% | 21:00 | 0 | 0 | 0 | 1 | 0 | 0 | 1 | 0 | 0 | 1 | 0 | 0 | 1 | 0 | 0 | 1 | 0 | 0 | 1 | 0 | 0 | 1 | 0 | 9 | A | 7 | 4 | E | 9 | 24.4 | A | 7 | 20.5 | A | 7 | 79 | A | 7 | 990 | E | 9 | 170 | A | 7 | 2 | A | 7 | 12900 | B | 7 | 77777 | A | 7 | 3.6 | E | 8 | 0.191 | F | 8 | 0.15 | F | 8 | 0 | 1 | D | 9 | 0 | C | 8
[26 empty] | 3456600% | 22:00 | 0 | 0 | 0 | 1 | 0 | 0 | 1 | 0 | 0 | 1 | 0 | 0 | 1 | 0 | 0 | 1 | 0 | 0 | 1 | 0 | 0 | 1 | 0 | 9 | E | 9 | 4 | E | 9 | 24.2 | E | 9 | 20.4 | E | 9 | 79 | A | 7 | 989 | E | 9 | 170 | E | 9 | 2.2 | E | 9 | 12000 | C | 8 | 20178 | E | 9 | 3.6 | E | 8 | 0.191 | F | 8 | 0.15 | F | 8 | 0 | 1 | D | 9 | 0 | C | 8
[26 empty] | 3456600% | 23:00 | 0 | 0 | 0 | 1 | 0 | 0 | 1 | 0 | 0 | 1 | 0 | 0 | 1 | 0 | 0 | 1 | 0 | 0 | 1 | 0 | 0 | 1 | 0 | 9 | E | 9 | 5 | E | 9 | 24 | E | 9 | 21.3 | E | 9 | 85 | A | 7 | 989 | E | 9 | 170 | E | 9 | 2.4 | E | 9 | 11100 | C | 8 | 18357 | E | 9 | 3.6 | E | 8 | 0.191 | F | 8 | 0.15 | F | 8 | 0 | 1 | D | 9 | 0 | C | 8
[26 empty] | 3456600% | 24:00 | 0 | 0 | 0 | 1 | 0 | 0 | 1 | 0 | 0 | 1 | 0 | 0 | 1 | 0 | 0 | 1 | 0 | 0 | 1 | 0 | 0 | 1 | 0 | 9 | E | 9 | 5 | E | 9 | 23.8 | E | 9 | 21.2 | E | 9 | 85 | A | 7 | 989 | E | 9 | 170 | E | 9 | 2.5 | E | 9 | 10200 | C | 8 | 16535 | E | 9 | 3.6 | E | 8 | 0.191 | F | 8 | 0.15 | F | 8 | 0 | 1 | D | 9 | 0 | C | 8
[26 empty] | 3456700% | 1:00 | 0 | 0 | 0 | 1 | 0 | 0 | 1 | 0 | 0 | 1 | 0 | 0 | 1 | 0 | 0 | 1 | 0 | 0 | 1 | 0 | 0 | 1 | 0 | 9 | E | 9 | 5 | E | 9 | 23.6 | E | 9 | 20.1 | E | 9 | 81 | A | 7 | 987 | E | 9 | 170 | E | 9 | 2.7 | E | 9 | 9300 | C | 8 | 14714 | E | 9 | 3.7 | E | 8 | 0.19 | F | 8 | 0.15 | F | 8 | 0 | 1 | D | 9 | 0 | C | 8
[26 empty] | 3456700% | 2:00 | 0 | 0 | 0 | 1 | 0 | 0 | 1 | 0 | 0 | 1 | 0 | 0 | 1 | 0 | 0 | 1 | 0 | 0 | 1 | 0 | 0 | 1 | 0 | 8 | E | 9 | 6 | E | 9 | 23.5 | E | 9 | 19.9 | E | 9 | 80 | A | 7 | 988 | E | 9 | 170 | E | 9 | 2.9 | E | 9 | 8400 | C | 8 | 12891 | E | 9 | 3.7 | E | 8 | 0.19 | F | 8 | 0.15 | F | 8 | 0 | 1 | D | 9 | 5 | C | 8
[26 empty] | 3456700% | 3:00 | 0 | 0 | 0 | 1 | 0 | 0 | 1 | 0 | 0 | 1 | 0 | 0 | 1 | 0 | 0 | 1 | 0 | 0 | 1 | 0 | 0 | 1 | 0 | 8 | E | 9 | 6 | E | 9 | 23.3 | E | 9 | 19.8 | E | 9 | 81 | A | 7 | 988 | E | 9 | 170 | E | 9 | 3.1 | E | 9 | 7500 | C | 8 | 11070 | E | 9 | 3.7 | E | 8 | 0.19 | F | 8 | 0.15 | F | 8 | 0 | 1 | D | 9 | 5 | C | 8
[26 empty] | 3456700% | 4:00 | 0 | 0 | 0 | 1 | 0 | 0 | 1 | 0 | 0 | 1 | 0 | 0 | 1 | 0 | 0 | 1 | 0 | 0 | 1 | 0 | 0 | 1 | 0 | 8 | E | 9 | 6 | E | 9 | 23.1 | E | 9 | 19.7 | E | 9 | 81 | A | 7 | 988 | E | 9 | 170 | E | 9 | 3.2 | E | 9 | 6600 | C | 8 | 9248 | E | 9 | 3.8 | E | 8 | 0.19 | F | 8 | 0.15 | F | 8 | 0 | 1 | D | 9 | 5 | C | 8
[26 empty] | 3456700% | 5:00 | 0 | 0 | 0 | 1 | 0 | 0 | 1 | 0 | 0 | 1 | 0 | 0 | 1 | 0 | 0 | 1 | 0 | 0 | 1 | 0 | 0 | 1 | 0 | 8 | E | 9 | 6 | E | 9 | 23.9 | E | 9 | 20.6 | E | 9 | 82 | A | 7 | 988 | E | 9 | 170 | E | 9 | 3.4 | E | 9 | 5700 | C | 8 | 7056 | E | 9 | 3.8 | E | 8 | 0.19 | F | 8 | 0.15 | F | 8 | 0 | 1 | D | 9 | 5 | C | 8
[26 empty] | 3456700% | 6:00 | 29 | 679 | 9 | 1 | 24 | 2 | 1 | 27 | 9 | 1 | 24 | 11 | 1 | 24 | 0 | 1 | 27 | 11 | 1 | 24 | 33 | 1 | 43 | 9 | A | 7 | 7 | E | 9 | 22.7 | A | 7 | 20.5 | A | 7 | 87 | A | 7 | 988 | E | 9 | 170 | A | 7 | 3.6 | A | 7 | 4800 | B | 7 | 3000 | A | 7 | 3.8 | E | 8 | 0.19 | F | 8 | 0.15 | F | 8 | 0 | 1 | D | 9 | 5 | C | 8
[26 empty] | 3456700% | 7:00 | 250 | 1335 | 105 | 1 | 24 | 23 | 1 | 27 | 101 | 1 | 24 | 113 | 1 | 24 | 11 | 1 | 27 | 111 | 1 | 24 | 281 | 1 | 43 | 9 | A | 7 | 8 | E | 9 | 23.3 | A | 7 | 20.5 | A | 7 | 84 | A | 7 | 989 | E | 9 | 170 | A | 7 | 3 | A | 7 | 6400 | B | 7 | 4500 | A | 7 | 3.8 | E | 8 | 0.19 | F | 8 | 0.15 | F | 8 | 0 | 1 | D | 9 | 5 | C | 8
[26 empty] | 3456700% | 8:00 | 505 | 1335 | 266 | 1 | 24 | 139 | 1 | 27 | 213 | 1 | 24 | 283 | 1 | 24 | 134 | 1 | 27 | 233 | 1 | 24 | 494 | 1 | 43 | 9 | A | 7 | 7 | E | 9 | 24.4 | A | 7 | 20.5 | A | 7 | 79 | A | 7 | 989 | E | 9 | 180 | A | 7 | 2.5 | A | 7 | 6400 | B | 7 | 450 | A | 7 | 3.8 | E | 8 | 0.19 | F | 8 | 0.15 | F | 8 | 0 | 1 | D | 9 | 5 | C | 8
[26 empty] | 3456700% | 9:00 | 739 | 1335 | 183 | 1 | 24 | 0 | 1 | 27 | 183 | 1 | 24 | 212 | 1 | 24 | 0 | 1 | 27 | 212 | 1 | 24 | 790 | 1 | 43 | 10 | A | 7 | 10 | E | 9 | 25 | A | 7 | 21.1 | A | 7 | 79 | A | 7 | 989 | E | 9 | 180 | A | 7 | 2.5 | A | 7 | 6400 | B | 7 | 4200 | A | 7 | 3.7 | E | 8 | 0.19 | F | 8 | 0.15 | F | 8 | 0 | 1 | D | 9 | 5 | C | 8
[26 empty] | 3456700% | 10:00 | 934 | 1335 | 245 | 1 | 24 | 0 | 1 | 27 | 245 | 1 | 24 | 287 | 1 | 24 | 0 | 1 | 27 | 287 | 1 | 24 | 1108 | 1 | 43 | 10 | A | 7 | 10 | E | 9 | 25.5 | A | 7 | 21.1 | A | 7 | 77 | A | 7 | 989 | E | 9 | 210 | A | 7 | 3.6 | A | 7 | 6400 | B | 7 | 4200 | A | 7 | 3.7 | E | 8 | 0.19 | F | 8 | 0.15 | F | 8 | 0 | 1 | D | 9 | 5 | C | 8
[26 empty] | 3456700% | 11:00 | 1078 | 1335 | 290 | 1 | 24 | 0 | 1 | 27 | 290 | 1 | 24 | 343 | 1 | 24 | 0 | 1 | 27 | 343 | 1 | 24 | 1336 | 1 | 43 | 10 | A | 7 | 10 | E | 9 | 26.6 | A | 7 | 21.6 | A | 7 | 74 | A | 7 | 989 | E | 9 | 190 | A | 7 | 2.5 | A | 7 | 8000 | B | 7 | 4200 | A | 7 | 3.7 | E | 8 | 0.19 | F | 8 | 0.15 | F | 8 | 0 | 1 | D | 9 | 5 | C | 8
[26 empty] | 3456700% | 12:00 | 1161 | 1335 | 316 | 1 | 24 | 0 | 1 | 27 | 316 | 1 | 24 | 375 | 1 | 24 | 0 | 1 | 27 | 375 | 1 | 24 | 1452 | 1 | 43 | 10 | A | 7 | 10 | E | 9 | 27.2 | A | 7 | 21.6 | A | 7 | 72 | A | 7 | 989 | E | 9 | 190 | A | 7 | 3 | A | 7 | 6400 | B | 7 | 4200 | A | 7 | 3.6 | E | 8 | 0.19 | F | 8 | 0.15 | F | 8 | 0 | 1 | D | 9 | 5 | C | 8
[26 empty] | 3456700% | 13:00 | 1177 | 1335 | 257 | 1 | 24 | 0 | 1 | 27 | 257 | 1 | 24 | 311 | 1 | 24 | 0 | 1 | 27 | 311 | 1 | 24 | 1243 | 1 | 43 | 10 | A | 7 | 10 | E | 9 | 27.7 | A | 7 | 21.6 | A | 7 | 69 | A | 7 | 989 | E | 9 | 170 | A | 7 | 2.5 | A | 7 | 8000 | B | 7 | 450 | A | 7 | 3.6 | E | 8 | 0.19 | F | 8 | 0.15 | F | 8 | 0 | 1 | D | 9 | 5 | C | 8
[26 empty] | 3456700% | 14:00 | 1125 | 1335 | 204 | 1 | 24 | 0 | 1 | 27 | 204 | 1 | 24 | 249 | 1 | 24 | 0 | 1 | 27 | 249 | 1 | 24 | 1020 | 1 | 43 | 10 | A | 7 | 10 | E | 9 | 22.2 | A | 7 | 20.5 | A | 7 | 90 | A | 7 | 989 | E | 9 | 280 | A | 7 | 2 | A | 7 | 3200 | B | 7 | 210 | A | 7 | 3.5 | E | 8 | 0.19 | F | 8 | 0.15 | F | 8 | 0 | 1 | D | 9 | 45 | C | 8
[26 empty] | 3456700% | 15:00 | 1008 | 1335 | 214 | 1 | 24 | 0 | 1 | 27 | 214 | 1 | 24 | 256 | 1 | 24 | 0 | 1 | 27 | 256 | 1 | 24 | 1031 | 1 | 43 | 10 | A | 7 | 10 | E | 9 | 23.3 | A | 7 | 20.5 | A | 7 | 84 | A | 7 | 988 | E | 9 | 320 | A | 7 | 2 | A | 7 | 12900 | B | 7 | 600 | A | 7 | 3.5 | E | 8 | 0.19 | F | 8 | 0.15 | F | 8 | 0 | 1 | D | 9 | 0 | C | 8
[26 empty] | 3456700% | 16:00 | 835 | 1335 | 170 | 1 | 24 | 0 | 1 | 27 | 170 | 1 | 24 | 202 | 1 | 24 | 0 | 1 | 27 | 202 | 1 | 24 | 791 | 1 | 43 | 10 | A | 7 | 10 | E | 9 | 23.8 | A | 7 | 20 | A | 7 | 79 | A | 7 | 988 | E | 9 | 330 | A | 7 | 3 | A | 7 | 16100 | B | 7 | 600 | A | 7 | 3.5 | E | 8 | 0.19 | F | 8 | 0.15 | F | 8 | 0 | 1 | D | 9 | 0 | C | 8
[26 empty] | 3456700% | 17:00 | 617 | 1335 | 115 | 1 | 24 | 0 | 1 | 27 | 115 | 1 | 24 | 135 | 1 | 24 | 0 | 1 | 27 | 135 | 1 | 24 | 504 | 1 | 43 | 10 | A | 7 | 10 | E | 9 | 23.8 | A | 7 | 19.4 | A | 7 | 76 | A | 7 | 988 | E | 9 | 0 | A | 7 | 0 | A | 7 | 24100 | B | 7 | 2400 | A | 7 | 3.4 | E | 8 | 0.19 | F | 8 | 0.15 | F | 8 | 0 | 1 | D | 9 | 0 | C | 8
[26 empty] | 3456700% | 18:00 | 369 | 1335 | 57 | 1 | 24 | 0 | 1 | 27 | 57 | 1 | 24 | 67 | 1 | 24 | 0 | 1 | 27 | 67 | 1 | 24 | 233 | 1 | 43 | 10 | A | 7 | 10 | E | 9 | 23.3 | A | 7 | 19.4 | A | 7 | 79 | A | 7 | 987 | E | 9 | 0 | A | 7 | 0 | A | 7 | 24100 | B | 7 | 3000 | A | 7 | 3.4 | E | 8 | 0.19 | F | 8 | 0.15 | F | 8 | 0 | 1 | D | 9 | 0 | C | 8
[26 empty] | 3456700% | 19:00 | 112 | 1279 | 19 | 1 | 24 | 0 | 1 | 27 | 19 | 1 | 24 | 22 | 1 | 24 | 0 | 1 | 27 | 22 | 1 | 24 | 70 | 1 | 43 | 10 | A | 7 | 10 | E | 9 | 22.7 | A | 7 | 20 | A | 7 | 85 | A | 7 | 988 | E | 9 | 0 | A | 7 | 0 | A | 7 | 24100 | B | 7 | 3000 | A | 7 | 3.3 | E | 8 | 0.19 | F | 8 | 0.15 | F | 8 | 0 | 1 | D | 9 | 0 | C | 8
[26 empty] | 3456700% | 20:00 | 0 | 0 | 0 | 1 | 0 | 0 | 1 | 0 | 0 | 1 | 0 | 0 | 1 | 0 | 0 | 1 | 0 | 0 | 1 | 0 | 0 | 1 | 0 | 10 | A | 7 | 10 | E | 9 | 22.2 | A | 7 | 19.4 | A | 7 | 84 | A | 7 | 988 | E | 9 | 0 | A | 7 | 0 | A | 7 | 19300 | B | 7 | 4200 | A | 7 | 3.3 | E | 8 | 0.19 | F | 8 | 0.15 | F | 8 | 0 | 1 | D | 9 | 0 | C | 8
[26 empty] | 3456700% | 21:00 | 0 | 0 | 0 | 1 | 0 | 0 | 1 | 0 | 0 | 1 | 0 | 0 | 1 | 0 | 0 | 1 | 0 | 0 | 1 | 0 | 0 | 1 | 0 | 10 | A | 7 | 10 | E | 9 | 21.6 | A | 7 | 18.3 | A | 7 | 82 | A | 7 | 988 | E | 9 | 0 | A | 7 | 0 | A | 7 | 24100 | B | 7 | 2700 | A | 7 | 3.3 | E | 8 | 0.19 | F | 8 | 0.15 | F | 8 | 0 | 1 | D | 9 | 0 | C | 8
[26 empty] | 3456700% | 22:00 | 0 | 0 | 0 | 1 | 0 | 0 | 1 | 0 | 0 | 1 | 0 | 0 | 1 | 0 | 0 | 1 | 0 | 0 | 1 | 0 | 0 | 1 | 0 | 10 | E | 9 | 10 | E | 9 | 20.9 | E | 9 | 18.4 | E | 9 | 86 | A | 7 | 988 | E | 9 | 60 | E | 9 | 0.1 | E | 9 | 21955 | C | 8 | 2699 | E | 9 | 3.2 | E | 8 | 0.19 | F | 8 | 0.15 | F | 8 | 0 | 1 | D | 9 | 0 | C | 8
[26 empty] | 3456700% | 23:00 | 0 | 0 | 0 | 1 | 0 | 0 | 1 | 0 | 0 | 1 | 0 | 0 | 1 | 0 | 0 | 1 | 0 | 0 | 1 | 0 | 0 | 1 | 0 | 10 | E | 9 | 10 | E | 9 | 20.2 | E | 9 | 18.5 | E | 9 | 90 | A | 7 | 988 | E | 9 | 120 | E | 9 | 0.1 | E | 9 | 19811 | C | 8 | 2698 | E | 9 | 3.2 | E | 8 | 0.19 | F | 8 | 0.15 | F | 8 | 0 | 1 | D | 9 | 0 | C | 8
[26 empty] | 3456700% | 24:00 | 0 | 0 | 0 | 1 | 0 | 0 | 1 | 0 | 0 | 1 | 0 | 0 | 1 | 0 | 0 | 1 | 0 | 0 | 1 | 0 | 0 | 1 | 0 | 9 | E | 9 | 9 | E | 9 | 19.5 | E | 9 | 18.6 | E | 9 | 95 | A | 7 | 988 | E | 9 | 180 | E | 9 | 0.7 | E | 9 | 17666 | C | 8 | 2697 | E | 9 | 3.2 | E | 8 | 0.19 | F | 8 | 0.15 | F | 8 | 0 | 1 | D | 9 | 0 | C | 8
[26 empty] | 3456800% | 1:00 | 0 | 0 | 0 | 1 | 0 | 0 | 1 | 0 | 0 | 1 | 0 | 0 | 1 | 0 | 0 | 1 | 0 | 0 | 1 | 0 | 0 | 1 | 0 | 9 | E | 9 | 9 | E | 9 | 19.8 | E | 9 | 18.7 | E | 9 | 93 | A | 7 | 987 | E | 9 | 220 | E | 9 | 0.7 | E | 9 | 15522 | C | 8 | 2696 | E | 9 | 3.1 | E | 8 | 0.189 | F | 8 | 0.15 | F | 8 | 0 | 1 | D | 9 | 0 | C | 8
[26 empty] | 3456800% | 2:00 | 0 | 0 | 0 | 1 | 0 | 0 | 1 | 0 | 0 | 1 | 0 | 0 | 1 | 0 | 0 | 1 | 0 | 0 | 1 | 0 | 0 | 1 | 0 | 9 | E | 9 | 9 | E | 9 | 19.1 | E | 9 | 17.8 | E | 9 | 92 | A | 7 | 987 | E | 9 | 260 | E | 9 | 2.8 | E | 9 | 13377 | C | 8 | 2694 | E | 9 | 3.1 | E | 8 | 0.189 | F | 8 | 0.15 | F | 8 | 0 | 1 | D | 9 | 45 | C | 8
[26 empty] | 3456800% | 3:00 | 0 | 0 | 0 | 1 | 0 | 0 | 1 | 0 | 0 | 1 | 0 | 0 | 1 | 0 | 0 | 1 | 0 | 0 | 1 | 0 | 0 | 1 | 0 | 9 | E | 9 | 9 | E | 9 | 19.4 | E | 9 | 17.9 | E | 9 | 91 | A | 7 | 987 | E | 9 | 330 | E | 9 | 1.8 | E | 9 | 11233 | C | 8 | 2693 | E | 9 | 3 | E | 8 | 0.189 | F | 8 | 0.15 | F | 8 | 0 | 1 | D | 9 | 45 | C | 8
[26 empty] | 3456800% | 4:00 | 0 | 0 | 0 | 1 | 0 | 0 | 1 | 0 | 0 | 1 | 0 | 0 | 1 | 0 | 0 | 1 | 0 | 0 | 1 | 0 | 0 | 1 | 0 | 9 | E | 9 | 9 | E | 9 | 19.7 | E | 9 | 18 | E | 9 | 90 | A | 7 | 987 | E | 9 | 30 | E | 9 | 3.5 | E | 9 | 9088 | C | 8 | 2692 | E | 9 | 3 | E | 8 | 0.189 | F | 8 | 0.15 | F | 8 | 0 | 1 | D | 9 | 45 | C | 8
[26 empty] | 3456800% | 5:00 | 0 | 0 | 0 | 1 | 0 | 0 | 1 | 0 | 0 | 1 | 0 | 0 | 1 | 0 | 0 | 1 | 0 | 0 | 1 | 0 | 0 | 1 | 0 | 8 | E | 9 | 8 | E | 9 | 19 | E | 9 | 18.1 | E | 9 | 95 | A | 7 | 988 | E | 9 | 70 | E | 9 | 3.5 | E | 9 | 6944 | C | 8 | 2691 | E | 9 | 3 | E | 8 | 0.189 | F | 8 | 0.15 | F | 8 | 0 | 1 | D | 9 | 45 | C | 8
[26 empty] | 3456800% | 6:00 | 28 | 657 | 3 | 1 | 24 | 0 | 1 | 27 | 3 | 1 | 24 | 4 | 1 | 24 | 0 | 1 | 27 | 4 | 1 | 24 | 12 | 1 | 43 | 10 | A | 7 | 10 | E | 9 | 18.3 | A | 7 | 17.2 | A | 7 | 93 | A | 7 | 988 | E | 9 | 330 | A | 7 | 2 | A | 7 | 4800 | B | 7 | 240 | A | 7 | 2.9 | E | 8 | 0.189 | F | 8 | 0.15 | F | 8 | 0 | 1 | D | 9 | 45 | C | 8
[26 empty] | 3456800% | 7:00 | 247 | 1336 | 34 | 1 | 24 | 0 | 1 | 27 | 34 | 1 | 24 | 40 | 1 | 24 | 0 | 1 | 27 | 40 | 1 | 24 | 134 | 1 | 43 | 10 | A | 7 | 10 | E | 9 | 18.3 | A | 7 | 17.2 | A | 7 | 93 | A | 7 | 988 | E | 9 | 350 | A | 7 | 2 | A | 7 | 4800 | B | 7 | 1500 | A | 7 | 2.9 | E | 8 | 0.189 | F | 8 | 0.15 | F | 8 | 0 | 1 | D | 9 | 45 | C | 8
[26 empty] | 3456800% | 8:00 | 502 | 1336 | 88 | 1 | 24 | 0 | 1 | 27 | 88 | 1 | 24 | 103 | 1 | 24 | 0 | 1 | 27 | 103 | 1 | 24 | 373 | 1 | 43 | 10 | A | 7 | 10 | E | 9 | 18.3 | A | 7 | 17.2 | A | 7 | 93 | A | 7 | 988 | E | 9 | 0 | A | 7 | 0 | A | 7 | 4800 | B | 7 | 600 | A | 7 | 2.8 | E | 8 | 0.189 | F | 8 | 0.15 | F | 8 | 0 | 1 | D | 9 | 45 | C | 8
[26 empty] | 3456800% | 9:00 | 736 | 1336 | 102 | 1 | 24 | 0 | 1 | 27 | 102 | 1 | 24 | 124 | 1 | 24 | 0 | 1 | 27 | 124 | 1 | 24 | 489 | 1 | 43 | 10 | A | 7 | 10 | E | 9 | 18.8 | A | 7 | 17.7 | A | 7 | 93 | A | 7 | 988 | E | 9 | 300 | A | 7 | 2 | A | 7 | 4000 | B | 7 | 90 | A | 7 | 2.8 | E | 8 | 0.189 | F | 8 | 0.15 | F | 8 | 0 | 1 | D | 9 | 45 | C | 8
[26 empty] | 3456800% | 10:00 | 931 | 1336 | 137 | 1 | 24 | 0 | 1 | 27 | 137 | 1 | 24 | 168 | 1 | 24 | 0 | 1 | 27 | 168 | 1 | 24 | 689 | 1 | 43 | 10 | A | 7 | 10 | E | 9 | 19.4 | A | 7 | 18.3 | A | 7 | 93 | A | 7 | 989 | E | 9 | 350 | A | 7 | 2 | A | 7 | 4800 | B | 7 | 150 | A | 7 | 2.8 | E | 8 | 0.189 | F | 8 | 0.15 | F | 8 | 0 | 1 | D | 9 | 45 | C | 8
[26 empty] | 3456800% | 11:00 | 1076 | 1336 | 232 | 1 | 24 | 0 | 1 | 27 | 232 | 1 | 24 | 279 | 1 | 24 | 0 | 1 | 27 | 279 | 1 | 24 | 1123 | 1 | 43 | 10 | A | 7 | 10 | E | 9 | 19.4 | A | 7 | 18.3 | A | 7 | 93 | A | 7 | 989 | E | 9 | 350 | A | 7 | 2.5 | A | 7 | 6400 | B | 7 | 660 | A | 7 | 2.8 | E | 8 | 0.189 | F | 8 | 0.15 | F | 8 | 0 | 1 | D | 9 | 45 | C | 8
[26 empty] | 3456800% | 12:00 | 1158 | 1336 | 253 | 1 | 24 | 0 | 1 | 27 | 253 | 1 | 24 | 306 | 1 | 24 | 0 | 1 | 27 | 306 | 1 | 24 | 1223 | 1 | 43 | 10 | A | 7 | 10 | E | 9 | 21.6 | A | 7 | 18.3 | A | 7 | 82 | A | 7 | 989 | E | 9 | 350 | A | 7 | 2.5 | A | 7 | 16100 | B | 7 | 2700 | A | 7 | 2.7 | E | 8 | 0.189 | F | 8 | 0.15 | F | 8 | 0 | 1 | D | 9 | 0 | C | 8
[26 empty] | 3456800% | 13:00 | 1174 | 1336 | 321 | 1 | 24 | 0 | 1 | 27 | 321 | 1 | 24 | 382 | 1 | 24 | 0 | 1 | 27 | 382 | 1 | 24 | 1473 | 1 | 43 | 10 | A | 7 | 10 | E | 9 | 22.7 | A | 7 | 17.7 | A | 7 | 73 | A | 7 | 989 | E | 9 | 350 | A | 7 | 2.5 | A | 7 | 24100 | B | 7 | 4500 | A | 7 | 2.7 | E | 8 | 0.189 | F | 8 | 0.15 | F | 8 | 0 | 1 | D | 9 | 0 | C | 8
[26 empty] | 3456800% | 14:00 | 1121 | 1336 | 305 | 1 | 24 | 0 | 1 | 27 | 305 | 1 | 24 | 361 | 1 | 24 | 0 | 1 | 27 | 361 | 1 | 24 | 1402 | 1 | 43 | 10 | A | 7 | 10 | E | 9 | 24.4 | A | 7 | 16.6 | A | 7 | 62 | A | 7 | 989 | E | 9 | 30 | A | 7 | 4.6 | A | 7 | 32200 | B | 7 | 5400 | A | 7 | 2.7 | E | 8 | 0.189 | F | 8 | 0.15 | F | 8 | 0 | 1 | D | 9 | 0 | C | 8
[26 empty] | 3456800% | 15:00 | 1004 | 1336 | 268 | 1 | 24 | 0 | 1 | 27 | 268 | 1 | 24 | 315 | 1 | 24 | 0 | 1 | 27 | 315 | 1 | 24 | 1225 | 1 | 43 | 10 | A | 7 | 10 | E | 9 | 23.8 | A | 7 | 15.5 | A | 7 | 60 | A | 7 | 988 | E | 9 | 30 | A | 7 | 5.1 | A | 7 | 32200 | B | 7 | 5400 | A | 7 | 2.7 | E | 8 | 0.189 | F | 8 | 0.15 | F | 8 | 0 | 1 | D | 9 | 0 | C | 8
[26 empty] | 3456800% | 16:00 | 830 | 1336 | 429 | 1 | 24 | 374 | 1 | 27 | 196 | 1 | 24 | 460 | 1 | 24 | 385 | 1 | 27 | 220 | 1 | 24 | 475 | 1 | 43 | 9 | A | 7 | 6 | E | 9 | 24.4 | A | 7 | 15 | A | 7 | 56 | A | 7 | 988 | E | 9 | 30 | A | 7 | 5.1 | A | 7 | 32200 | B | 7 | 5400 | A | 7 | 2.6 | E | 8 | 0.189 | F | 8 | 0.15 | F | 8 | 0 | 1 | D | 9 | 0 | C | 8
[26 empty] | 3456800% | 17:00 | 612 | 1336 | 285 | 1 | 25 | 282 | 1 | 28 | 156 | 1 | 25 | 309 | 1 | 25 | 288 | 1 | 28 | 176 | 1 | 25 | 330 | 1 | 45 | 6 | B | 8 | 5 | B | 8 | 24.3 | B | 8 | 15.4 | B | 8 | 58 | A | 7 | 988 | E | 9 | 20 | B | 8 | 2.6 | B | 8 | 32200 | C | 8 | 13700 | B | 8 | 2.6 | E | 8 | 0.189 | F | 8 | 0.15 | F | 8 | 0 | 1 | D | 9 | 0 | C | 8
[26 empty] | 3456800% | 18:00 | 363 | 1336 | 198 | 1 | 24 | 402 | 1 | 27 | 89 | 1 | 24 | 207 | 1 | 24 | 343 | 1 | 27 | 114 | 1 | 24 | 165 | 1 | 43 | 3 | A | 7 | 3 | E | 9 | 23.8 | A | 7 | 16.1 | A | 7 | 62 | A | 7 | 987 | E | 9 | 0 | A | 7 | 0 | A | 7 | 32200 | B | 7 | 77777 | A | 7 | 2.6 | E | 8 | 0.189 | F | 8 | 0.15 | F | 8 | 0 | 1 | D | 9 | 0 | C | 8
[26 empty] | 3456800% | 19:00 | 106 | 1235 | 17 | 1 | 24 | 0 | 1 | 27 | 17 | 1 | 24 | 20 | 1 | 24 | 0 | 1 | 27 | 20 | 1 | 24 | 63 | 1 | 43 | 10 | A | 7 | 10 | E | 9 | 22.2 | A | 7 | 17.2 | A | 7 | 73 | A | 7 | 988 | E | 9 | 0 | A | 7 | 0 | A | 7 | 32200 | B | 7 | 1500 | A | 7 | 2.5 | E | 8 | 0.189 | F | 8 | 0.15 | F | 8 | 0 | 1 | D | 9 | 0 | C | 8
[26 empty] | 3456800% | 20:00 | 0 | 0 | 0 | 1 | 0 | 0 | 1 | 0 | 0 | 1 | 0 | 0 | 1 | 0 | 0 | 1 | 0 | 0 | 1 | 0 | 0 | 1 | 0 | 9 | A | 7 | 6 | E | 9 | 21.1 | A | 7 | 16.1 | A | 7 | 73 | A | 7 | 988 | E | 9 | 0 | A | 7 | 0 | A | 7 | 24100 | B | 7 | 5400 | A | 7 | 2.5 | E | 8 | 0.189 | F | 8 | 0.15 | F | 8 | 0 | 1 | D | 9 | 0 | C | 8
[26 empty] | 3456800% | 21:00 | 0 | 0 | 0 | 1 | 0 | 0 | 1 | 0 | 0 | 1 | 0 | 0 | 1 | 0 | 0 | 1 | 0 | 0 | 1 | 0 | 0 | 1 | 0 | 10 | A | 7 | 10 | E | 9 | 20 | A | 7 | 16.6 | A | 7 | 81 | A | 7 | 989 | E | 9 | 0 | A | 7 | 0 | A | 7 | 19300 | B | 7 | 1290 | A | 7 | 2.5 | E | 8 | 0.189 | F | 8 | 0.15 | F | 8 | 0 | 1 | D | 9 | 0 | C | 8
[26 empty] | 3456800% | 22:00 | 0 | 0 | 0 | 1 | 0 | 0 | 1 | 0 | 0 | 1 | 0 | 0 | 1 | 0 | 0 | 1 | 0 | 0 | 1 | 0 | 0 | 1 | 0 | 8 | E | 9 | 8 | E | 9 | 19 | E | 9 | 16.1 | E | 9 | 83 | A | 7 | 989 | E | 9 | 360 | E | 9 | 0.6 | E | 9 | 22522 | C | 8 | 5906 | E | 9 | 2.5 | E | 8 | 0.189 | F | 8 | 0.15 | F | 8 | 0 | 1 | D | 9 | 0 | C | 8
[26 empty] | 3456800% | 23:00 | 0 | 0 | 0 | 1 | 0 | 0 | 1 | 0 | 0 | 1 | 0 | 0 | 1 | 0 | 0 | 1 | 0 | 0 | 1 | 0 | 0 | 1 | 0 | 7 | E | 9 | 7 | E | 9 | 18.1 | E | 9 | 15.6 | E | 9 | 85 | A | 7 | 990 | E | 9 | 0 | E | 9 | 0 | E | 9 | 25744 | C | 8 | 10521 | E | 9 | 2.4 | E | 8 | 0.189 | F | 8 | 0.15 | F | 8 | 0 | 1 | D | 9 | 0 | C | 8
[26 empty] | 3456800% | 24:00 | 0 | 0 | 0 | 1 | 0 | 0 | 1 | 0 | 0 | 1 | 0 | 0 | 1 | 0 | 0 | 1 | 0 | 0 | 1 | 0 | 0 | 1 | 0 | 5 | E | 9 | 5 | E | 9 | 18.1 | E | 9 | 15.1 | E | 9 | 83 | A | 7 | 990 | E | 9 | 0 | E | 9 | 0 | E | 9 | 28966 | C | 8 | 15137 | E | 9 | 2.4 | E | 8 | 0.189 | F | 8 | 0.15 | F | 8 | 0 | 1 | D | 9 | 0 | C | 8
[26 empty] | 3456900% | 1:00 | 0 | 0 | 0 | 1 | 0 | 0 | 1 | 0 | 0 | 1 | 0 | 0 | 1 | 0 | 0 | 1 | 0 | 0 | 1 | 0 | 0 | 1 | 0 | 4 | E | 9 | 4 | E | 9 | 16.2 | E | 9 | 14.6 | E | 9 | 90 | A | 7 | 991 | E | 9 | 350 | E | 9 | 0.9 | E | 9 | 32188 | C | 8 | 19752 | E | 9 | 2.4 | E | 8 | 0.188 | F | 8 | 0.15 | F | 8 | 0 | 1 | D | 9 | 0 | C | 8
[26 empty] | 3456900% | 2:00 | 0 | 0 | 0 | 1 | 0 | 0 | 1 | 0 | 0 | 1 | 0 | 0 | 1 | 0 | 0 | 1 | 0 | 0 | 1 | 0 | 0 | 1 | 0 | 4 | E | 9 | 4 | E | 9 | 18.2 | E | 9 | 14.1 | E | 9 | 77 | A | 7 | 991 | E | 9 | 350 | E | 9 | 0.1 | E | 9 | 35411 | C | 8 | 77777 | E | 9 | 2.4 | E | 8 | 0.188 | F | 8 | 0.15 | F | 8 | 0 | 1 | D | 9 | 0 | C | 8
[26 empty] | 3456900% | 3:00 | 0 | 0 | 0 | 1 | 0 | 0 | 1 | 0 | 0 | 1 | 0 | 0 | 1 | 0 | 0 | 1 | 0 | 0 | 1 | 0 | 0 | 1 | 0 | 3 | E | 9 | 3 | E | 9 | 15.3 | E | 9 | 12.6 | E | 9 | 84 | A | 7 | 991 | E | 9 | 0 | E | 9 | 0 | E | 9 | 38633 | C | 8 | 77777 | E | 9 | 2.3 | E | 8 | 0.188 | F | 8 | 0.15 | F | 8 | 0 | 1 | D | 9 | 0 | C | 8
[26 empty] | 3456900% | 4:00 | 0 | 0 | 0 | 1 | 0 | 0 | 1 | 0 | 0 | 1 | 0 | 0 | 1 | 0 | 0 | 1 | 0 | 0 | 1 | 0 | 0 | 1 | 0 | 2 | E | 9 | 2 | E | 9 | 16.3 | E | 9 | 12.1 | E | 9 | 76 | A | 7 | 991 | E | 9 | 0 | E | 9 | 0 | E | 9 | 41855 | C | 8 | 77777 | E | 9 | 2.3 | E | 8 | 0.188 | F | 8 | 0.15 | F | 8 | 0 | 1 | D | 9 | 0 | C | 8
[26 empty] | 3456900% | 5:00 | 0 | 0 | 0 | 1 | 0 | 0 | 1 | 0 | 0 | 1 | 0 | 0 | 1 | 0 | 0 | 1 | 0 | 0 | 1 | 0 | 0 | 1 | 0 | 1 | E | 9 | 1 | E | 9 | 14.4 | E | 9 | 11.6 | E | 9 | 83 | A | 7 | 991 | E | 9 | 0 | E | 9 | 0 | E | 9 | 45077 | C | 8 | 77777 | E | 9 | 2.3 | E | 8 | 0.188 | F | 8 | 0.15 | F | 8 | 0 | 1 | D | 9 | 0 | C | 8
[26 empty] | 3456900% | 6:00 | 26 | 635 | 5 | 1 | 24 | 10 | 1 | 27 | 4 | 1 | 24 | 5 | 1 | 24 | 3 | 1 | 27 | 5 | 1 | 24 | 6 | 1 | 43 | 0 | A | 7 | 0 | E | 9 | 14.4 | A | 7 | 11.1 | A | 7 | 81 | A | 7 | 991 | E | 9 | 0 | A | 7 | 0 | A | 7 | 48300 | B | 7 | 77777 | A | 7 | 2.2 | E | 8 | 0.188 | F | 8 | 0.15 | F | 8 | 0 | 1 | D | 9 | 0 | C | 8
[26 empty] | 3456900% | 7:00 | 243 | 1336 | 103 | 1 | 24 | 273 | 1 | 27 | 54 | 1 | 24 | 109 | 1 | 24 | 196 | 1 | 27 | 73 | 1 | 24 | 97 | 1 | 43 | 0 | A | 7 | 0 | E | 9 | 15.5 | A | 7 | 11.6 | A | 7 | 78 | A | 7 | 992 | E | 9 | 0 | A | 7 | 0 | A | 7 | 48300 | B | 7 | 77777 | A | 7 | 2.2 | E | 8 | 0.188 | F | 8 | 0.15 | F | 8 | 0 | 1 | D | 9 | 0 | C | 8
[26 empty] | 3456900% | 8:00 | 499 | 1336 | 291 | 1 | 24 | 533 | 1 | 27 | 92 | 1 | 24 | 302 | 1 | 24 | 497 | 1 | 27 | 116 | 1 | 24 | 177 | 1 | 43 | 0 | A | 7 | 0 | E | 9 | 17.2 | A | 7 | 11.6 | A | 7 | 70 | A | 7 | 992 | E | 9 | 0 | A | 7 | 0 | A | 7 | 48300 | B | 7 | 77777 | A | 7 | 2.2 | E | 8 | 0.188 | F | 8 | 0.15 | F | 8 | 0 | 1 | D | 9 | 0 | C | 8
[26 empty] | 3456900% | 9:00 | 733 | 1336 | 492 | 1 | 25 | 669 | 1 | 28 | 125 | 1 | 25 | 519 | 1 | 25 | 668 | 1 | 28 | 152 | 1 | 25 | 280 | 1 | 45 | 0 | B | 8 | 0 | B | 8 | 18.6 | B | 8 | 11.4 | B | 8 | 63 | A | 7 | 993 | E | 9 | 10 | B | 8 | 1.5 | B | 8 | 48300 | C | 8 | 77777 | B | 8 | 2.2 | E | 8 | 0.188 | F | 8 | 0.15 | F | 8 | 0 | 1 | D | 9 | 0 | C | 8
[26 empty] | 3456900% | 10:00 | 929 | 1336 | 668 | 1 | 24 | 746 | 1 | 27 | 149 | 1 | 24 | 713 | 1 | 24 | 761 | 1 | 27 | 183 | 1 | 24 | 418 | 1 | 43 | 0 | A | 7 | 0 | E | 9 | 20 | A | 7 | 11.1 | A | 7 | 57 | A | 7 | 993 | E | 9 | 20 | A | 7 | 3 | A | 7 | 48300 | B | 7 | 77777 | A | 7 | 2.2 | E | 8 | 0.188 | F | 8 | 0.15 | F | 8 | 0 | 1 | D | 9 | 0 | C | 8
[26 empty] | 3456900% | 11:00 | 1073 | 1336 | 799 | 1 | 24 | 788 | 1 | 27 | 165 | 1 | 24 | 833 | 1 | 24 | 790 | 1 | 27 | 197 | 1 | 24 | 540 | 1 | 43 | 0 | A | 7 | 0 | E | 9 | 21.1 | A | 7 | 10.5 | A | 7 | 51 | A | 7 | 993 | E | 9 | 360 | A | 7 | 3 | A | 7 | 48300 | B | 7 | 77777 | A | 7 | 2.2 | E | 8 | 0.188 | F | 8 | 0.15 | F | 8 | 0 | 1 | D | 9 | 0 | C | 8
[26 empty] | 3456900% | 12:00 | 1155 | 1336 | 874 | 1 | 24 | 809 | 1 | 27 | 174 | 1 | 24 | 916 | 1 | 24 | 813 | 1 | 27 | 212 | 1 | 24 | 722 | 1 | 43 | 0 | A | 7 | 0 | E | 9 | 22.2 | A | 7 | 10 | A | 7 | 46 | A | 7 | 993 | E | 9 | 10 | A | 7 | 3 | A | 7 | 48300 | B | 7 | 77777 | A | 7 | 2.2 | E | 8 | 0.188 | F | 8 | 0.15 | F | 8 | 0 | 1 | D | 9 | 0 | C | 8
[26 empty] | 3456900% | 13:00 | 1170 | 1336 | 888 | 1 | 24 | 813 | 1 | 27 | 175 | 1 | 24 | 932 | 1 | 24 | 818 | 1 | 27 | 214 | 1 | 24 | 766 | 1 | 43 | 0 | A | 7 | 0 | E | 9 | 23.3 | A | 7 | 12.2 | A | 7 | 50 | A | 7 | 992 | E | 9 | 0 | A | 7 | 0 | A | 7 | 48300 | B | 7 | 77777 | A | 7 | 2.3 | E | 8 | 0.188 | F | 8 | 0.15 | F | 8 | 0 | 1 | D | 9 | 0 | C | 8
[26 empty] | 3456900% | 14:00 | 1118 | 1336 | 813 | 1 | 24 | 749 | 1 | 27 | 186 | 1 | 24 | 873 | 1 | 24 | 768 | 1 | 27 | 229 | 1 | 24 | 760 | 1 | 43 | 2 | A | 7 | 2 | E | 9 | 26.6 | A | 7 | 15 | A | 7 | 49 | A | 7 | 992 | E | 9 | 10 | A | 7 | 2.5 | A | 7 | 19300 | B | 7 | 77777 | A | 7 | 2.3 | E | 8 | 0.188 | F | 8 | 0.15 | F | 8 | 0 | 1 | D | 9 | 0 | C | 8
[26 empty] | 3456900% | 15:00 | 1000 | 1336 | 693 | 1 | 24 | 694 | 1 | 27 | 173 | 1 | 24 | 738 | 1 | 24 | 708 | 1 | 27 | 207 | 1 | 24 | 542 | 1 | 43 | 3 | A | 7 | 3 | E | 9 | 25 | A | 7 | 11.1 | A | 7 | 42 | A | 7 | 992 | E | 9 | 0 | A | 7 | 0 | A | 7 | 48300 | B | 7 | 77777 | A | 7 | 2.3 | E | 8 | 0.188 | F | 8 | 0.15 | F | 8 | 0 | 1 | D | 9 | 0 | C | 8
[26 empty] | 3456900% | 16:00 | 825 | 1336 | 575 | 1 | 24 | 708 | 1 | 27 | 137 | 1 | 24 | 610 | 1 | 24 | 716 | 1 | 27 | 167 | 1 | 24 | 336 | 1 | 43 | 0 | A | 7 | 0 | E | 9 | 25 | A | 7 | 10.5 | A | 7 | 40 | A | 7 | 992 | E | 9 | 0 | A | 7 | 0 | A | 7 | 48300 | B | 7 | 77777 | A | 7 | 2.3 | E | 8 | 0.188 | F | 8 | 0.15 | F | 8 | 0 | 1 | D | 9 | 0 | C | 8
[26 empty] | 3456900% | 17:00 | 606 | 1336 | 353 | 1 | 24 | 479 | 1 | 27 | 136 | 1 | 24 | 377 | 1 | 24 | 473 | 1 | 27 | 162 | 1 | 24 | 273 | 1 | 43 | 3 | A | 7 | 3 | E | 9 | 24.4 | A | 7 | 11.6 | A | 7 | 45 | A | 7 | 992 | E | 9 | 210 | A | 7 | 2 | A | 7 | 48300 | B | 7 | 77777 | A | 7 | 2.3 | E | 8 | 0.188 | F | 8 | 0.15 | F | 8 | 0 | 1 | D | 9 | 0 | C | 8
[26 empty] | 3456900% | 18:00 | 358 | 1336 | 176 | 1 | 24 | 366 | 1 | 27 | 78 | 1 | 24 | 186 | 1 | 24 | 311 | 1 | 27 | 103 | 1 | 24 | 142 | 1 | 43 | 2 | A | 7 | 2 | E | 9 | 23.3 | A | 7 | 11.6 | A | 7 | 48 | A | 7 | 991 | E | 9 | 0 | A | 7 | 0 | A | 7 | 48300 | B | 7 | 77777 | A | 7 | 2.3 | E | 8 | 0.188 | F | 8 | 0.15 | F | 8 | 0 | 1 | D | 9 | 0 | C | 8
[26 empty] | 3456900% | 19:00 | 101 | 1214 | 28 | 1 | 24 | 54 | 1 | 27 | 24 | 1 | 24 | 31 | 1 | 24 | 23 | 1 | 27 | 29 | 1 | 24 | 42 | 1 | 43 | 3 | A | 7 | 3 | E | 9 | 22.2 | A | 7 | 12.2 | A | 7 | 53 | A | 7 | 992 | E | 9 | 0 | A | 7 | 0 | A | 7 | 48300 | B | 7 | 77777 | A | 7 | 2.3 | E | 8 | 0.188 | F | 8 | 0.15 | F | 8 | 0 | 1 | D | 9 | 0 | C | 8
[26 empty] | 3456900% | 20:00 | 0 | 0 | 0 | 1 | 0 | 0 | 1 | 0 | 0 | 1 | 0 | 0 | 1 | 0 | 0 | 1 | 0 | 0 | 1 | 0 | 0 | 1 | 0 | 2 | A | 7 | 2 | E | 9 | 20 | A | 7 | 11.6 | A | 7 | 58 | A | 7 | 992 | E | 9 | 0 | A | 7 | 0 | A | 7 | 48300 | B | 7 | 77777 | A | 7 | 2.3 | E | 8 | 0.188 | F | 8 | 0.15 | F | 8 | 0 | 1 | D | 9 | 0 | C | 8
[26 empty] | 3456900% | 21:00 | 0 | 0 | 0 | 1 | 0 | 0 | 1 | 0 | 0 | 1 | 0 | 0 | 1 | 0 | 0 | 1 | 0 | 0 | 1 | 0 | 0 | 1 | 0 | 3 | A | 7 | 3 | E | 9 | 17.2 | A | 7 | 12.7 | A | 7 | 75 | A | 7 | 992 | E | 9 | 0 | A | 7 | 0 | A | 7 | 48300 | B | 7 | 77777 | A | 7 | 2.3 | E | 8 | 0.188 | F | 8 | 0.15 | F | 8 | 0 | 1 | D | 9 | 0 | C | 8
[26 empty] | 3456900% | 22:00 | 0 | 0 | 0 | 1 | 0 | 0 | 1 | 0 | 0 | 1 | 0 | 0 | 1 | 0 | 0 | 1 | 0 | 0 | 1 | 0 | 0 | 1 | 0 | 2 | E | 9 | 2 | E | 9 | 16.7 | E | 9 | 11.6 | E | 9 | 72 | A | 7 | 993 | E | 9 | 0 | E | 9 | 0 | E | 9 | 46511 | C | 8 | 77777 | E | 9 | 2.3 | E | 8 | 0.188 | F | 8 | 0.15 | F | 8 | 0 | 1 | D | 9 | 0 | C | 8
[26 empty] | 3456900% | 23:00 | 0 | 0 | 0 | 1 | 0 | 0 | 1 | 0 | 0 | 1 | 0 | 0 | 1 | 0 | 0 | 1 | 0 | 0 | 1 | 0 | 0 | 1 | 0 | 1 | E | 9 | 1 | E | 9 | 16.3 | E | 9 | 12.5 | E | 9 | 78 | A | 7 | 993 | E | 9 | 0 | E | 9 | 0 | E | 9 | 44722 | C | 8 | 77777 | E | 9 | 2.3 | E | 8 | 0.188 | F | 8 | 0.15 | F | 8 | 0 | 1 | D | 9 | 0 | C | 8
[26 empty] | 3456900% | 24:00 | 0 | 0 | 0 | 1 | 0 | 0 | 1 | 0 | 0 | 1 | 0 | 0 | 1 | 0 | 0 | 1 | 0 | 0 | 1 | 0 | 0 | 1 | 0 | 1 | E | 9 | 1 | E | 9 | 15.8 | E | 9 | 11.5 | E | 9 | 76 | A | 7 | 994 | E | 9 | 0 | E | 9 | 0 | E | 9 | 42933 | C | 8 | 77777 | E | 9 | 2.3 | E | 8 | 0.188 | F | 8 | 0.15 | F | 8 | 0 | 1 | D | 9 | 0 | C | 8
[26 empty] | 3457000% | 1:00 | 0 | 0 | 0 | 1 | 0 | 0 | 1 | 0 | 0 | 1 | 0 | 0 | 1 | 0 | 0 | 1 | 0 | 0 | 1 | 0 | 0 | 1 | 0 | 0 | E | 9 | 0 | E | 9 | 14.4 | E | 9 | 11.4 | E | 9 | 82 | A | 7 | 994 | E | 9 | 0 | E | 9 | 0 | E | 9 | 41144 | C | 8 | 77777 | E | 9 | 2.3 | E | 8 | 0.187 | F | 8 | 0.15 | F | 8 | 0 | 1 | D | 9 | 0 | C | 8
[26 empty] | 3457000% | 2:00 | 0 | 0 | 0 | 1 | 0 | 0 | 1 | 0 | 0 | 1 | 0 | 0 | 1 | 0 | 0 | 1 | 0 | 0 | 1 | 0 | 0 | 1 | 0 | 0 | E | 9 | 0 | E | 9 | 12.9 | E | 9 | 11.3 | E | 9 | 90 | A | 7 | 993 | E | 9 | 0 | E | 9 | 0 | E | 9 | 39355 | C | 8 | 77777 | E | 9 | 2.3 | E | 8 | 0.187 | F | 8 | 0.15 | F | 8 | 0 | 1 | D | 9 | 0 | C | 8
[26 empty] | 3457000% | 3:00 | 0 | 0 | 0 | 1 | 0 | 0 | 1 | 0 | 0 | 1 | 0 | 0 | 1 | 0 | 0 | 1 | 0 | 0 | 1 | 0 | 0 | 1 | 0 | 0 | E | 9 | 0 | E | 9 | 12.5 | E | 9 | 11.2 | E | 9 | 92 | A | 7 | 993 | E | 9 | 0 | E | 9 | 0 | E | 9 | 37566 | C | 8 | 77777 | E | 9 | 2.3 | E | 8 | 0.187 | F | 8 | 0.15 | F | 8 | 0 | 1 | D | 9 | 0 | C | 8
[26 empty] | 3457000% | 4:00 | 0 | 0 | 0 | 1 | 0 | 0 | 1 | 0 | 0 | 1 | 0 | 0 | 1 | 0 | 0 | 1 | 0 | 0 | 1 | 0 | 0 | 1 | 0 | 0 | E | 9 | 0 | E | 9 | 12 | E | 9 | 10.2 | E | 9 | 89 | A | 7 | 993 | E | 9 | 0 | E | 9 | 0 | E | 9 | 35777 | C | 8 | 77777 | E | 9 | 2.3 | E | 8 | 0.187 | F | 8 | 0.15 | F | 8 | 0 | 1 | D | 9 | 0 | C | 8
[26 empty] | 3457000% | 5:00 | 0 | 0 | 0 | 1 | 0 | 0 | 1 | 0 | 0 | 1 | 0 | 0 | 1 | 0 | 0 | 1 | 0 | 0 | 1 | 0 | 0 | 1 | 0 | 0 | E | 9 | 0 | E | 9 | 11.6 | E | 9 | 10.1 | E | 9 | 90 | A | 7 | 994 | E | 9 | 0 | E | 9 | 0 | E | 9 | 33988 | C | 8 | 21947 | E | 9 | 2.4 | E | 8 | 0.187 | F | 8 | 0.15 | F | 8 | 0 | 1 | D | 9 | 0 | C | 8
[26 empty] | 3457000% | 6:00 | 24 | 613 | 5 | 1 | 24 | 28 | 1 | 27 | 4 | 1 | 24 | 6 | 1 | 24 | 9 | 1 | 27 | 6 | 1 | 24 | 7 | 1 | 43 | 3 | A | 7 | 3 | E | 9 | 11.1 | A | 7 | 10 | A | 7 | 93 | A | 7 | 994 | E | 9 | 0 | A | 7 | 0 | A | 7 | 32200 | B | 7 | 77777 | A | 7 | 2.4 | E | 8 | 0.187 | F | 8 | 0.15 | F | 8 | 0 | 1 | D | 9 | 0 | C | 8
[26 empty] | 3457000% | 7:00 | 240 | 1337 | 104 | 1 | 24 | 331 | 1 | 27 | 45 | 1 | 24 | 107 | 1 | 24 | 242 | 1 | 27 | 64 | 1 | 24 | 81 | 1 | 43 | 2 | A | 7 | 2 | E | 9 | 13.3 | A | 7 | 11.1 | A | 7 | 87 | A | 7 | 995 | E | 9 | 0 | A | 7 | 0 | A | 7 | 32200 | B | 7 | 77777 | A | 7 | 2.4 | E | 8 | 0.187 | F | 8 | 0.15 | F | 8 | 0 | 1 | D | 9 | 0 | C | 8
[26 empty] | 3457000% | 8:00 | 495 | 1337 | 258 | 1 | 24 | 449 | 1 | 27 | 91 | 1 | 24 | 279 | 1 | 24 | 424 | 1 | 27 | 121 | 1 | 24 | 170 | 1 | 43 | 3 | A | 7 | 3 | E | 9 | 16.1 | A | 7 | 11.6 | A | 7 | 75 | A | 7 | 995 | E | 9 | 0 | A | 7 | 0 | A | 7 | 32200 | B | 7 | 77777 | A | 7 | 2.4 | E | 8 | 0.187 | F | 8 | 0.15 | F | 8 | 0 | 1 | D | 9 | 0 | C | 8
[26 empty] | 3457000% | 9:00 | 730 | 1337 | 463 | 1 | 24 | 675 | 1 | 27 | 94 | 1 | 24 | 486 | 1 | 24 | 668 | 1 | 27 | 121 | 1 | 24 | 208 | 1 | 43 | 2 | A | 7 | 2 | E | 9 | 18.8 | A | 7 | 13.8 | A | 7 | 73 | A | 7 | 996 | E | 9 | 0 | A | 7 | 0 | A | 7 | 32200 | B | 7 | 77777 | A | 7 | 2.4 | E | 8 | 0.187 | F | 8 | 0.15 | F | 8 | 0 | 1 | D | 9 | 0 | C | 8
[26 empty] | 3457000% | 10:00 | 926 | 1337 | 643 | 1 | 24 | 664 | 1 | 27 | 183 | 1 | 24 | 677 | 1 | 24 | 671 | 1 | 27 | 211 | 1 | 24 | 499 | 1 | 43 | 3 | A | 7 | 3 | E | 9 | 21.6 | A | 7 | 14.4 | A | 7 | 64 | A | 7 | 997 | E | 9 | 0 | A | 7 | 0 | A | 7 | 32200 | B | 7 | 77777 | A | 7 | 2.4 | E | 8 | 0.187 | F | 8 | 0.15 | F | 8 | 0 | 1 | D | 9 | 0 | C | 8
[26 empty] | 3457000% | 11:00 | 1070 | 1337 | 417 | 1 | 24 | 74 | 1 | 27 | 358 | 1 | 24 | 460 | 1 | 24 | 76 | 1 | 27 | 399 | 1 | 24 | 1434 | 1 | 43 | 9 | A | 7 | 9 | E | 9 | 23.3 | A | 7 | 13.3 | A | 7 | 53 | A | 7 | 997 | E | 9 | 0 | A | 7 | 0 | A | 7 | 32200 | B | 7 | 77777 | A | 7 | 2.4 | E | 8 | 0.187 | F | 8 | 0.15 | F | 8 | 0 | 1 | D | 9 | 0 | C | 8
[26 empty] | 3457000% | 12:00 | 1152 | 1337 | 416 | 1 | 24 | 132 | 1 | 27 | 302 | 1 | 24 | 466 | 1 | 24 | 142 | 1 | 27 | 344 | 1 | 24 | 1266 | 1 | 43 | 9 | A | 7 | 9 | E | 9 | 24.4 | A | 7 | 13.8 | A | 7 | 52 | A | 7 | 996 | E | 9 | 0 | A | 7 | 0 | A | 7 | 32200 | B | 7 | 77777 | A | 7 | 2.5 | E | 8 | 0.187 | F | 8 | 0.15 | F | 8 | 0 | 1 | D | 9 | 0 | C | 8
[26 empty] | 3457000% | 13:00 | 1167 | 1337 | 376 | 1 | 24 | 144 | 1 | 27 | 250 | 1 | 24 | 425 | 1 | 24 | 157 | 1 | 27 | 288 | 1 | 24 | 1069 | 1 | 43 | 9 | A | 7 | 9 | E | 9 | 25 | A | 7 | 13.8 | A | 7 | 50 | A | 7 | 996 | E | 9 | 0 | A | 7 | 0 | A | 7 | 32200 | B | 7 | 77777 | A | 7 | 2.5 | E | 8 | 0.187 | F | 8 | 0.15 | F | 8 | 0 | 1 | D | 9 | 0 | C | 8
[26 empty] | 3457000% | 14:00 | 1114 | 1337 | 754 | 1 | 24 | 682 | 1 | 27 | 185 | 1 | 24 | 809 | 1 | 24 | 700 | 1 | 27 | 225 | 1 | 24 | 747 | 1 | 43 | 3 | A | 7 | 3 | E | 9 | 26.1 | A | 7 | 13.8 | A | 7 | 47 | A | 7 | 996 | E | 9 | 0 | A | 7 | 0 | A | 7 | 32200 | B | 7 | 77777 | A | 7 | 2.5 | E | 8 | 0.187 | F | 8 | 0.15 | F | 8 | 0 | 1 | D | 9 | 0 | C | 8
[26 empty] | 3457000% | 15:00 | 996 | 1337 | 693 | 1 | 24 | 770 | 1 | 27 | 120 | 1 | 24 | 741 | 1 | 24 | 779 | 1 | 27 | 160 | 1 | 24 | 361 | 1 | 43 | 2 | A | 7 | 2 | E | 9 | 26.1 | A | 7 | 13.8 | A | 7 | 47 | A | 7 | 996 | E | 9 | 160 | A | 7 | 2.5 | A | 7 | 32200 | B | 7 | 77777 | A | 7 | 2.5 | E | 8 | 0.187 | F | 8 | 0.15 | F | 8 | 0 | 1 | D | 9 | 0 | C | 8
[26 empty] | 3457000% | 16:00 | 821 | 1337 | 486 | 1 | 24 | 569 | 1 | 27 | 137 | 1 | 24 | 516 | 1 | 24 | 575 | 1 | 27 | 162 | 1 | 24 | 334 | 1 | 43 | 3 | A | 7 | 3 | E | 9 | 25.5 | A | 7 | 14.4 | A | 7 | 50 | A | 7 | 996 | E | 9 | 0 | A | 7 | 0 | A | 7 | 32200 | B | 7 | 77777 | A | 7 | 2.5 | E | 8 | 0.187 | F | 8 | 0.15 | F | 8 | 0 | 1 | D | 9 | 0 | C | 8
[26 empty] | 3457000% | 17:00 | 601 | 1337 | 359 | 1 | 24 | 582 | 1 | 27 | 97 | 1 | 24 | 378 | 1 | 24 | 567 | 1 | 27 | 123 | 1 | 24 | 200 | 1 | 43 | 2 | A | 7 | 2 | E | 9 | 25 | A | 7 | 15 | A | 7 | 54 | A | 7 | 996 | E | 9 | 140 | A | 7 | 2 | A | 7 | 40200 | B | 7 | 77777 | A | 7 | 2.6 | E | 8 | 0.187 | F | 8 | 0.15 | F | 8 | 0 | 1 | D | 9 | 0 | C | 8
[26 empty] | 3457000% | 18:00 | 352 | 1337 | 115 | 1 | 24 | 49 | 1 | 27 | 102 | 1 | 24 | 126 | 1 | 24 | 43 | 1 | 27 | 114 | 1 | 24 | 262 | 1 | 43 | 9 | A | 7 | 9 | E | 9 | 23.8 | A | 7 | 14.4 | A | 7 | 56 | A | 7 | 996 | E | 9 | 170 | A | 7 | 2 | A | 7 | 40200 | B | 7 | 77777 | A | 7 | 2.6 | E | 8 | 0.187 | F | 8 | 0.15 | F | 8 | 0 | 1 | D | 9 | 0 | C | 8
[26 empty] | 3457000% | 19:00 | 96 | 1192 | 22 | 1 | 24 | 7 | 1 | 27 | 21 | 1 | 24 | 24 | 1 | 24 | 4 | 1 | 27 | 23 | 1 | 24 | 53 | 1 | 43 | 9 | A | 7 | 9 | E | 9 | 22.7 | A | 7 | 14.4 | A | 7 | 59 | A | 7 | 997 | E | 9 | 0 | A | 7 | 0 | A | 7 | 32200 | B | 7 | 77777 | A | 7 | 2.6 | E | 8 | 0.187 | F | 8 | 0.15 | F | 8 | 0 | 1 | D | 9 | 0 | C | 8
[26 empty] | 3457000% | 20:00 | 0 | 0 | 0 | 1 | 0 | 0 | 1 | 0 | 0 | 1 | 0 | 0 | 1 | 0 | 0 | 1 | 0 | 0 | 1 | 0 | 0 | 1 | 0 | 3 | A | 7 | 3 | E | 9 | 21.1 | A | 7 | 14.4 | A | 7 | 66 | A | 7 | 997 | E | 9 | 0 | A | 7 | 0 | A | 7 | 32200 | B | 7 | 77777 | A | 7 | 2.6 | E | 8 | 0.187 | F | 8 | 0.15 | F | 8 | 0 | 1 | D | 9 | 0 | C | 8
[26 empty] | 3457000% | 21:00 | 0 | 0 | 0 | 1 | 0 | 0 | 1 | 0 | 0 | 1 | 0 | 0 | 1 | 0 | 0 | 1 | 0 | 0 | 1 | 0 | 0 | 1 | 0 | 0 | A | 7 | 0 | E | 9 | 20 | A | 7 | 14.4 | A | 7 | 70 | A | 7 | 998 | E | 9 | 0 | A | 7 | 0 | A | 7 | 32200 | B | 7 | 77777 | A | 7 | 2.6 | E | 8 | 0.187 | F | 8 | 0.15 | F | 8 | 0 | 1 | D | 9 | 0 | C | 8
[26 empty] | 3457000% | 22:00 | 0 | 0 | 0 | 1 | 0 | 0 | 1 | 0 | 0 | 1 | 0 | 0 | 1 | 0 | 0 | 1 | 0 | 0 | 1 | 0 | 0 | 1 | 0 | 1 | E | 9 | 1 | E | 9 | 19.7 | E | 9 | 14.2 | E | 9 | 71 | A | 7 | 998 | E | 9 | 0 | E | 9 | 0 | E | 9 | 30055 | C | 8 | 77777 | E | 9 | 2.7 | E | 8 | 0.187 | F | 8 | 0.15 | F | 8 | 0 | 1 | D | 9 | 0 | C | 8
[26 empty] | 3457000% | 23:00 | 0 | 0 | 0 | 1 | 0 | 0 | 1 | 0 | 0 | 1 | 0 | 0 | 1 | 0 | 0 | 1 | 0 | 0 | 1 | 0 | 0 | 1 | 0 | 2 | E | 9 | 2 | E | 9 | 19.2 | E | 9 | 14 | E | 9 | 72 | A | 7 | 998 | E | 9 | 0 | E | 9 | 0 | E | 9 | 27911 | C | 8 | 77777 | E | 9 | 2.7 | E | 8 | 0.187 | F | 8 | 0.15 | F | 8 | 0 | 1 | D | 9 | 0 | C | 8
[26 empty] | 3457000% | 24:00 | 0 | 0 | 0 | 1 | 0 | 0 | 1 | 0 | 0 | 1 | 0 | 0 | 1 | 0 | 0 | 1 | 0 | 0 | 1 | 0 | 0 | 1 | 0 | 3 | E | 9 | 3 | E | 9 | 19 | E | 9 | 15.7 | E | 9 | 81 | A | 7 | 999 | E | 9 | 0 | E | 9 | 0 | E | 9 | 25766 | C | 8 | 77777 | E | 9 | 2.7 | E | 8 | 0.187 | F | 8 | 0.15 | F | 8 | 0 | 1 | D | 9 | 0 | C | 8
[26 empty] | 3457100% | 1:00 | 0 | 0 | 0 | 1 | 0 | 0 | 1 | 0 | 0 | 1 | 0 | 0 | 1 | 0 | 0 | 1 | 0 | 0 | 1 | 0 | 0 | 1 | 0 | 4 | E | 9 | 4 | E | 9 | 18.7 | E | 9 | 14.5 | E | 9 | 77 | A | 7 | 999 | E | 9 | 0 | E | 9 | 0 | E | 9 | 23622 | C | 8 | 77777 | E | 9 | 2.7 | E | 8 | 0.186 | F | 8 | 0.15 | F | 8 | 0 | 1 | D | 9 | 0 | C | 8
[26 empty] | 3457100% | 2:00 | 0 | 0 | 0 | 1 | 0 | 0 | 1 | 0 | 0 | 1 | 0 | 0 | 1 | 0 | 0 | 1 | 0 | 0 | 1 | 0 | 0 | 1 | 0 | 6 | E | 9 | 5 | E | 9 | 18.5 | E | 9 | 15.3 | E | 9 | 82 | A | 7 | 999 | E | 9 | 0 | E | 9 | 0 | E | 9 | 21477 | C | 8 | 77777 | E | 9 | 2.7 | E | 8 | 0.186 | F | 8 | 0.15 | F | 8 | 0 | 1 | D | 9 | 5 | C | 8
[26 empty] | 3457100% | 3:00 | 0 | 0 | 0 | 1 | 0 | 0 | 1 | 0 | 0 | 1 | 0 | 0 | 1 | 0 | 0 | 1 | 0 | 0 | 1 | 0 | 0 | 1 | 0 | 7 | E | 9 | 6 | E | 9 | 18.3 | E | 9 | 15.1 | E | 9 | 82 | A | 7 | 998 | E | 9 | 0 | E | 9 | 0 | E | 9 | 19333 | C | 8 | 77777 | E | 9 | 2.7 | E | 8 | 0.186 | F | 8 | 0.15 | F | 8 | 0 | 1 | D | 9 | 5 | C | 8
[26 empty] | 3457100% | 4:00 | 0 | 0 | 0 | 1 | 0 | 0 | 1 | 0 | 0 | 1 | 0 | 0 | 1 | 0 | 0 | 1 | 0 | 0 | 1 | 0 | 0 | 1 | 0 | 8 | E | 9 | 7 | E | 9 | 18.2 | E | 9 | 15.8 | E | 9 | 86 | A | 7 | 998 | E | 9 | 0 | E | 9 | 0 | E | 9 | 17188 | C | 8 | 77777 | E | 9 | 2.8 | E | 8 | 0.186 | F | 8 | 0.15 | F | 8 | 0 | 1 | D | 9 | 5 | C | 8
[26 empty] | 3457100% | 5:00 | 0 | 0 | 0 | 1 | 0 | 0 | 1 | 0 | 0 | 1 | 0 | 0 | 1 | 0 | 0 | 1 | 0 | 0 | 1 | 0 | 0 | 1 | 0 | 9 | E | 9 | 8 | E | 9 | 17.6 | E | 9 | 14.6 | E | 9 | 83 | A | 7 | 999 | E | 9 | 0 | E | 9 | 0 | E | 9 | 15044 | C | 8 | 77777 | E | 9 | 2.8 | E | 8 | 0.186 | F | 8 | 0.15 | F | 8 | 0 | 1 | D | 9 | 5 | C | 8
[26 empty] | 3457100% | 6:00 | 23 | 591 | 3 | 1 | 24 | 1 | 1 | 27 | 3 | 1 | 24 | 0 | 1 | 24 | 0 | 1 | 27 | 0 | 1 | 24 | 0 | 1 | 43 | 10 | A | 7 | 9 | E | 9 | 16.6 | A | 7 | 14.4 | A | 7 | 87 | A | 7 | 999 | E | 9 | 0 | A | 7 | 0 | A | 7 | 12900 | B | 7 | 77777 | A | 7 | 2.8 | E | 8 | 0.186 | F | 8 | 0.15 | F | 8 | 0 | 1 | D | 9 | 5 | C | 8
[26 empty] | 3457100% | 7:00 | 236 | 1337 | 89 | 1 | 24 | 15 | 1 | 27 | 86 | 1 | 24 | 96 | 1 | 24 | 6 | 1 | 27 | 95 | 1 | 24 | 252 | 1 | 43 | 10 | A | 7 | 9 | E | 9 | 18.3 | A | 7 | 15 | A | 7 | 81 | A | 7 | 1000 | E | 9 | 0 | A | 7 | 0 | A | 7 | 9700 | B | 7 | 77777 | A | 7 | 2.8 | E | 8 | 0.186 | F | 8 | 0.15 | F | 8 | 0 | 1 | D | 9 | 5 | C | 8
[26 empty] | 3457100% | 8:00 | 492 | 1337 | 306 | 1 | 24 | 661 | 1 | 27 | 63 | 1 | 24 | 320 | 1 | 24 | 618 | 1 | 27 | 91 | 1 | 24 | 129 | 1 | 43 | 0 | A | 7 | 0 | E | 9 | 20 | A | 7 | 16.1 | A | 7 | 78 | A | 7 | 1000 | E | 9 | 0 | A | 7 | 0 | A | 7 | 9700 | B | 7 | 77777 | A | 7 | 2.8 | E | 8 | 0.186 | F | 8 | 0.15 | F | 8 | 0 | 1 | D | 9 | 5 | C | 8
[26 empty] | 3457100% | 9:00 | 727 | 1337 | 505 | 1 | 24 | 775 | 1 | 27 | 84 | 1 | 24 | 537 | 1 | 24 | 770 | 1 | 27 | 118 | 1 | 24 | 193 | 1 | 43 | 0 | A | 7 | 0 | E | 9 | 22.2 | A | 7 | 16.6 | A | 7 | 71 | A | 7 | 1001 | E | 9 | 0 | A | 7 | 0 | A | 7 | 8000 | B | 7 | 77777 | A | 7 | 2.8 | E | 8 | 0.186 | F | 8 | 0.15 | F | 8 | 0 | 1 | D | 9 | 5 | C | 8
[26 empty] | 3457100% | 10:00 | 923 | 1337 | 677 | 1 | 24 | 836 | 1 | 27 | 99 | 1 | 24 | 702 | 1 | 24 | 832 | 1 | 27 | 126 | 1 | 24 | 236 | 1 | 43 | 0 | A | 7 | 0 | E | 9 | 23.3 | A | 7 | 17.7 | A | 7 | 71 | A | 7 | 1001 | E | 9 | 0 | A | 7 | 0 | A | 7 | 8000 | B | 7 | 77777 | A | 7 | 2.8 | E | 8 | 0.186 | F | 8 | 0.15 | F | 8 | 0 | 1 | D | 9 | 5 | C | 8
[26 empty] | 3457100% | 11:00 | 1067 | 1337 | 804 | 1 | 25 | 870 | 1 | 28 | 110 | 1 | 25 | 832 | 1 | 25 | 870 | 1 | 28 | 136 | 1 | 25 | 326 | 1 | 45 | 0 | B | 8 | 0 | B | 8 | 24.8 | B | 8 | 18.3 | B | 8 | 67 | A | 7 | 1000 | E | 9 | 0 | B | 8 | 0 | B | 8 | 8000 | C | 8 | 77777 | B | 8 | 2.8 | E | 8 | 0.186 | F | 8 | 0.15 | F | 8 | 0 | 1 | D | 9 | 5 | C | 8
[26 empty] | 3457100% | 12:00 | 1149 | 1337 | 878 | 1 | 24 | 887 | 1 | 27 | 115 | 1 | 24 | 906 | 1 | 24 | 889 | 1 | 27 | 141 | 1 | 24 | 419 | 1 | 43 | 0 | A | 7 | 0 | E | 9 | 26.1 | A | 7 | 18.8 | A | 7 | 64 | A | 7 | 1000 | E | 9 | 0 | A | 7 | 0 | A | 7 | 8000 | B | 7 | 77777 | A | 7 | 2.8 | E | 8 | 0.186 | F | 8 | 0.15 | F | 8 | 0 | 1 | D | 9 | 5 | C | 8
[26 empty] | 3457100% | 13:00 | 1164 | 1337 | 862 | 1 | 24 | 753 | 1 | 27 | 205 | 1 | 24 | 922 | 1 | 24 | 771 | 1 | 27 | 250 | 1 | 24 | 953 | 1 | 43 | 3 | A | 7 | 3 | E | 9 | 27.2 | A | 7 | 19.4 | A | 7 | 62 | A | 7 | 1000 | E | 9 | 0 | A | 7 | 0 | A | 7 | 6400 | B | 7 | 77777 | A | 7 | 2.8 | E | 8 | 0.186 | F | 8 | 0.15 | F | 8 | 0 | 1 | D | 9 | 5 | C | 8
[26 empty] | 3457100% | 14:00 | 1110 | 1337 | 764 | 1 | 24 | 752 | 1 | 27 | 139 | 1 | 24 | 815 | 1 | 24 | 762 | 1 | 27 | 182 | 1 | 24 | 526 | 1 | 43 | 2 | A | 7 | 2 | E | 9 | 28.8 | A | 7 | 20 | A | 7 | 59 | A | 7 | 999 | E | 9 | 210 | A | 7 | 2 | A | 7 | 6400 | B | 7 | 77777 | A | 7 | 2.8 | E | 8 | 0.186 | F | 8 | 0.15 | F | 8 | 0 | 1 | D | 9 | 5 | C | 8
[26 empty] | 3457100% | 15:00 | 991 | 1337 | 487 | 1 | 24 | 317 | 1 | 27 | 252 | 1 | 24 | 539 | 1 | 24 | 343 | 1 | 27 | 284 | 1 | 24 | 754 | 1 | 43 | 9 | A | 7 | 6 | E | 9 | 29.4 | A | 7 | 20.5 | A | 7 | 59 | A | 7 | 998 | E | 9 | 250 | A | 7 | 2.5 | A | 7 | 8000 | B | 7 | 1800 | A | 7 | 2.8 | E | 8 | 0.186 | F | 8 | 0.15 | F | 8 | 0 | 1 | D | 9 | 5 | C | 8
[26 empty] | 3457100% | 16:00 | 816 | 1337 | 431 | 1 | 24 | 299 | 1 | 27 | 249 | 1 | 24 | 466 | 1 | 24 | 318 | 1 | 27 | 271 | 1 | 24 | 625 | 1 | 43 | 9 | A | 7 | 6 | E | 9 | 27.2 | A | 7 | 19.4 | A | 7 | 62 | A | 7 | 998 | E | 9 | 190 | A | 7 | 2 | A | 7 | 11300 | B | 7 | 3600 | A | 7 | 2.8 | E | 8 | 0.186 | F | 8 | 0.15 | F | 8 | 0 | 1 | D | 9 | 0 | C | 8
[26 empty] | 3457100% | 17:00 | 596 | 1337 | 143 | 1 | 24 | 51 | 1 | 27 | 120 | 1 | 24 | 157 | 1 | 24 | 49 | 1 | 27 | 135 | 1 | 24 | 373 | 1 | 43 | 10 | A | 7 | 9 | E | 9 | 26.6 | A | 7 | 17.2 | A | 7 | 56 | A | 7 | 998 | E | 9 | 190 | A | 7 | 2 | A | 7 | 11300 | B | 7 | 1440 | A | 7 | 2.8 | E | 8 | 0.186 | F | 8 | 0.15 | F | 8 | 0 | 1 | D | 9 | 0 | C | 8
[26 empty] | 3457100% | 18:00 | 346 | 1337 | 116 | 1 | 24 | 106 | 1 | 27 | 89 | 1 | 24 | 128 | 1 | 24 | 92 | 1 | 27 | 104 | 1 | 24 | 196 | 1 | 43 | 9 | A | 7 | 6 | E | 9 | 24.4 | A | 7 | 19.4 | A | 7 | 74 | A | 7 | 997 | E | 9 | 210 | A | 7 | 3 | A | 7 | 8000 | B | 7 | 6900 | A | 7 | 2.8 | E | 8 | 0.186 | F | 8 | 0.15 | F | 8 | 0 | 1 | D | 9 | 5 | C | 8
[26 empty] | 3457100% | 19:00 | 91 | 1148 | 30 | 1 | 24 | 142 | 1 | 27 | 19 | 1 | 24 | 33 | 1 | 24 | 65 | 1 | 27 | 28 | 1 | 24 | 33 | 1 | 43 | 3 | A | 7 | 3 | E | 9 | 23.3 | A | 7 | 20 | A | 7 | 82 | A | 7 | 997 | E | 9 | 0 | A | 7 | 0 | A | 7 | 6400 | B | 7 | 77777 | A | 7 | 2.8 | E | 8 | 0.186 | F | 8 | 0.15 | F | 8 | 0 | 1 | D | 9 | 5 | C | 8
[26 empty] | 3457100% | 20:00 | 0 | 0 | 0 | 1 | 0 | 0 | 1 | 0 | 0 | 1 | 0 | 0 | 1 | 0 | 0 | 1 | 0 | 0 | 1 | 0 | 0 | 1 | 0 | 10 | A | 7 | 9 | E | 9 | 22.7 | A | 7 | 20 | A | 7 | 85 | A | 7 | 997 | E | 9 | 0 | A | 7 | 0 | A | 7 | 8000 | B | 7 | 77777 | A | 7 | 2.8 | E | 8 | 0.186 | F | 8 | 0.15 | F | 8 | 0 | 1 | D | 9 | 5 | C | 8
[26 empty] | 3457100% | 21:00 | 0 | 0 | 0 | 1 | 0 | 0 | 1 | 0 | 0 | 1 | 0 | 0 | 1 | 0 | 0 | 1 | 0 | 0 | 1 | 0 | 0 | 1 | 0 | 10 | A | 7 | 9 | E | 9 | 22.7 | A | 7 | 20.5 | A | 7 | 87 | A | 7 | 997 | E | 9 | 350 | A | 7 | 1.5 | A | 7 | 4800 | B | 7 | 1500 | A | 7 | 2.8 | E | 8 | 0.186 | F | 8 | 0.15 | F | 8 | 0 | 1 | D | 9 | 5 | C | 8
[26 empty] | 3457100% | 22:00 | 0 | 0 | 0 | 1 | 0 | 0 | 1 | 0 | 0 | 1 | 0 | 0 | 1 | 0 | 0 | 1 | 0 | 0 | 1 | 0 | 0 | 1 | 0 | 10 | B | 8 | 9 | B | 8 | 21.9 | B | 8 | 20.3 | E | 9 | 91 | A | 7 | 997 | E | 9 | 350 | B | 8 | 1.3 | B | 8 | 4250 | C | 8 | 1320 | B | 8 | 2.7 | E | 8 | 0.186 | F | 8 | 0.15 | F | 8 | 0 | 1 | D | 9 | 5 | C | 8
[26 empty] | 3457100% | 23:00 | 0 | 0 | 0 | 1 | 0 | 0 | 1 | 0 | 0 | 1 | 0 | 0 | 1 | 0 | 0 | 1 | 0 | 0 | 1 | 0 | 0 | 1 | 0 | 10 | B | 8 | 9 | B | 8 | 21 | B | 8 | 19.8 | E | 9 | 93 | A | 7 | 997 | E | 9 | 350 | B | 8 | 1.1 | B | 8 | 3700 | C | 8 | 1140 | B | 8 | 2.7 | E | 8 | 0.186 | F | 8 | 0.15 | F | 8 | 0 | 1 | D | 9 | 5 | C | 8
[26 empty] | 3457100% | 24:00 | 0 | 0 | 0 | 1 | 0 | 0 | 1 | 0 | 0 | 1 | 0 | 0 | 1 | 0 | 0 | 1 | 0 | 0 | 1 | 0 | 0 | 1 | 0 | 10 | B | 8 | 9 | B | 8 | 20.2 | B | 8 | 19.3 | E | 9 | 95 | A | 7 | 997 | E | 9 | 350 | B | 8 | 0.9 | B | 8 | 3150 | C | 8 | 960 | B | 8 | 2.7 | E | 8 | 0.186 | F | 8 | 0.15 | F | 8 | 0 | 1 | D | 9 | 5 | C | 8
[26 empty] | 3457200% | 1:00 | 0 | 0 | 0 | 1 | 0 | 0 | 1 | 0 | 0 | 1 | 0 | 0 | 1 | 0 | 0 | 1 | 0 | 0 | 1 | 0 | 0 | 1 | 0 | 10 | B | 8 | 10 | B | 8 | 19.5 | B | 8 | 19 | E | 9 | 97 | A | 7 | 996 | E | 9 | 360 | B | 8 | 0.8 | B | 8 | 2600 | C | 8 | 780 | B | 8 | 2.7 | E | 8 | 0.185 | F | 8 | 0.15 | F | 8 | 0 | 1 | D | 9 | 45 | C | 8
[26 empty] | 3457200% | 2:00 | 0 | 0 | 0 | 1 | 0 | 0 | 1 | 0 | 0 | 1 | 0 | 0 | 1 | 0 | 0 | 1 | 0 | 0 | 1 | 0 | 0 | 1 | 0 | 10 | B | 8 | 10 | B | 8 | 18.8 | B | 8 | 18.4 | E | 9 | 98 | A | 7 | 996 | E | 9 | 360 | B | 8 | 0.6 | B | 8 | 2050 | C | 8 | 600 | B | 8 | 2.7 | E | 8 | 0.185 | F | 8 | 0.15 | F | 8 | 0 | 1 | D | 9 | 45 | C | 8
[26 empty] | 3457200% | 3:00 | 0 | 0 | 0 | 1 | 0 | 0 | 1 | 0 | 0 | 1 | 0 | 0 | 1 | 0 | 0 | 1 | 0 | 0 | 1 | 0 | 0 | 1 | 0 | 10 | B | 8 | 10 | B | 8 | 18.2 | B | 8 | 17.5 | E | 9 | 96 | A | 7 | 996 | E | 9 | 360 | B | 8 | 0.4 | B | 8 | 1500 | C | 8 | 420 | B | 8 | 2.7 | E | 8 | 0.185 | F | 8 | 0.15 | F | 8 | 0 | 1 | D | 9 | 45 | C | 8
[26 empty] | 3457200% | 4:00 | 0 | 0 | 0 | 1 | 0 | 0 | 1 | 0 | 0 | 1 | 0 | 0 | 1 | 0 | 0 | 1 | 0 | 0 | 1 | 0 | 0 | 1 | 0 | 10 | B | 8 | 10 | B | 8 | 17.7 | B | 8 | 17.1 | E | 9 | 96 | A | 7 | 996 | E | 9 | 360 | B | 8 | 0.2 | B | 8 | 950 | C | 8 | 240 | B | 8 | 2.7 | E | 8 | 0.185 | F | 8 | 0.15 | F | 8 | 0 | 1 | D | 9 | 45 | C | 8
[26 empty] | 3457200% | 5:00 | 0 | 0 | 0 | 1 | 0 | 0 | 1 | 0 | 0 | 1 | 0 | 0 | 1 | 0 | 0 | 1 | 0 | 0 | 1 | 0 | 0 | 1 | 0 | 10 | A | 7 | 10 | E | 9 | 16.6 | A | 7 | 16.3 | E | 9 | 98 | A | 7 | 996 | E | 9 | 0 | A | 7 | 0 | A | 7 | 400 | B | 7 | 60 | A | 7 | 2.7 | E | 8 | 0.185 | F | 8 | 0.15 | F | 8 | 0 | 1 | D | 9 | 45 | C | 8
[26 empty] | 3457200% | 6:00 | 21 | 569 | 3 | 1 | 24 | 1 | 1 | 27 | 3 | 1 | 24 | 0 | 1 | 24 | 0 | 1 | 27 | 0 | 1 | 24 | 0 | 1 | 43 | 9 | A | 7 | 9 | E | 9 | 16.6 | A | 7 | 15.5 | A | 7 | 93 | A | 7 | 996 | E | 9 | 0 | A | 7 | 0 | A | 7 | 0 | B | 7 | 30 | A | 7 | 2.7 | E | 8 | 0.185 | F | 8 | 0.15 | F | 8 | 0 | 1 | D | 9 | 45 | C | 8
[26 empty] | 3457200% | 7:00 | 232 | 1338 | 53 | 1 | 24 | 9 | 1 | 27 | 51 | 1 | 24 | 59 | 1 | 24 | 2 | 1 | 27 | 59 | 1 | 24 | 181 | 1 | 43 | 9 | A | 7 | 9 | E | 9 | 17.7 | A | 7 | 16.6 | A | 7 | 93 | A | 7 | 995 | E | 9 | 0 | A | 7 | 0 | A | 7 | 0 | B | 7 | 30 | A | 7 | 2.7 | E | 8 | 0.185 | F | 8 | 0.15 | F | 8 | 0 | 1 | D | 9 | 45 | C | 8
[26 empty] | 3457200% | 8:00 | 489 | 1338 | 102 | 1 | 24 | 31 | 1 | 27 | 91 | 1 | 24 | 113 | 1 | 24 | 29 | 1 | 27 | 102 | 1 | 24 | 271 | 1 | 43 | 9 | A | 7 | 9 | E | 9 | 20 | A | 7 | 17.7 | A | 7 | 87 | A | 7 | 995 | E | 9 | 0 | A | 7 | 0 | A | 7 | 400 | B | 7 | 30 | A | 7 | 2.7 | E | 8 | 0.185 | F | 8 | 0.15 | F | 8 | 0 | 1 | D | 9 | 45 | C | 8
[26 empty] | 3457200% | 9:00 | 724 | 1338 | 155 | 1 | 24 | 47 | 1 | 27 | 129 | 1 | 24 | 171 | 1 | 24 | 46 | 1 | 27 | 146 | 1 | 24 | 436 | 1 | 43 | 9 | A | 7 | 9 | E | 9 | 20 | A | 7 | 18.8 | A | 7 | 93 | A | 7 | 995 | E | 9 | 0 | A | 7 | 0 | A | 7 | 2400 | B | 7 | 30 | A | 7 | 2.8 | E | 8 | 0.185 | F | 8 | 0.15 | F | 8 | 0 | 1 | D | 9 | 45 | C | 8
[26 empty] | 3457200% | 10:00 | 920 | 1338 | 587 | 1 | 24 | 511 | 1 | 27 | 236 | 1 | 24 | 628 | 1 | 24 | 529 | 1 | 27 | 263 | 1 | 24 | 645 | 1 | 43 | 3 | A | 7 | 3 | E | 9 | 24.4 | A | 7 | 18.8 | A | 7 | 71 | A | 7 | 995 | E | 9 | 0 | A | 7 | 0 | A | 7 | 6400 | B | 7 | 77777 | A | 7 | 2.8 | E | 8 | 0.185 | F | 8 | 0.15 | F | 8 | 0 | 1 | D | 9 | 5 | C | 8
[26 empty] | 3457200% | 11:00 | 1064 | 1338 | 733 | 1 | 24 | 662 | 1 | 27 | 206 | 1 | 24 | 777 | 1 | 24 | 673 | 1 | 27 | 240 | 1 | 24 | 724 | 1 | 43 | 2 | A | 7 | 2 | E | 9 | 26.1 | A | 7 | 19.4 | A | 7 | 67 | A | 7 | 995 | E | 9 | 0 | A | 7 | 0 | A | 7 | 6400 | B | 7 | 77777 | A | 7 | 2.8 | E | 8 | 0.185 | F | 8 | 0.15 | F | 8 | 0 | 1 | D | 9 | 5 | C | 8
[26 empty] | 3457200% | 12:00 | 1146 | 1338 | 757 | 1 | 24 | 598 | 1 | 27 | 245 | 1 | 24 | 800 | 1 | 24 | 606 | 1 | 27 | 279 | 1 | 24 | 1058 | 1 | 43 | 3 | A | 7 | 3 | E | 9 | 27.7 | A | 7 | 20 | A | 7 | 63 | A | 7 | 995 | E | 9 | 0 | A | 7 | 0 | A | 7 | 6400 | B | 7 | 77777 | A | 7 | 2.9 | E | 8 | 0.185 | F | 8 | 0.15 | F | 8 | 0 | 1 | D | 9 | 5 | C | 8
[26 empty] | 3457200% | 13:00 | 1160 | 1338 | 823 | 1 | 24 | 673 | 1 | 27 | 238 | 1 | 24 | 871 | 1 | 24 | 684 | 1 | 27 | 277 | 1 | 24 | 1079 | 1 | 43 | 2 | A | 7 | 2 | E | 9 | 28.3 | A | 7 | 20.5 | A | 7 | 63 | A | 7 | 995 | E | 9 | 0 | A | 7 | 0 | A | 7 | 6400 | B | 7 | 77777 | A | 7 | 2.9 | E | 8 | 0.185 | F | 8 | 0.15 | F | 8 | 0 | 1 | D | 9 | 5 | C | 8
[26 empty] | 3457200% | 14:00 | 1106 | 1338 | 782 | 1 | 24 | 619 | 1 | 27 | 270 | 1 | 24 | 816 | 1 | 24 | 622 | 1 | 27 | 301 | 1 | 24 | 1026 | 1 | 43 | 3 | A | 7 | 3 | E | 9 | 28.8 | A | 7 | 20.5 | A | 7 | 61 | A | 7 | 994 | E | 9 | 0 | A | 7 | 0 | A | 7 | 8000 | B | 7 | 77777 | A | 7 | 2.9 | E | 8 | 0.185 | F | 8 | 0.15 | F | 8 | 0 | 1 | D | 9 | 5 | C | 8
[26 empty] | 3457200% | 15:00 | 987 | 1338 | 667 | 1 | 24 | 641 | 1 | 27 | 194 | 1 | 24 | 704 | 1 | 24 | 650 | 1 | 27 | 224 | 1 | 24 | 584 | 1 | 43 | 2 | A | 7 | 2 | E | 9 | 30.5 | A | 7 | 20.5 | A | 7 | 55 | A | 7 | 994 | E | 9 | 0 | A | 7 | 0 | A | 7 | 6400 | B | 7 | 77777 | A | 7 | 3 | E | 8 | 0.185 | F | 8 | 0.15 | F | 8 | 0 | 1 | D | 9 | 5 | C | 8
[26 empty] | 3457200% | 16:00 | 811 | 1338 | 304 | 1 | 24 | 72 | 1 | 27 | 260 | 1 | 24 | 334 | 1 | 24 | 73 | 1 | 27 | 290 | 1 | 24 | 848 | 1 | 43 | 9 | A | 7 | 9 | E | 9 | 23.3 | A | 7 | 18.3 | A | 7 | 74 | A | 7 | 994 | E | 9 | 0 | A | 7 | 0 | A | 7 | 4800 | B | 7 | 1410 | A | 7 | 3 | E | 8 | 0.185 | F | 8 | 0.15 | F | 8 | 0 | 1 | D | 9 | 45 | C | 8
[26 empty] | 3457200% | 17:00 | 590 | 1338 | 129 | 1 | 24 | 0 | 1 | 27 | 129 | 1 | 24 | 150 | 1 | 24 | 0 | 1 | 27 | 150 | 1 | 24 | 541 | 1 | 43 | 10 | A | 7 | 10 | E | 9 | 24.4 | A | 7 | 20.5 | A | 7 | 79 | A | 7 | 993 | E | 9 | 0 | A | 7 | 0 | A | 7 | 4800 | B | 7 | 4500 | A | 7 | 3.1 | E | 8 | 0.185 | F | 8 | 0.15 | F | 8 | 0 | 1 | D | 9 | 5 | C | 8
[26 empty] | 3457200% | 18:00 | 340 | 1338 | 68 | 1 | 24 | 0 | 1 | 27 | 68 | 1 | 24 | 78 | 1 | 24 | 0 | 1 | 27 | 78 | 1 | 24 | 260 | 1 | 43 | 10 | A | 7 | 10 | E | 9 | 23.3 | A | 7 | 20.5 | A | 7 | 84 | A | 7 | 993 | E | 9 | 0 | A | 7 | 0 | A | 7 | 4800 | B | 7 | 4500 | A | 7 | 3.1 | E | 8 | 0.185 | F | 8 | 0.15 | F | 8 | 0 | 1 | D | 9 | 5 | C | 8
[26 empty] | 3457200% | 19:00 | 85 | 1126 | 19 | 1 | 24 | 0 | 1 | 27 | 19 | 1 | 24 | 22 | 1 | 24 | 0 | 1 | 27 | 22 | 1 | 24 | 68 | 1 | 43 | 10 | A | 7 | 10 | E | 9 | 23.3 | A | 7 | 20 | A | 7 | 82 | A | 7 | 993 | E | 9 | 0 | A | 7 | 0 | A | 7 | 4000 | B | 7 | 4500 | A | 7 | 3.1 | E | 8 | 0.185 | F | 8 | 0.15 | F | 8 | 0 | 1 | D | 9 | 5 | C | 8
[26 empty] | 3457200% | 20:00 | 0 | 0 | 0 | 1 | 0 | 0 | 1 | 0 | 0 | 1 | 0 | 0 | 1 | 0 | 0 | 1 | 0 | 0 | 1 | 0 | 0 | 1 | 0 | 10 | A | 7 | 10 | E | 9 | 22.2 | A | 7 | 20.5 | A | 7 | 90 | A | 7 | 993 | E | 9 | 0 | A | 7 | 0 | A | 7 | 4000 | B | 7 | 4500 | A | 7 | 3.2 | E | 8 | 0.185 | F | 8 | 0.15 | F | 8 | 0 | 1 | D | 9 | 45 | C | 8
[26 empty] | 3457200% | 21:00 | 0 | 0 | 0 | 1 | 0 | 0 | 1 | 0 | 0 | 1 | 0 | 0 | 1 | 0 | 0 | 1 | 0 | 0 | 1 | 0 | 0 | 1 | 0 | 10 | A | 7 | 10 | E | 9 | 22.2 | A | 7 | 20 | A | 7 | 87 | A | 7 | 993 | E | 9 | 0 | A | 7 | 0 | A | 7 | 4000 | B | 7 | 4500 | A | 7 | 3.2 | E | 8 | 0.185 | F | 8 | 0.15 | F | 8 | 0 | 1 | D | 9 | 17 | C | 8
[26 empty] | 3457200% | 22:00 | 0 | 0 | 0 | 1 | 0 | 0 | 1 | 0 | 0 | 1 | 0 | 0 | 1 | 0 | 0 | 1 | 0 | 0 | 1 | 0 | 0 | 1 | 0 | 10 | E | 9 | 9 | E | 9 | 21.4 | E | 9 | 19.9 | E | 9 | 91 | A | 7 | 993 | E | 9 | 320 | E | 9 | 0.2 | E | 9 | 3711 | C | 8 | 4100 | E | 9 | 3.2 | E | 8 | 0.185 | F | 8 | 0.15 | F | 8 | 0 | 1 | D | 9 | 17 | C | 8
[26 empty] | 3457200% | 23:00 | 0 | 0 | 0 | 1 | 0 | 0 | 1 | 0 | 0 | 1 | 0 | 0 | 1 | 0 | 0 | 1 | 0 | 0 | 1 | 0 | 0 | 1 | 0 | 10 | E | 9 | 9 | E | 9 | 21.6 | E | 9 | 19.7 | E | 9 | 89 | A | 7 | 992 | E | 9 | 0 | E | 9 | 0 | E | 9 | 3422 | C | 8 | 3700 | E | 9 | 3.3 | E | 8 | 0.185 | F | 8 | 0.15 | F | 8 | 0 | 1 | D | 9 | 17 | C | 8
[26 empty] | 3457200% | 24:00 | 0 | 0 | 0 | 1 | 0 | 0 | 1 | 0 | 0 | 1 | 0 | 0 | 1 | 0 | 0 | 1 | 0 | 0 | 1 | 0 | 0 | 1 | 0 | 10 | E | 9 | 8 | E | 9 | 22.8 | E | 9 | 19.6 | E | 9 | 82 | A | 7 | 992 | E | 9 | 60 | E | 9 | 0.7 | E | 9 | 3133 | C | 8 | 3300 | E | 9 | 3.3 | E | 8 | 0.185 | F | 8 | 0.15 | F | 8 | 0 | 1 | D | 9 | 17 | C | 8
[26 empty] | 3457300% | 1:00 | 0 | 0 | 0 | 1 | 0 | 0 | 1 | 0 | 0 | 1 | 0 | 0 | 1 | 0 | 0 | 1 | 0 | 0 | 1 | 0 | 0 | 1 | 0 | 10 | E | 9 | 8 | E | 9 | 22 | E | 9 | 19.5 | E | 9 | 86 | A | 7 | 991 | E | 9 | 0 | E | 9 | 0 | E | 9 | 2844 | C | 8 | 2900 | E | 9 | 3.3 | E | 8 | 0.185 | F | 8 | 0.15 | F | 8 | 0 | 1 | D | 9 | 17 | C | 8
[26 empty] | 3457300% | 2:00 | 0 | 0 | 0 | 1 | 0 | 0 | 1 | 0 | 0 | 1 | 0 | 0 | 1 | 0 | 0 | 1 | 0 | 0 | 1 | 0 | 0 | 1 | 0 | 9 | E | 9 | 7 | E | 9 | 21.2 | E | 9 | 19.3 | E | 9 | 89 | A | 7 | 991 | E | 9 | 40 | E | 9 | 0.6 | E | 9 | 2555 | C | 8 | 2500 | E | 9 | 3.4 | E | 8 | 0.185 | F | 8 | 0.15 | F | 8 | 0 | 1 | D | 9 | 45 | C | 8
[26 empty] | 3457300% | 3:00 | 0 | 0 | 0 | 1 | 0 | 0 | 1 | 0 | 0 | 1 | 0 | 0 | 1 | 0 | 0 | 1 | 0 | 0 | 1 | 0 | 0 | 1 | 0 | 9 | E | 9 | 7 | E | 9 | 21.4 | E | 9 | 20.2 | E | 9 | 93 | A | 7 | 991 | E | 9 | 0 | E | 9 | 0 | E | 9 | 2266 | C | 8 | 2100 | E | 9 | 3.4 | E | 8 | 0.185 | F | 8 | 0.15 | F | 8 | 0 | 1 | D | 9 | 45 | C | 8
[26 empty] | 3457300% | 4:00 | 0 | 0 | 0 | 1 | 0 | 0 | 1 | 0 | 0 | 1 | 0 | 0 | 1 | 0 | 0 | 1 | 0 | 0 | 1 | 0 | 0 | 1 | 0 | 9 | E | 9 | 6 | E | 9 | 20.6 | E | 9 | 20.1 | E | 9 | 97 | A | 7 | 991 | E | 9 | 0 | E | 9 | 0 | E | 9 | 1977 | C | 8 | 1700 | E | 9 | 3.4 | E | 8 | 0.185 | F | 8 | 0.15 | F | 8 | 0 | 1 | D | 9 | 45 | C | 8
[26 empty] | 3457300% | 5:00 | 0 | 0 | 0 | 1 | 0 | 0 | 1 | 0 | 0 | 1 | 0 | 0 | 1 | 0 | 0 | 1 | 0 | 0 | 1 | 0 | 0 | 1 | 0 | 9 | E | 9 | 6 | E | 9 | 21.8 | E | 9 | 19.9 | E | 9 | 89 | A | 7 | 991 | E | 9 | 0 | E | 9 | 0 | E | 9 | 1688 | C | 8 | 1300 | E | 9 | 3.5 | E | 8 | 0.185 | F | 8 | 0.15 | F | 8 | 0 | 1 | D | 9 | 45 | C | 8
[26 empty] | 3457300% | 6:00 | 19 | 547 | 3 | 1 | 24 | 2 | 1 | 27 | 3 | 1 | 24 | 0 | 1 | 24 | 0 | 1 | 27 | 0 | 1 | 24 | 0 | 1 | 43 | 9 | A | 7 | 5 | E | 9 | 20 | A | 7 | 18.8 | A | 7 | 93 | A | 7 | 991 | E | 9 | 0 | A | 7 | 0 | A | 7 | 1400 | B | 7 | 900 | A | 7 | 3.5 | E | 8 | 0.185 | F | 8 | 0.15 | F | 8 | 0 | 1 | D | 9 | 45 | C | 8
[26 empty] | 3457300% | 7:00 | 229 | 1338 | 90 | 1 | 24 | 46 | 1 | 27 | 82 | 1 | 24 | 98 | 1 | 24 | 36 | 1 | 27 | 92 | 1 | 24 | 187 | 1 | 43 | 10 | A | 7 | 8 | E | 9 | 20 | A | 7 | 18.8 | A | 7 | 93 | A | 7 | 991 | E | 9 | 0 | A | 7 | 0 | A | 7 | 1600 | B | 7 | 60 | A | 7 | 3.5 | E | 8 | 0.185 | F | 8 | 0.15 | F | 8 | 0 | 1 | D | 9 | 45 | C | 8
[26 empty] | 3457300% | 8:00 | 485 | 1338 | 208 | 1 | 24 | 153 | 1 | 27 | 152 | 1 | 24 | 225 | 1 | 24 | 147 | 1 | 27 | 172 | 1 | 24 | 350 | 1 | 43 | 9 | A | 7 | 5 | E | 9 | 21.1 | A | 7 | 19.4 | A | 7 | 90 | A | 7 | 991 | E | 9 | 0 | A | 7 | 0 | A | 7 | 2400 | B | 7 | 2100 | A | 7 | 3.5 | E | 8 | 0.185 | F | 8 | 0.15 | F | 8 | 0 | 1 | D | 9 | 45 | C | 8
[26 empty] | 3457300% | 9:00 | 720 | 1338 | 381 | 1 | 24 | 339 | 1 | 27 | 198 | 1 | 24 | 412 | 1 | 24 | 356 | 1 | 27 | 220 | 1 | 24 | 453 | 1 | 43 | 9 | A | 7 | 5 | E | 9 | 24.4 | A | 7 | 18.3 | A | 7 | 69 | A | 7 | 992 | E | 9 | 0 | A | 7 | 0 | A | 7 | 4800 | B | 7 | 4200 | A | 7 | 3.5 | E | 8 | 0.185 | F | 8 | 0.15 | F | 8 | 0 | 1 | D | 9 | 45 | C | 8
[26 empty] | 3457300% | 10:00 | 917 | 1338 | 533 | 1 | 24 | 375 | 1 | 27 | 276 | 1 | 24 | 579 | 1 | 24 | 403 | 1 | 27 | 303 | 1 | 24 | 765 | 1 | 43 | 9 | A | 7 | 5 | E | 9 | 26.1 | A | 7 | 18.3 | A | 7 | 62 | A | 7 | 992 | E | 9 | 0 | A | 7 | 0 | A | 7 | 6400 | B | 7 | 4200 | A | 7 | 3.5 | E | 8 | 0.185 | F | 8 | 0.15 | F | 8 | 0 | 1 | D | 9 | 5 | C | 8
[26 empty] | 3457300% | 11:00 | 1061 | 1338 | 649 | 1 | 24 | 414 | 1 | 27 | 321 | 1 | 24 | 687 | 1 | 24 | 431 | 1 | 27 | 345 | 1 | 24 | 1146 | 1 | 43 | 9 | A | 7 | 5 | E | 9 | 26.1 | A | 7 | 18.8 | A | 7 | 64 | A | 7 | 992 | E | 9 | 260 | A | 7 | 3 | A | 7 | 6400 | B | 7 | 4200 | A | 7 | 3.5 | E | 8 | 0.185 | F | 8 | 0.15 | F | 8 | 0 | 1 | D | 9 | 5 | C | 8
[26 empty] | 3457300% | 12:00 | 1142 | 1338 | 636 | 1 | 24 | 375 | 1 | 27 | 315 | 1 | 24 | 681 | 1 | 24 | 392 | 1 | 27 | 346 | 1 | 24 | 1382 | 1 | 43 | 9 | A | 7 | 5 | E | 9 | 26.6 | A | 7 | 18.8 | A | 7 | 62 | A | 7 | 991 | E | 9 | 0 | A | 7 | 0 | A | 7 | 6400 | B | 7 | 4500 | A | 7 | 3.5 | E | 8 | 0.185 | F | 8 | 0.15 | F | 8 | 0 | 1 | D | 9 | 5 | C | 8
[26 empty] | 3457300% | 13:00 | 1157 | 1338 | 797 | 1 | 24 | 647 | 1 | 27 | 238 | 1 | 24 | 845 | 1 | 24 | 657 | 1 | 27 | 275 | 1 | 24 | 1064 | 1 | 43 | 9 | A | 7 | 5 | E | 9 | 28.3 | A | 7 | 20 | A | 7 | 61 | A | 7 | 991 | E | 9 | 0 | A | 7 | 0 | A | 7 | 8000 | B | 7 | 4500 | A | 7 | 3.5 | E | 8 | 0.185 | F | 8 | 0.15 | F | 8 | 0 | 1 | D | 9 | 5 | C | 8
[26 empty] | 3457300% | 14:00 | 1102 | 1338 | 791 | 1 | 24 | 814 | 1 | 27 | 120 | 1 | 24 | 816 | 1 | 24 | 815 | 1 | 27 | 143 | 1 | 24 | 371 | 1 | 43 | 2 | A | 7 | 1 | E | 9 | 30 | A | 7 | 20 | A | 7 | 55 | A | 7 | 990 | E | 9 | 0 | A | 7 | 0 | A | 7 | 8000 | B | 7 | 77777 | A | 7 | 3.5 | E | 8 | 0.185 | F | 8 | 0.15 | F | 8 | 0 | 1 | D | 9 | 5 | C | 8
[26 empty] | 3457300% | 15:00 | 982 | 1338 | 673 | 1 | 24 | 756 | 1 | 27 | 118 | 1 | 24 | 719 | 1 | 24 | 764 | 1 | 27 | 156 | 1 | 24 | 347 | 1 | 43 | 3 | A | 7 | 1 | E | 9 | 30 | A | 7 | 20 | A | 7 | 55 | A | 7 | 990 | E | 9 | 270 | A | 7 | 1.5 | A | 7 | 9700 | B | 7 | 77777 | A | 7 | 3.5 | E | 8 | 0.185 | F | 8 | 0.15 | F | 8 | 0 | 1 | D | 9 | 5 | C | 8
[26 empty] | 3457300% | 16:00 | 806 | 1338 | 527 | 1 | 24 | 713 | 1 | 27 | 97 | 1 | 24 | 559 | 1 | 24 | 713 | 1 | 27 | 128 | 1 | 24 | 232 | 1 | 43 | 2 | A | 7 | 1 | E | 9 | 30 | A | 7 | 19.4 | A | 7 | 53 | A | 7 | 990 | E | 9 | 0 | A | 7 | 0 | A | 7 | 8000 | B | 7 | 77777 | A | 7 | 3.5 | E | 8 | 0.185 | F | 8 | 0.15 | F | 8 | 0 | 1 | D | 9 | 5 | C | 8
[26 empty] | 3457300% | 17:00 | 585 | 1338 | 242 | 1 | 24 | 225 | 1 | 27 | 144 | 1 | 24 | 263 | 1 | 24 | 228 | 1 | 27 | 163 | 1 | 24 | 299 | 1 | 43 | 9 | A | 7 | 5 | E | 9 | 29.4 | A | 7 | 20 | A | 7 | 57 | A | 7 | 990 | E | 9 | 0 | A | 7 | 0 | A | 7 | 8000 | B | 7 | 4500 | A | 7 | 3.4 | E | 8 | 0.185 | F | 8 | 0.15 | F | 8 | 0 | 1 | D | 9 | 5 | C | 8
[26 empty] | 3457300% | 18:00 | 334 | 1338 | 153 | 1 | 24 | 73 | 1 | 27 | 134 | 1 | 24 | 166 | 1 | 24 | 64 | 1 | 27 | 150 | 1 | 24 | 311 | 1 | 43 | 9 | A | 7 | 5 | E | 9 | 26.6 | A | 7 | 20.5 | A | 7 | 69 | A | 7 | 989 | E | 9 | 0 | A | 7 | 0 | A | 7 | 9700 | B | 7 | 4500 | A | 7 | 3.4 | E | 8 | 0.185 | F | 8 | 0.15 | F | 8 | 0 | 1 | D | 9 | 5 | C | 8
[26 empty] | 3457300% | 19:00 | 80 | 1082 | 21 | 1 | 24 | 5 | 1 | 27 | 20 | 1 | 24 | 23 | 1 | 24 | 0 | 1 | 27 | 23 | 1 | 24 | 70 | 1 | 43 | 9 | A | 7 | 5 | E | 9 | 26.1 | A | 7 | 20 | A | 7 | 69 | A | 7 | 989 | E | 9 | 0 | A | 7 | 0 | A | 7 | 9700 | B | 7 | 4500 | A | 7 | 3.4 | E | 8 | 0.185 | F | 8 | 0.15 | F | 8 | 0 | 1 | D | 9 | 5 | C | 8
[26 empty] | 3457300% | 20:00 | 0 | 0 | 0 | 1 | 0 | 0 | 1 | 0 | 0 | 1 | 0 | 0 | 1 | 0 | 0 | 1 | 0 | 0 | 1 | 0 | 0 | 1 | 0 | 9 | A | 7 | 5 | E | 9 | 25 | A | 7 | 20 | A | 7 | 74 | A | 7 | 989 | E | 9 | 0 | A | 7 | 0 | A | 7 | 11300 | B | 7 | 4500 | A | 7 | 3.4 | E | 8 | 0.185 | F | 8 | 0.15 | F | 8 | 0 | 1 | D | 9 | 0 | C | 8
[26 empty] | 3457300% | 21:00 | 0 | 0 | 0 | 1 | 0 | 0 | 1 | 0 | 0 | 1 | 0 | 0 | 1 | 0 | 0 | 1 | 0 | 0 | 1 | 0 | 0 | 1 | 0 | 9 | A | 7 | 5 | E | 9 | 22.7 | A | 7 | 20.5 | A | 7 | 87 | A | 7 | 990 | E | 9 | 0 | A | 7 | 0 | A | 7 | 11300 | B | 7 | 4500 | A | 7 | 3.4 | E | 8 | 0.185 | F | 8 | 0.15 | F | 8 | 0 | 1 | D | 9 | 0 | C | 8
[26 empty] | 3457300% | 22:00 | 0 | 0 | 0 | 1 | 0 | 0 | 1 | 0 | 0 | 1 | 0 | 0 | 1 | 0 | 0 | 1 | 0 | 0 | 1 | 0 | 0 | 1 | 0 | 10 | E | 9 | 7 | E | 9 | 22.4 | E | 9 | 20.2 | E | 9 | 87 | A | 7 | 990 | E | 9 | 340 | E | 9 | 0.1 | E | 9 | 10755 | C | 8 | 21122 | E | 9 | 3.4 | E | 8 | 0.185 | F | 8 | 0.15 | F | 8 | 0 | 1 | D | 9 | 0 | C | 8
[26 empty] | 3457300% | 23:00 | 0 | 0 | 0 | 1 | 0 | 0 | 1 | 0 | 0 | 1 | 0 | 0 | 1 | 0 | 0 | 1 | 0 | 0 | 1 | 0 | 0 | 1 | 0 | 10 | E | 9 | 10 | E | 9 | 22 | E | 9 | 19 | E | 9 | 83 | A | 7 | 989 | E | 9 | 320 | E | 9 | 0.2 | E | 9 | 10211 | C | 8 | 19344 | E | 9 | 3.4 | E | 8 | 0.185 | F | 8 | 0.15 | F | 8 | 0 | 1 | D | 9 | 0 | C | 8
[26 empty] | 3457300% | 24:00 | 0 | 0 | 0 | 1 | 0 | 0 | 1 | 0 | 0 | 1 | 0 | 0 | 1 | 0 | 0 | 1 | 0 | 0 | 1 | 0 | 0 | 1 | 0 | 8 | E | 9 | 6 | E | 9 | 21.8 | E | 9 | 20.7 | E | 9 | 93 | A | 7 | 989 | E | 9 | 310 | E | 9 | 0.2 | E | 9 | 9666 | C | 8 | 17567 | E | 9 | 3.4 | E | 8 | 0.185 | F | 8 | 0.15 | F | 8 | 0 | 1 | D | 9 | 0 | C | 8
[26 empty] | 3457400% | 1:00 | 0 | 0 | 0 | 1 | 0 | 0 | 1 | 0 | 0 | 1 | 0 | 0 | 1 | 0 | 0 | 1 | 0 | 0 | 1 | 0 | 0 | 1 | 0 | 7 | E | 9 | 7 | E | 9 | 21.6 | E | 9 | 19.4 | E | 9 | 87 | A | 7 | 988 | E | 9 | 290 | E | 9 | 0.4 | E | 9 | 9122 | C | 8 | 15789 | E | 9 | 3.4 | E | 8 | 0.184 | F | 8 | 0.15 | F | 8 | 0 | 1 | D | 9 | 0 | C | 8
[26 empty] | 3457400% | 2:00 | 0 | 0 | 0 | 1 | 0 | 0 | 1 | 0 | 0 | 1 | 0 | 0 | 1 | 0 | 0 | 1 | 0 | 0 | 1 | 0 | 0 | 1 | 0 | 7 | E | 9 | 7 | E | 9 | 21.3 | E | 9 | 19.3 | E | 9 | 88 | A | 7 | 988 | E | 9 | 270 | E | 9 | 0.5 | E | 9 | 8577 | C | 8 | 14011 | E | 9 | 3.4 | E | 8 | 0.184 | F | 8 | 0.15 | F | 8 | 0 | 1 | D | 9 | 5 | C | 8
[26 empty] | 3457400% | 3:00 | 0 | 0 | 0 | 1 | 0 | 0 | 1 | 0 | 0 | 1 | 0 | 0 | 1 | 0 | 0 | 1 | 0 | 0 | 1 | 0 | 0 | 1 | 0 | 8 | E | 9 | 7 | E | 9 | 21.2 | E | 9 | 19 | E | 9 | 87 | A | 7 | 988 | E | 9 | 250 | E | 9 | 0.6 | E | 9 | 8033 | C | 8 | 12233 | E | 9 | 3.3 | E | 8 | 0.184 | F | 8 | 0.15 | F | 8 | 0 | 1 | D | 9 | 5 | C | 8
[26 empty] | 3457400% | 4:00 | 0 | 0 | 0 | 1 | 0 | 0 | 1 | 0 | 0 | 1 | 0 | 0 | 1 | 0 | 0 | 1 | 0 | 0 | 1 | 0 | 0 | 1 | 0 | 8 | E | 9 | 8 | E | 9 | 21.2 | E | 9 | 18.7 | E | 9 | 86 | A | 7 | 988 | E | 9 | 240 | E | 9 | 0.6 | E | 9 | 7488 | C | 8 | 10456 | E | 9 | 3.3 | E | 8 | 0.184 | F | 8 | 0.15 | F | 8 | 0 | 1 | D | 9 | 5 | C | 8
[26 empty] | 3457400% | 5:00 | 0 | 0 | 0 | 1 | 0 | 0 | 1 | 0 | 0 | 1 | 0 | 0 | 1 | 0 | 0 | 1 | 0 | 0 | 1 | 0 | 0 | 1 | 0 | 10 | E | 9 | 10 | E | 9 | 20.6 | E | 9 | 18.5 | E | 9 | 88 | A | 7 | 988 | E | 9 | 220 | E | 9 | 0.7 | E | 9 | 6944 | C | 8 | 8678 | E | 9 | 3.3 | E | 8 | 0.184 | F | 8 | 0.15 | F | 8 | 0 | 1 | D | 9 | 5 | C | 8
[26 empty] | 3457400% | 6:00 | 18 | 524 | 2 | 1 | 24 | 0 | 1 | 27 | 2 | 1 | 24 | 0 | 1 | 24 | 0 | 1 | 27 | 0 | 1 | 24 | 0 | 1 | 43 | 9 | A | 7 | 9 | E | 9 | 20 | A | 7 | 17.2 | A | 7 | 84 | A | 7 | 989 | E | 9 | 200 | A | 7 | 2 | A | 7 | 6400 | B | 7 | 6900 | A | 7 | 3.3 | E | 8 | 0.184 | F | 8 | 0.15 | F | 8 | 0 | 1 | D | 9 | 5 | C | 8
[26 empty] | 3457400% | 7:00 | 225 | 1339 | 66 | 1 | 24 | 35 | 1 | 27 | 60 | 1 | 24 | 72 | 1 | 24 | 27 | 1 | 27 | 68 | 1 | 24 | 147 | 1 | 43 | 9 | A | 7 | 9 | E | 9 | 20 | A | 7 | 17.7 | A | 7 | 87 | A | 7 | 990 | E | 9 | 0 | A | 7 | 0 | A | 7 | 6400 | B | 7 | 6900 | A | 7 | 3.3 | E | 8 | 0.184 | F | 8 | 0.15 | F | 8 | 0 | 1 | D | 9 | 5 | C | 8
[26 empty] | 3457400% | 8:00 | 482 | 1339 | 242 | 1 | 24 | 421 | 1 | 27 | 90 | 1 | 24 | 261 | 1 | 24 | 395 | 1 | 27 | 119 | 1 | 24 | 168 | 1 | 43 | 3 | A | 7 | 3 | E | 9 | 22.2 | A | 7 | 18.3 | A | 7 | 79 | A | 7 | 990 | E | 9 | 0 | A | 7 | 0 | A | 7 | 6400 | B | 7 | 77777 | A | 7 | 3.3 | E | 8 | 0.184 | F | 8 | 0.15 | F | 8 | 0 | 1 | D | 9 | 5 | C | 8
[26 empty] | 3457400% | 9:00 | 717 | 1339 | 312 | 1 | 24 | 60 | 1 | 27 | 280 | 1 | 24 | 342 | 1 | 24 | 61 | 1 | 27 | 310 | 1 | 24 | 820 | 1 | 43 | 9 | A | 7 | 9 | E | 9 | 23.3 | A | 7 | 19.4 | A | 7 | 79 | A | 7 | 991 | E | 9 | 190 | A | 7 | 1.5 | A | 7 | 6400 | B | 7 | 6900 | A | 7 | 3.3 | E | 8 | 0.184 | F | 8 | 0.15 | F | 8 | 0 | 1 | D | 9 | 5 | C | 8
[26 empty] | 3457400% | 10:00 | 913 | 1339 | 615 | 1 | 24 | 667 | 1 | 27 | 159 | 1 | 24 | 652 | 1 | 24 | 677 | 1 | 27 | 189 | 1 | 24 | 432 | 1 | 43 | 3 | A | 7 | 3 | E | 9 | 26.1 | A | 7 | 20 | A | 7 | 69 | A | 7 | 991 | E | 9 | 180 | A | 7 | 2.5 | A | 7 | 6400 | B | 7 | 77777 | A | 7 | 3.2 | E | 8 | 0.184 | F | 8 | 0.15 | F | 8 | 0 | 1 | D | 9 | 5 | C | 8
[26 empty] | 3457400% | 11:00 | 1057 | 1339 | 740 | 1 | 24 | 698 | 1 | 27 | 188 | 1 | 24 | 788 | 1 | 24 | 713 | 1 | 27 | 224 | 1 | 24 | 656 | 1 | 43 | 2 | A | 7 | 2 | E | 9 | 27.7 | A | 7 | 20.5 | A | 7 | 65 | A | 7 | 991 | E | 9 | 210 | A | 7 | 2.5 | A | 7 | 6400 | B | 7 | 77777 | A | 7 | 3.2 | E | 8 | 0.184 | F | 8 | 0.15 | F | 8 | 0 | 1 | D | 9 | 5 | C | 8
[26 empty] | 3457400% | 12:00 | 1139 | 1339 | 750 | 1 | 24 | 628 | 1 | 27 | 215 | 1 | 24 | 798 | 1 | 24 | 641 | 1 | 27 | 252 | 1 | 24 | 917 | 1 | 43 | 3 | A | 7 | 3 | E | 9 | 29.4 | A | 7 | 21.6 | A | 7 | 63 | A | 7 | 991 | E | 9 | 210 | A | 7 | 3.6 | A | 7 | 6400 | B | 7 | 77777 | A | 7 | 3.2 | E | 8 | 0.184 | F | 8 | 0.15 | F | 8 | 0 | 1 | D | 9 | 5 | C | 8
[26 empty] | 3457400% | 13:00 | 1153 | 1339 | 313 | 1 | 24 | 0 | 1 | 27 | 313 | 1 | 24 | 372 | 1 | 24 | 0 | 1 | 27 | 372 | 1 | 24 | 1438 | 1 | 43 | 10 | A | 7 | 10 | E | 9 | 28.8 | A | 7 | 21.6 | A | 7 | 65 | A | 7 | 991 | E | 9 | 190 | A | 7 | 3 | A | 7 | 6400 | B | 7 | 6000 | A | 7 | 3.2 | E | 8 | 0.184 | F | 8 | 0.15 | F | 8 | 0 | 1 | D | 9 | 5 | C | 8
[26 empty] | 3457400% | 14:00 | 1098 | 1339 | 296 | 1 | 24 | 0 | 1 | 27 | 296 | 1 | 24 | 350 | 1 | 24 | 0 | 1 | 27 | 350 | 1 | 24 | 1362 | 1 | 43 | 10 | A | 7 | 10 | E | 9 | 30.5 | A | 7 | 22.7 | A | 7 | 63 | A | 7 | 990 | E | 9 | 200 | A | 7 | 3 | A | 7 | 6400 | B | 7 | 6000 | A | 7 | 3.1 | E | 8 | 0.184 | F | 8 | 0.15 | F | 8 | 0 | 1 | D | 9 | 5 | C | 8
[26 empty] | 3457400% | 15:00 | 978 | 1339 | 258 | 1 | 24 | 0 | 1 | 27 | 258 | 1 | 24 | 303 | 1 | 24 | 0 | 1 | 27 | 303 | 1 | 24 | 1176 | 1 | 43 | 10 | A | 7 | 10 | E | 9 | 30.5 | A | 7 | 22.2 | A | 7 | 61 | A | 7 | 990 | E | 9 | 210 | A | 7 | 3.6 | A | 7 | 6400 | B | 7 | 4500 | A | 7 | 3.1 | E | 8 | 0.184 | F | 8 | 0.15 | F | 8 | 0 | 1 | D | 9 | 5 | C | 8
[26 empty] | 3457400% | 16:00 | 801 | 1339 | 191 | 1 | 24 | 29 | 1 | 27 | 173 | 1 | 24 | 210 | 1 | 24 | 29 | 1 | 27 | 193 | 1 | 24 | 598 | 1 | 43 | 9 | A | 7 | 9 | E | 9 | 31.1 | A | 7 | 21.1 | A | 7 | 55 | A | 7 | 989 | E | 9 | 220 | A | 7 | 4.1 | A | 7 | 8000 | B | 7 | 4500 | A | 7 | 3.1 | E | 8 | 0.184 | F | 8 | 0.15 | F | 8 | 0 | 1 | D | 9 | 5 | C | 8
[26 empty] | 3457400% | 17:00 | 579 | 1339 | 132 | 1 | 24 | 0 | 1 | 27 | 132 | 1 | 24 | 152 | 1 | 24 | 0 | 1 | 27 | 152 | 1 | 24 | 545 | 1 | 43 | 10 | A | 7 | 10 | E | 9 | 30 | A | 7 | 20 | A | 7 | 55 | A | 7 | 989 | E | 9 | 220 | A | 7 | 3 | A | 7 | 8000 | B | 7 | 7500 | A | 7 | 3.1 | E | 8 | 0.184 | F | 8 | 0.15 | F | 8 | 0 | 1 | D | 9 | 5 | C | 8
[26 empty] | 3457400% | 18:00 | 328 | 1339 | 57 | 1 | 24 | 13 | 1 | 27 | 54 | 1 | 24 | 63 | 1 | 24 | 11 | 1 | 27 | 60 | 1 | 24 | 151 | 1 | 43 | 9 | A | 7 | 9 | E | 9 | 28.3 | A | 7 | 21.1 | A | 7 | 65 | A | 7 | 989 | E | 9 | 210 | A | 7 | 2 | A | 7 | 6400 | B | 7 | 7500 | A | 7 | 3.1 | E | 8 | 0.184 | F | 8 | 0.15 | F | 8 | 0 | 1 | D | 9 | 5 | C | 8
[26 empty] | 3457400% | 19:00 | 75 | 1060 | 16 | 1 | 24 | 0 | 1 | 27 | 16 | 1 | 24 | 19 | 1 | 24 | 0 | 1 | 27 | 19 | 1 | 24 | 58 | 1 | 43 | 10 | A | 7 | 10 | E | 9 | 27.2 | A | 7 | 21.1 | A | 7 | 69 | A | 7 | 989 | E | 9 | 220 | A | 7 | 2 | A | 7 | 4800 | B | 7 | 4500 | A | 7 | 3 | E | 8 | 0.184 | F | 8 | 0.15 | F | 8 | 0 | 1 | D | 9 | 5 | C | 8
[26 empty] | 3457400% | 20:00 | 0 | 0 | 0 | 1 | 0 | 0 | 1 | 0 | 0 | 1 | 0 | 0 | 1 | 0 | 0 | 1 | 0 | 0 | 1 | 0 | 0 | 1 | 0 | 10 | A | 7 | 10 | E | 9 | 26.6 | A | 7 | 20.5 | A | 7 | 69 | A | 7 | 990 | E | 9 | 230 | A | 7 | 2.5 | A | 7 | 8000 | B | 7 | 5400 | A | 7 | 3 | E | 8 | 0.184 | F | 8 | 0.15 | F | 8 | 0 | 1 | D | 9 | 5 | C | 8
[26 empty] | 3457400% | 21:00 | 0 | 0 | 0 | 1 | 0 | 0 | 1 | 0 | 0 | 1 | 0 | 0 | 1 | 0 | 0 | 1 | 0 | 0 | 1 | 0 | 0 | 1 | 0 | 10 | A | 7 | 10 | E | 9 | 26.1 | A | 7 | 20 | A | 7 | 69 | A | 7 | 990 | E | 9 | 230 | A | 7 | 3 | A | 7 | 8000 | B | 7 | 5400 | A | 7 | 3 | E | 8 | 0.184 | F | 8 | 0.15 | F | 8 | 0 | 1 | D | 9 | 5 | C | 8
[26 empty] | 3457400% | 22:00 | 0 | 0 | 0 | 1 | 0 | 0 | 1 | 0 | 0 | 1 | 0 | 0 | 1 | 0 | 0 | 1 | 0 | 0 | 1 | 0 | 0 | 1 | 0 | 10 | E | 9 | 10 | E | 9 | 25.9 | E | 9 | 21 | E | 9 | 74 | A | 7 | 990 | E | 9 | 230 | E | 9 | 3.1 | E | 9 | 7555 | C | 8 | 2616 | E | 9 | 3 | E | 8 | 0.184 | F | 8 | 0.15 | F | 8 | 0 | 1 | D | 9 | 5 | C | 8
[26 empty] | 3457400% | 23:00 | 0 | 0 | 0 | 1 | 0 | 0 | 1 | 0 | 0 | 1 | 0 | 0 | 1 | 0 | 0 | 1 | 0 | 0 | 1 | 0 | 0 | 1 | 0 | 10 | E | 9 | 10 | E | 9 | 25.6 | E | 9 | 20.9 | E | 9 | 75 | A | 7 | 990 | E | 9 | 230 | E | 9 | 3.3 | E | 9 | 7111 | C | 8 | 0 | E | 9 | 2.9 | E | 8 | 0.184 | F | 8 | 0.15 | F | 8 | 0 | 1 | D | 9 | 5 | C | 8
[26 empty] | 3457400% | 24:00 | 0 | 0 | 0 | 1 | 0 | 0 | 1 | 0 | 0 | 1 | 0 | 0 | 1 | 0 | 0 | 1 | 0 | 0 | 1 | 0 | 0 | 1 | 0 | 10 | E | 9 | 10 | E | 9 | 25.3 | E | 9 | 20.8 | E | 9 | 76 | A | 7 | 991 | E | 9 | 220 | E | 9 | 3.5 | E | 9 | 6666 | C | 8 | 0 | E | 9 | 2.9 | E | 8 | 0.184 | F | 8 | 0.15 | F | 8 | 0 | 1 | D | 9 | 5 | C | 8
[26 empty] | 3457500% | 1:00 | 0 | 0 | 0 | 1 | 0 | 0 | 1 | 0 | 0 | 1 | 0 | 0 | 1 | 0 | 0 | 1 | 0 | 0 | 1 | 0 | 0 | 1 | 0 | 10 | E | 9 | 10 | E | 9 | 25.2 | E | 9 | 20.7 | E | 9 | 76 | A | 7 | 990 | E | 9 | 220 | E | 9 | 3.6 | E | 9 | 6222 | C | 8 | 0 | E | 9 | 2.9 | E | 8 | 0.183 | F | 8 | 0.15 | F | 8 | 0 | 1 | D | 9 | 5 | C | 8
[26 empty] | 3457500% | 2:00 | 0 | 0 | 0 | 1 | 0 | 0 | 1 | 0 | 0 | 1 | 0 | 0 | 1 | 0 | 0 | 1 | 0 | 0 | 1 | 0 | 0 | 1 | 0 | 10 | E | 9 | 10 | E | 9 | 25.1 | E | 9 | 19.7 | E | 9 | 72 | A | 7 | 990 | E | 9 | 220 | E | 9 | 3.7 | E | 9 | 5777 | C | 8 | 0 | E | 9 | 2.9 | E | 8 | 0.183 | F | 8 | 0.15 | F | 8 | 0 | 1 | D | 9 | 5 | C | 8
[26 empty] | 3457500% | 3:00 | 0 | 0 | 0 | 1 | 0 | 0 | 1 | 0 | 0 | 1 | 0 | 0 | 1 | 0 | 0 | 1 | 0 | 0 | 1 | 0 | 0 | 1 | 0 | 10 | E | 9 | 10 | E | 9 | 25.1 | E | 9 | 19.6 | E | 9 | 72 | A | 7 | 990 | E | 9 | 220 | E | 9 | 3.9 | E | 9 | 5333 | C | 8 | 0 | E | 9 | 2.9 | E | 8 | 0.183 | F | 8 | 0.15 | F | 8 | 0 | 1 | D | 9 | 5 | C | 8
[26 empty] | 3457500% | 4:00 | 0 | 0 | 0 | 1 | 0 | 0 | 1 | 0 | 0 | 1 | 0 | 0 | 1 | 0 | 0 | 1 | 0 | 0 | 1 | 0 | 0 | 1 | 0 | 10 | E | 9 | 10 | E | 9 | 25.1 | E | 9 | 19.5 | E | 9 | 71 | A | 7 | 990 | E | 9 | 210 | E | 9 | 4.1 | E | 9 | 4888 | C | 8 | 0 | E | 9 | 2.8 | E | 8 | 0.183 | F | 8 | 0.15 | F | 8 | 0 | 1 | D | 9 | 5 | C | 8
[26 empty] | 3457500% | 5:00 | 0 | 0 | 0 | 1 | 0 | 0 | 1 | 0 | 0 | 1 | 0 | 0 | 1 | 0 | 0 | 1 | 0 | 0 | 1 | 0 | 0 | 1 | 0 | 10 | E | 9 | 10 | E | 9 | 24.6 | E | 9 | 19.4 | E | 9 | 73 | A | 7 | 990 | E | 9 | 210 | E | 9 | 4.2 | E | 9 | 4444 | C | 8 | 0 | E | 9 | 2.8 | E | 8 | 0.183 | F | 8 | 0.15 | F | 8 | 0 | 1 | D | 9 | 5 | C | 8
[26 empty] | 3457500% | 6:00 | 17 | 502 | 2 | 1 | 24 | 0 | 1 | 27 | 2 | 1 | 24 | 0 | 1 | 24 | 0 | 1 | 27 | 0 | 1 | 24 | 0 | 1 | 43 | 10 | A | 7 | 10 | E | 9 | 23.3 | A | 7 | 19.4 | A | 7 | 79 | A | 7 | 990 | E | 9 | 230 | A | 7 | 2 | A | 7 | 4000 | B | 7 | 840 | A | 7 | 2.8 | E | 8 | 0.183 | F | 8 | 0.15 | F | 8 | 0 | 1 | D | 9 | 5 | C | 8
[26 empty] | 3457500% | 7:00 | 221 | 1340 | 39 | 1 | 24 | 0 | 1 | 27 | 39 | 1 | 24 | 45 | 1 | 24 | 0 | 1 | 27 | 45 | 1 | 24 | 145 | 1 | 43 | 10 | A | 7 | 10 | E | 9 | 23.3 | A | 7 | 19.4 | A | 7 | 79 | A | 7 | 991 | E | 9 | 0 | A | 7 | 0 | A | 7 | 4000 | B | 7 | 3300 | A | 7 | 2.8 | E | 8 | 0.183 | F | 8 | 0.15 | F | 8 | 0 | 1 | D | 9 | 5 | C | 8
[26 empty] | 3457500% | 8:00 | 479 | 1340 | 85 | 1 | 24 | 0 | 1 | 27 | 85 | 1 | 24 | 99 | 1 | 24 | 0 | 1 | 27 | 99 | 1 | 24 | 355 | 1 | 43 | 10 | A | 7 | 10 | E | 9 | 22.7 | A | 7 | 20 | A | 7 | 85 | A | 7 | 991 | E | 9 | 0 | A | 7 | 0 | A | 7 | 4000 | B | 7 | 1800 | A | 7 | 2.8 | E | 8 | 0.183 | F | 8 | 0.15 | F | 8 | 0 | 1 | D | 9 | 5 | C | 8
[26 empty] | 3457500% | 9:00 | 714 | 1340 | 144 | 1 | 24 | 0 | 1 | 27 | 144 | 1 | 24 | 169 | 1 | 24 | 0 | 1 | 27 | 169 | 1 | 24 | 644 | 1 | 43 | 10 | A | 7 | 10 | E | 9 | 20.5 | A | 7 | 18.8 | A | 7 | 90 | A | 7 | 991 | E | 9 | 360 | A | 7 | 2.5 | A | 7 | 800 | B | 7 | 510 | A | 7 | 2.7 | E | 8 | 0.183 | F | 8 | 0.15 | F | 8 | 0 | 1 | D | 9 | 45 | C | 8
[26 empty] | 3457500% | 10:00 | 910 | 1340 | 372 | 1 | 25 | 239 | 1 | 28 | 209 | 1 | 25 | 412 | 1 | 25 | 258 | 1 | 28 | 237 | 1 | 25 | 552 | 1 | 45 | 10 | B | 8 | 10 | B | 8 | 20.4 | B | 8 | 18.5 | B | 8 | 89 | A | 7 | 992 | E | 9 | 10 | B | 8 | 2.3 | B | 8 | 16500 | C | 8 | 855 | B | 8 | 2.7 | E | 8 | 0.183 | F | 8 | 0.15 | F | 8 | 0 | 1 | D | 9 | 0 | C | 8
[26 empty] | 3457500% | 11:00 | 1054 | 1340 | 466 | 1 | 24 | 118 | 1 | 27 | 372 | 1 | 24 | 510 | 1 | 24 | 125 | 1 | 27 | 411 | 1 | 24 | 1301 | 1 | 43 | 9 | A | 7 | 9 | E | 9 | 20 | A | 7 | 18.3 | A | 7 | 90 | A | 7 | 991 | E | 9 | 10 | A | 7 | 2 | A | 7 | 32200 | B | 7 | 1200 | A | 7 | 2.7 | E | 8 | 0.183 | F | 8 | 0.15 | F | 8 | 0 | 1 | D | 9 | 0 | C | 8
[26 empty] | 3457500% | 12:00 | 1136 | 1340 | 486 | 1 | 25 | 202 | 1 | 28 | 315 | 1 | 25 | 539 | 1 | 25 | 220 | 1 | 28 | 352 | 1 | 25 | 1257 | 1 | 45 | 9 | B | 8 | 9 | B | 8 | 22.7 | B | 8 | 17.8 | B | 8 | 74 | A | 7 | 991 | E | 9 | 350 | B | 8 | 2.8 | B | 8 | 32200 | C | 8 | 3600 | B | 8 | 2.7 | E | 8 | 0.183 | F | 8 | 0.15 | F | 8 | 0 | 1 | D | 9 | 0 | C | 8
[26 empty] | 3457500% | 13:00 | 1149 | 1340 | 435 | 1 | 24 | 88 | 1 | 27 | 359 | 1 | 24 | 480 | 1 | 24 | 90 | 1 | 27 | 403 | 1 | 24 | 1597 | 1 | 43 | 9 | A | 7 | 9 | E | 9 | 25 | A | 7 | 17.2 | A | 7 | 62 | A | 7 | 991 | E | 9 | 330 | A | 7 | 3.6 | A | 7 | 32200 | B | 7 | 6000 | A | 7 | 2.7 | E | 8 | 0.183 | F | 8 | 0.15 | F | 8 | 0 | 1 | D | 9 | 0 | C | 8
[26 empty] | 3457500% | 14:00 | 1094 | 1340 | 448 | 1 | 24 | 156 | 1 | 27 | 320 | 1 | 24 | 497 | 1 | 24 | 167 | 1 | 27 | 361 | 1 | 24 | 1191 | 1 | 43 | 9 | A | 7 | 9 | E | 9 | 26.1 | A | 7 | 15 | A | 7 | 50 | A | 7 | 990 | E | 9 | 350 | A | 7 | 2.5 | A | 7 | 40200 | B | 7 | 6000 | A | 7 | 2.7 | E | 8 | 0.183 | F | 8 | 0.15 | F | 8 | 0 | 1 | D | 9 | 0 | C | 8
[26 empty] | 3457500% | 15:00 | 973 | 1340 | 441 | 1 | 24 | 103 | 1 | 27 | 366 | 1 | 24 | 485 | 1 | 24 | 106 | 1 | 27 | 408 | 1 | 24 | 1302 | 1 | 43 | 9 | A | 7 | 9 | E | 9 | 24.4 | A | 7 | 14.4 | A | 7 | 54 | A | 7 | 990 | E | 9 | 320 | A | 7 | 2.5 | A | 7 | 40200 | B | 7 | 6000 | A | 7 | 2.6 | E | 8 | 0.183 | F | 8 | 0.15 | F | 8 | 0 | 1 | D | 9 | 0 | C | 8
[26 empty] | 3457500% | 16:00 | 796 | 1340 | 180 | 1 | 24 | 80 | 1 | 27 | 132 | 1 | 24 | 205 | 1 | 24 | 85 | 1 | 27 | 154 | 1 | 24 | 354 | 1 | 43 | 9 | A | 7 | 9 | E | 9 | 24.4 | A | 7 | 14.4 | A | 7 | 54 | A | 7 | 990 | E | 9 | 0 | A | 7 | 0 | A | 7 | 40200 | B | 7 | 3600 | A | 7 | 2.6 | E | 8 | 0.183 | F | 8 | 0.15 | F | 8 | 0 | 1 | D | 9 | 0 | C | 8
[26 empty] | 3457500% | 17:00 | 573 | 1340 | 156 | 1 | 24 | 62 | 1 | 27 | 129 | 1 | 24 | 171 | 1 | 24 | 60 | 1 | 27 | 146 | 1 | 24 | 390 | 1 | 43 | 9 | A | 7 | 9 | E | 9 | 23.8 | A | 7 | 13.3 | A | 7 | 52 | A | 7 | 990 | E | 9 | 350 | A | 7 | 3 | A | 7 | 40200 | B | 7 | 3600 | A | 7 | 2.6 | E | 8 | 0.183 | F | 8 | 0.15 | F | 8 | 0 | 1 | D | 9 | 0 | C | 8
[26 empty] | 3457500% | 18:00 | 322 | 1340 | 168 | 1 | 24 | 392 | 1 | 27 | 74 | 1 | 24 | 177 | 1 | 24 | 319 | 1 | 27 | 100 | 1 | 24 | 135 | 1 | 43 | 2 | A | 7 | 2 | E | 9 | 23.8 | A | 7 | 13.3 | A | 7 | 52 | A | 7 | 990 | E | 9 | 320 | A | 7 | 2 | A | 7 | 48300 | B | 7 | 77777 | A | 7 | 2.6 | E | 8 | 0.183 | F | 8 | 0.15 | F | 8 | 0 | 1 | D | 9 | 0 | C | 8
[26 empty] | 3457500% | 19:00 | 71 | 1016 | 17 | 1 | 24 | 40 | 1 | 27 | 15 | 1 | 24 | 20 | 1 | 24 | 15 | 1 | 27 | 19 | 1 | 24 | 25 | 1 | 43 | 3 | A | 7 | 3 | E | 9 | 22.2 | A | 7 | 12.7 | A | 7 | 55 | A | 7 | 989 | E | 9 | 0 | A | 7 | 0 | A | 7 | 40200 | B | 7 | 77777 | A | 7 | 2.6 | E | 8 | 0.183 | F | 8 | 0.15 | F | 8 | 0 | 1 | D | 9 | 0 | C | 8
[26 empty] | 3457500% | 20:00 | 0 | 0 | 0 | 1 | 0 | 0 | 1 | 0 | 0 | 1 | 0 | 0 | 1 | 0 | 0 | 1 | 0 | 0 | 1 | 0 | 0 | 1 | 0 | 2 | A | 7 | 2 | E | 9 | 20.5 | A | 7 | 12.7 | A | 7 | 61 | A | 7 | 989 | E | 9 | 0 | A | 7 | 0 | A | 7 | 40200 | B | 7 | 77777 | A | 7 | 2.5 | E | 8 | 0.183 | F | 8 | 0.15 | F | 8 | 0 | 1 | D | 9 | 0 | C | 8
[26 empty] | 3457500% | 21:00 | 0 | 0 | 0 | 1 | 0 | 0 | 1 | 0 | 0 | 1 | 0 | 0 | 1 | 0 | 0 | 1 | 0 | 0 | 1 | 0 | 0 | 1 | 0 | 3 | A | 7 | 3 | E | 9 | 19.4 | A | 7 | 12.7 | A | 7 | 65 | A | 7 | 989 | E | 9 | 0 | A | 7 | 0 | A | 7 | 40200 | B | 7 | 77777 | A | 7 | 2.5 | E | 8 | 0.183 | F | 8 | 0.15 | F | 8 | 0 | 1 | D | 9 | 0 | C | 8
[26 empty] | 3457500% | 22:00 | 0 | 0 | 0 | 1 | 0 | 0 | 1 | 0 | 0 | 1 | 0 | 0 | 1 | 0 | 0 | 1 | 0 | 0 | 1 | 0 | 0 | 1 | 0 | 3 | E | 9 | 3 | E | 9 | 17.9 | E | 9 | 12.6 | E | 9 | 71 | A | 7 | 989 | E | 9 | 0 | E | 9 | 0 | E | 9 | 39311 | C | 8 | 77777 | E | 9 | 2.5 | E | 8 | 0.183 | F | 8 | 0.15 | F | 8 | 0 | 1 | D | 9 | 0 | C | 8
[26 empty] | 3457500% | 23:00 | 0 | 0 | 0 | 1 | 0 | 0 | 1 | 0 | 0 | 1 | 0 | 0 | 1 | 0 | 0 | 1 | 0 | 0 | 1 | 0 | 0 | 1 | 0 | 2 | E | 9 | 2 | E | 9 | 17.4 | E | 9 | 12.6 | E | 9 | 73 | A | 7 | 989 | E | 9 | 0 | E | 9 | 0 | E | 9 | 38422 | C | 8 | 77777 | E | 9 | 2.5 | E | 8 | 0.183 | F | 8 | 0.15 | F | 8 | 0 | 1 | D | 9 | 0 | C | 8
[26 empty] | 3457500% | 24:00 | 0 | 0 | 0 | 1 | 0 | 0 | 1 | 0 | 0 | 1 | 0 | 0 | 1 | 0 | 0 | 1 | 0 | 0 | 1 | 0 | 0 | 1 | 0 | 2 | E | 9 | 2 | E | 9 | 15.8 | E | 9 | 12.5 | E | 9 | 81 | A | 7 | 989 | E | 9 | 0 | E | 9 | 0 | E | 9 | 37533 | C | 8 | 77777 | E | 9 | 2.5 | E | 8 | 0.183 | F | 8 | 0.15 | F | 8 | 0 | 1 | D | 9 | 0 | C | 8
[26 empty] | 3457600% | 1:00 | 0 | 0 | 0 | 1 | 0 | 0 | 1 | 0 | 0 | 1 | 0 | 0 | 1 | 0 | 0 | 1 | 0 | 0 | 1 | 0 | 0 | 1 | 0 | 2 | E | 9 | 2 | E | 9 | 16.3 | E | 9 | 12.4 | E | 9 | 78 | A | 7 | 988 | E | 9 | 0 | E | 9 | 0 | E | 9 | 36644 | C | 8 | 77777 | E | 9 | 2.5 | E | 8 | 0.182 | F | 8 | 0.15 | F | 8 | 0 | 1 | D | 9 | 0 | C | 8
[26 empty] | 3457600% | 2:00 | 0 | 0 | 0 | 1 | 0 | 0 | 1 | 0 | 0 | 1 | 0 | 0 | 1 | 0 | 0 | 1 | 0 | 0 | 1 | 0 | 0 | 1 | 0 | 1 | E | 9 | 1 | E | 9 | 15.8 | E | 9 | 11.4 | E | 9 | 75 | A | 7 | 988 | E | 9 | 0 | E | 9 | 0 | E | 9 | 35755 | C | 8 | 77777 | E | 9 | 2.4 | E | 8 | 0.182 | F | 8 | 0.15 | F | 8 | 0 | 1 | D | 9 | 0 | C | 8
[26 empty] | 3457600% | 3:00 | 0 | 0 | 0 | 1 | 0 | 0 | 1 | 0 | 0 | 1 | 0 | 0 | 1 | 0 | 0 | 1 | 0 | 0 | 1 | 0 | 0 | 1 | 0 | 1 | E | 9 | 1 | E | 9 | 15.3 | E | 9 | 11.3 | E | 9 | 77 | A | 7 | 988 | E | 9 | 0 | E | 9 | 0 | E | 9 | 34866 | C | 8 | 77777 | E | 9 | 2.4 | E | 8 | 0.182 | F | 8 | 0.15 | F | 8 | 0 | 1 | D | 9 | 0 | C | 8
[26 empty] | 3457600% | 4:00 | 0 | 0 | 0 | 1 | 0 | 0 | 1 | 0 | 0 | 1 | 0 | 0 | 1 | 0 | 0 | 1 | 0 | 0 | 1 | 0 | 0 | 1 | 0 | 1 | E | 9 | 1 | E | 9 | 14.7 | E | 9 | 11.2 | E | 9 | 80 | A | 7 | 987 | E | 9 | 30 | E | 9 | 0.4 | E | 9 | 33977 | C | 8 | 77777 | E | 9 | 2.4 | E | 8 | 0.182 | F | 8 | 0.15 | F | 8 | 0 | 1 | D | 9 | 0 | C | 8
[26 empty] | 3457600% | 5:00 | 0 | 0 | 0 | 1 | 0 | 0 | 1 | 0 | 0 | 1 | 0 | 0 | 1 | 0 | 0 | 1 | 0 | 0 | 1 | 0 | 0 | 1 | 0 | 0 | E | 9 | 0 | E | 9 | 13.2 | E | 9 | 11.2 | E | 9 | 88 | A | 7 | 987 | E | 9 | 0 | E | 9 | 0 | E | 9 | 33088 | C | 8 | 77777 | E | 9 | 2.4 | E | 8 | 0.182 | F | 8 | 0.15 | F | 8 | 0 | 1 | D | 9 | 0 | C | 8
[26 empty] | 3457600% | 6:00 | 15 | 480 | 3 | 1 | 24 | 21 | 1 | 27 | 2 | 1 | 24 | 0 | 1 | 24 | 0 | 1 | 27 | 0 | 1 | 24 | 0 | 1 | 43 | 0 | A | 7 | 0 | E | 9 | 12.7 | A | 7 | 11.1 | A | 7 | 90 | A | 7 | 988 | E | 9 | 0 | E | 9 | 0 | E | 9 | 32200 | B | 7 | 77777 | A | 7 | 2.4 | E | 8 | 0.182 | F | 8 | 0.15 | F | 8 | 0 | 1 | D | 9 | 0 | C | 8
[26 empty] | 3457600% | 7:00 | 218 | 1340 | 99 | 1 | 24 | 360 | 1 | 27 | 40 | 1 | 24 | 101 | 1 | 24 | 253 | 1 | 27 | 60 | 1 | 24 | 72 | 1 | 43 | 0 | A | 7 | 0 | E | 9 | 14.4 | A | 7 | 12.2 | A | 7 | 87 | A | 7 | 988 | E | 9 | 0 | A | 7 | 0 | A | 7 | 32200 | B | 7 | 77777 | A | 7 | 2.4 | E | 8 | 0.182 | F | 8 | 0.15 | F | 8 | 0 | 1 | D | 9 | 0 | C | 8
[26 empty] | 3457600% | 8:00 | 475 | 1340 | 281 | 1 | 24 | 537 | 1 | 27 | 90 | 1 | 24 | 290 | 1 | 24 | 494 | 1 | 27 | 115 | 1 | 24 | 171 | 1 | 43 | 3 | A | 7 | 3 | E | 9 | 17.7 | A | 7 | 13.3 | A | 7 | 75 | A | 7 | 988 | E | 9 | 0 | A | 7 | 0 | A | 7 | 32200 | B | 7 | 77777 | A | 7 | 2.4 | E | 8 | 0.182 | F | 8 | 0.15 | F | 8 | 0 | 1 | D | 9 | 0 | C | 8
[26 empty] | 3457600% | 9:00 | 711 | 1340 | 489 | 1 | 24 | 751 | 1 | 27 | 90 | 1 | 24 | 514 | 1 | 24 | 741 | 1 | 27 | 120 | 1 | 24 | 198 | 1 | 43 | 0 | A | 7 | 0 | E | 9 | 20 | A | 7 | 12.7 | A | 7 | 63 | A | 7 | 988 | E | 9 | 0 | A | 7 | 0 | A | 7 | 32200 | B | 7 | 77777 | A | 7 | 2.5 | E | 8 | 0.182 | F | 8 | 0.15 | F | 8 | 0 | 1 | D | 9 | 0 | C | 8
[26 empty] | 3457600% | 10:00 | 907 | 1340 | 661 | 1 | 24 | 817 | 1 | 27 | 108 | 1 | 24 | 705 | 1 | 24 | 823 | 1 | 27 | 146 | 1 | 24 | 286 | 1 | 43 | 0 | A | 7 | 0 | E | 9 | 22.2 | A | 7 | 11.6 | A | 7 | 51 | A | 7 | 988 | E | 9 | 0 | A | 7 | 0 | A | 7 | 32200 | B | 7 | 77777 | A | 7 | 2.6 | E | 8 | 0.182 | F | 8 | 0.15 | F | 8 | 0 | 1 | D | 9 | 0 | C | 8
[26 empty] | 3457600% | 11:00 | 1051 | 1340 | 718 | 1 | 24 | 714 | 1 | 27 | 158 | 1 | 24 | 775 | 1 | 24 | 734 | 1 | 27 | 198 | 1 | 24 | 550 | 1 | 43 | 2 | A | 7 | 2 | E | 9 | 22.7 | A | 7 | 12.2 | A | 7 | 51 | A | 7 | 987 | E | 9 | 0 | A | 7 | 0 | A | 7 | 48300 | B | 7 | 77777 | A | 7 | 2.7 | E | 8 | 0.182 | F | 8 | 0.15 | F | 8 | 0 | 1 | D | 9 | 0 | C | 8
[26 empty] | 3457600% | 12:00 | 1132 | 1340 | 584 | 1 | 24 | 440 | 1 | 27 | 212 | 1 | 24 | 651 | 1 | 24 | 462 | 1 | 27 | 260 | 1 | 24 | 882 | 1 | 43 | 3 | A | 7 | 3 | E | 9 | 23.3 | A | 7 | 12.7 | A | 7 | 51 | A | 7 | 987 | E | 9 | 0 | A | 7 | 0 | A | 7 | 48300 | B | 7 | 77777 | A | 7 | 2.7 | E | 8 | 0.182 | F | 8 | 0.15 | F | 8 | 0 | 1 | D | 9 | 0 | C | 8
[26 empty] | 3457600% | 13:00 | 1145 | 1340 | 823 | 1 | 24 | 764 | 1 | 27 | 169 | 1 | 24 | 864 | 1 | 24 | 769 | 1 | 27 | 205 | 1 | 24 | 675 | 1 | 43 | 2 | A | 7 | 2 | E | 9 | 23.3 | A | 7 | 12.7 | A | 7 | 51 | A | 7 | 986 | E | 9 | 0 | A | 7 | 0 | A | 7 | 48300 | B | 7 | 77777 | A | 7 | 2.8 | E | 8 | 0.182 | F | 8 | 0.15 | F | 8 | 0 | 1 | D | 9 | 0 | C | 8
[26 empty] | 3457600% | 14:00 | 1089 | 1340 | 692 | 1 | 24 | 600 | 1 | 27 | 204 | 1 | 24 | 736 | 1 | 24 | 612 | 1 | 27 | 237 | 1 | 24 | 761 | 1 | 43 | 3 | A | 7 | 3 | E | 9 | 25 | A | 7 | 12.7 | A | 7 | 46 | A | 7 | 985 | E | 9 | 0 | A | 7 | 0 | A | 7 | 48300 | B | 7 | 77777 | A | 7 | 2.9 | E | 8 | 0.182 | F | 8 | 0.15 | F | 8 | 0 | 1 | D | 9 | 0 | C | 8
[26 empty] | 3457600% | 15:00 | 968 | 1340 | 662 | 1 | 24 | 739 | 1 | 27 | 127 | 1 | 24 | 699 | 1 | 24 | 744 | 1 | 27 | 160 | 1 | 24 | 355 | 1 | 43 | 2 | A | 7 | 2 | E | 9 | 25 | A | 7 | 13.3 | A | 7 | 48 | A | 7 | 985 | E | 9 | 0 | A | 7 | 0 | A | 7 | 48300 | B | 7 | 77777 | A | 7 | 3 | E | 8 | 0.182 | F | 8 | 0.15 | F | 8 | 0 | 1 | D | 9 | 0 | C | 8
[26 empty] | 3457600% | 16:00 | 790 | 1340 | 491 | 1 | 24 | 571 | 1 | 27 | 154 | 1 | 24 | 514 | 1 | 24 | 570 | 1 | 27 | 177 | 1 | 24 | 355 | 1 | 43 | 3 | A | 7 | 3 | E | 9 | 24.4 | A | 7 | 12.7 | A | 7 | 48 | A | 7 | 984 | E | 9 | 0 | A | 7 | 0 | A | 7 | 48300 | B | 7 | 77777 | A | 7 | 3 | E | 8 | 0.182 | F | 8 | 0.15 | F | 8 | 0 | 1 | D | 9 | 0 | C | 8
[26 empty] | 3457600% | 17:00 | 568 | 1340 | 337 | 1 | 24 | 561 | 1 | 27 | 99 | 1 | 24 | 352 | 1 | 24 | 538 | 1 | 27 | 123 | 1 | 24 | 198 | 1 | 43 | 2 | A | 7 | 2 | E | 9 | 25 | A | 7 | 13.3 | A | 7 | 48 | A | 7 | 983 | E | 9 | 0 | B | 8 | 0 | B | 8 | 48300 | B | 7 | 77777 | A | 7 | 3.1 | E | 8 | 0.182 | F | 8 | 0.15 | F | 8 | 0 | 1 | D | 9 | 0 | C | 8
[26 empty] | 3457600% | 18:00 | 316 | 1340 | 144 | 1 | 24 | 267 | 1 | 27 | 81 | 1 | 24 | 149 | 1 | 24 | 215 | 1 | 27 | 99 | 1 | 24 | 150 | 1 | 43 | 3 | A | 7 | 3 | E | 9 | 22.7 | A | 7 | 13.3 | A | 7 | 55 | A | 7 | 983 | E | 9 | 0 | A | 7 | 0 | A | 7 | 48300 | B | 7 | 77777 | A | 7 | 3.2 | E | 8 | 0.182 | F | 8 | 0.15 | F | 8 | 0 | 1 | D | 9 | 0 | C | 8
[26 empty] | 3457600% | 19:00 | 66 | 994 | 18 | 1 | 24 | 71 | 1 | 27 | 14 | 1 | 24 | 21 | 1 | 24 | 30 | 1 | 27 | 19 | 1 | 24 | 24 | 1 | 43 | 2 | A | 7 | 2 | E | 9 | 21.1 | A | 7 | 13.8 | A | 7 | 63 | A | 7 | 982 | E | 9 | 0 | A | 7 | 0 | A | 7 | 48300 | B | 7 | 77777 | A | 7 | 3.3 | E | 8 | 0.182 | F | 8 | 0.15 | F | 8 | 0 | 1 | D | 9 | 0 | C | 8
[26 empty] | 3457600% | 20:00 | 0 | 0 | 0 | 1 | 0 | 0 | 1 | 0 | 0 | 1 | 0 | 0 | 1 | 0 | 0 | 1 | 0 | 0 | 1 | 0 | 0 | 1 | 0 | 3 | A | 7 | 3 | E | 9 | 20 | A | 7 | 13.8 | A | 7 | 67 | A | 7 | 982 | E | 9 | 0 | A | 7 | 0 | A | 7 | 32200 | B | 7 | 77777 | A | 7 | 3.4 | E | 8 | 0.182 | F | 8 | 0.15 | F | 8 | 0 | 1 | D | 9 | 0 | C | 8
[26 empty] | 3457600% | 21:00 | 0 | 0 | 0 | 1 | 0 | 0 | 1 | 0 | 0 | 1 | 0 | 0 | 1 | 0 | 0 | 1 | 0 | 0 | 1 | 0 | 0 | 1 | 0 | 2 | A | 7 | 2 | E | 9 | 17.7 | A | 7 | 13.8 | A | 7 | 78 | A | 7 | 981 | E | 9 | 0 | A | 7 | 0 | A | 7 | 32200 | B | 7 | 77777 | A | 7 | 3.4 | E | 8 | 0.182 | F | 8 | 0.15 | F | 8 | 0 | 1 | D | 9 | 0 | C | 8
[26 empty] | 3457600% | 22:00 | 0 | 0 | 0 | 1 | 0 | 0 | 1 | 0 | 0 | 1 | 0 | 0 | 1 | 0 | 0 | 1 | 0 | 0 | 1 | 0 | 0 | 1 | 0 | 3 | E | 9 | 3 | E | 9 | 17.2 | E | 9 | 13.5 | E | 9 | 79 | A | 7 | 980 | E | 9 | 0 | E | 9 | 0 | E | 9 | 30055 | C | 8 | 19330 | E | 9 | 3.5 | E | 8 | 0.182 | F | 8 | 0.15 | F | 8 | 0 | 1 | D | 9 | 0 | C | 8
[26 empty] | 3457600% | 23:00 | 0 | 0 | 0 | 1 | 0 | 0 | 1 | 0 | 0 | 1 | 0 | 0 | 1 | 0 | 0 | 1 | 0 | 0 | 1 | 0 | 0 | 1 | 0 | 4 | E | 9 | 4 | E | 9 | 16.6 | E | 9 | 13.2 | E | 9 | 80 | A | 7 | 979 | E | 9 | 0 | E | 9 | 0 | E | 9 | 27911 | C | 8 | 16660 | E | 9 | 3.6 | E | 8 | 0.182 | F | 8 | 0.15 | F | 8 | 0 | 1 | D | 9 | 0 | C | 8
[26 empty] | 3457600% | 24:00 | 0 | 0 | 0 | 1 | 0 | 0 | 1 | 0 | 0 | 1 | 0 | 0 | 1 | 0 | 0 | 1 | 0 | 0 | 1 | 0 | 0 | 1 | 0 | 5 | E | 9 | 5 | E | 9 | 17.7 | E | 9 | 14 | E | 9 | 79 | A | 7 | 978 | E | 9 | 0 | E | 9 | 0 | E | 9 | 25766 | C | 8 | 13990 | E | 9 | 3.7 | E | 8 | 0.182 | F | 8 | 0.15 | F | 8 | 0 | 1 | D | 9 | 0 | C | 8
[26 empty] | 3457700% | 1:00 | 0 | 0 | 0 | 1 | 0 | 0 | 1 | 0 | 0 | 1 | 0 | 0 | 1 | 0 | 0 | 1 | 0 | 0 | 1 | 0 | 0 | 1 | 0 | 6 | E | 9 | 6 | E | 9 | 17.7 | E | 9 | 14 | E | 9 | 79 | A | 7 | 977 | E | 9 | 0 | E | 9 | 0 | E | 9 | 23622 | C | 8 | 11320 | E | 9 | 3.7 | E | 8 | 0.181 | F | 8 | 0.15 | F | 8 | 0 | 1 | D | 9 | 0 | C | 8
[26 empty] | 3457700% | 2:00 | 0 | 0 | 0 | 1 | 0 | 0 | 1 | 0 | 0 | 1 | 0 | 0 | 1 | 0 | 0 | 1 | 0 | 0 | 1 | 0 | 0 | 1 | 0 | 6 | E | 9 | 6 | E | 9 | 17.7 | E | 9 | 14.2 | E | 9 | 80 | A | 7 | 976 | E | 9 | 0 | E | 9 | 0 | E | 9 | 21477 | C | 8 | 8650 | E | 9 | 3.8 | E | 8 | 0.181 | F | 8 | 0.15 | F | 8 | 0 | 1 | D | 9 | 0 | C | 8
[26 empty] | 3457700% | 3:00 | 0 | 0 | 0 | 1 | 0 | 0 | 1 | 0 | 0 | 1 | 0 | 0 | 1 | 0 | 0 | 1 | 0 | 0 | 1 | 0 | 0 | 1 | 0 | 7 | E | 9 | 7 | E | 9 | 17.7 | E | 9 | 14.2 | E | 9 | 80 | A | 7 | 976 | E | 9 | 0 | E | 9 | 0 | E | 9 | 19333 | C | 8 | 5980 | E | 9 | 3.9 | E | 8 | 0.181 | F | 8 | 0.15 | F | 8 | 0 | 1 | D | 9 | 0 | C | 8
[26 empty] | 3457700% | 4:00 | 0 | 0 | 0 | 1 | 0 | 0 | 1 | 0 | 0 | 1 | 0 | 0 | 1 | 0 | 0 | 1 | 0 | 0 | 1 | 0 | 0 | 1 | 0 | 8 | E | 9 | 8 | E | 9 | 17.8 | E | 9 | 14.1 | E | 9 | 79 | A | 7 | 975 | E | 9 | 0 | E | 9 | 0 | E | 9 | 17188 | C | 8 | 3310 | E | 9 | 4 | E | 8 | 0.181 | F | 8 | 0.15 | F | 8 | 0 | 1 | D | 9 | 0 | C | 8
[26 empty] | 3457700% | 5:00 | 0 | 0 | 0 | 1 | 0 | 0 | 1 | 0 | 0 | 1 | 0 | 0 | 1 | 0 | 0 | 1 | 0 | 0 | 1 | 0 | 0 | 1 | 0 | 9 | E | 9 | 9 | E | 9 | 18 | E | 9 | 14.4 | E | 9 | 79 | A | 7 | 976 | E | 9 | 0 | E | 9 | 0 | E | 9 | 15044 | C | 8 | 640 | E | 9 | 4 | E | 8 | 0.181 | F | 8 | 0.15 | F | 8 | 0 | 1 | D | 9 | 0 | C | 8
[26 empty] | 3457700% | 6:00 | 14 | 458 | 2 | 1 | 24 | 0 | 1 | 27 | 2 | 1 | 24 | 0 | 1 | 24 | 0 | 1 | 27 | 0 | 1 | 24 | 0 | 1 | 43 | 9 | A | 7 | 9 | E | 9 | 18.3 | A | 7 | 14.4 | A | 7 | 78 | A | 7 | 976 | E | 9 | 0 | E | 9 | 0 | E | 9 | 12900 | B | 7 | 3600 | A | 7 | 4.1 | E | 8 | 0.181 | F | 8 | 0.15 | F | 8 | 0 | 1 | D | 9 | 0 | C | 8
[26 empty] | 3457700% | 7:00 | 214 | 1341 | 36 | 1 | 24 | 0 | 1 | 27 | 36 | 1 | 24 | 42 | 1 | 24 | 0 | 1 | 27 | 42 | 1 | 24 | 135 | 1 | 43 | 10 | A | 7 | 10 | E | 9 | 19.4 | A | 7 | 15 | A | 7 | 76 | A | 7 | 976 | E | 9 | 0 | A | 7 | 0 | A | 7 | 12900 | B | 7 | 3000 | A | 7 | 4.2 | E | 8 | 0.181 | F | 8 | 0.15 | F | 8 | 0 | 1 | D | 9 | 0 | C | 8
[26 empty] | 3457700% | 8:00 | 472 | 1341 | 76 | 1 | 24 | 0 | 1 | 27 | 76 | 1 | 24 | 89 | 1 | 24 | 0 | 1 | 27 | 89 | 1 | 24 | 322 | 1 | 43 | 10 | A | 7 | 10 | E | 9 | 20.5 | A | 7 | 15.5 | A | 7 | 73 | A | 7 | 976 | E | 9 | 180 | A | 7 | 2.5 | A | 7 | 9700 | B | 7 | 2700 | A | 7 | 4.1 | E | 8 | 0.181 | F | 8 | 0.15 | F | 8 | 0 | 1 | D | 9 | 5 | C | 8
[26 empty] | 3457700% | 9:00 | 707 | 1341 | 134 | 1 | 24 | 0 | 1 | 27 | 134 | 1 | 24 | 158 | 1 | 24 | 0 | 1 | 27 | 158 | 1 | 24 | 605 | 1 | 43 | 10 | A | 7 | 10 | E | 9 | 21.1 | A | 7 | 16.1 | A | 7 | 73 | A | 7 | 976 | E | 9 | 190 | A | 7 | 3 | A | 7 | 9700 | B | 7 | 2700 | A | 7 | 4.1 | E | 8 | 0.181 | F | 8 | 0.15 | F | 8 | 0 | 1 | D | 9 | 5 | C | 8
[26 empty] | 3457700% | 10:00 | 904 | 1341 | 230 | 1 | 24 | 0 | 1 | 27 | 230 | 1 | 24 | 269 | 1 | 24 | 0 | 1 | 27 | 269 | 1 | 24 | 1038 | 1 | 43 | 10 | A | 7 | 10 | E | 9 | 22.2 | A | 7 | 17.2 | A | 7 | 73 | A | 7 | 976 | E | 9 | 210 | A | 7 | 3.6 | A | 7 | 9700 | B | 7 | 4200 | A | 7 | 4.1 | E | 8 | 0.181 | F | 8 | 0.15 | F | 8 | 0 | 1 | D | 9 | 5 | C | 8
[26 empty] | 3457700% | 11:00 | 1048 | 1341 | 221 | 1 | 24 | 0 | 1 | 27 | 221 | 1 | 24 | 265 | 1 | 24 | 0 | 1 | 27 | 265 | 1 | 24 | 1071 | 1 | 43 | 10 | A | 7 | 10 | E | 9 | 22.2 | A | 7 | 18.3 | A | 7 | 79 | A | 7 | 976 | E | 9 | 0 | A | 7 | 0 | A | 7 | 6400 | B | 7 | 1200 | A | 7 | 4 | E | 8 | 0.181 | F | 8 | 0.15 | F | 8 | 0 | 1 | D | 9 | 5 | C | 8
[26 empty] | 3457700% | 12:00 | 1129 | 1341 | 242 | 1 | 24 | 0 | 1 | 27 | 242 | 1 | 24 | 292 | 1 | 24 | 0 | 1 | 27 | 292 | 1 | 24 | 1173 | 1 | 43 | 10 | A | 7 | 10 | E | 9 | 23.8 | A | 7 | 19.4 | A | 7 | 76 | A | 7 | 976 | E | 9 | 210 | A | 7 | 2 | A | 7 | 6400 | B | 7 | 1200 | A | 7 | 4 | E | 8 | 0.181 | F | 8 | 0.15 | F | 8 | 0 | 1 | D | 9 | 5 | C | 8
[26 empty] | 3457700% | 13:00 | 1141 | 1341 | 307 | 1 | 24 | 0 | 1 | 27 | 307 | 1 | 24 | 364 | 1 | 24 | 0 | 1 | 27 | 364 | 1 | 24 | 1414 | 1 | 43 | 10 | A | 7 | 10 | E | 9 | 25.5 | A | 7 | 19.4 | A | 7 | 69 | A | 7 | 976 | E | 9 | 200 | A | 7 | 2 | A | 7 | 8000 | B | 7 | 4500 | A | 7 | 3.9 | E | 8 | 0.181 | F | 8 | 0.15 | F | 8 | 0 | 1 | D | 9 | 5 | C | 8
[26 empty] | 3457700% | 14:00 | 1085 | 1341 | 289 | 1 | 24 | 0 | 1 | 27 | 289 | 1 | 24 | 342 | 1 | 24 | 0 | 1 | 27 | 342 | 1 | 24 | 1333 | 1 | 43 | 10 | A | 7 | 10 | E | 9 | 27.2 | A | 7 | 20.5 | A | 7 | 67 | A | 7 | 976 | E | 9 | 210 | A | 7 | 4.1 | A | 7 | 8000 | B | 7 | 4500 | A | 7 | 3.9 | E | 8 | 0.181 | F | 8 | 0.15 | F | 8 | 0 | 1 | D | 9 | 5 | C | 8
[26 empty] | 3457700% | 15:00 | 964 | 1341 | 200 | 1 | 24 | 0 | 1 | 27 | 200 | 1 | 24 | 239 | 1 | 24 | 0 | 1 | 27 | 239 | 1 | 24 | 958 | 1 | 43 | 10 | A | 7 | 10 | E | 9 | 25.5 | A | 7 | 20 | A | 7 | 72 | A | 7 | 977 | E | 9 | 210 | A | 7 | 2 | A | 7 | 9700 | B | 7 | 1200 | A | 7 | 3.9 | E | 8 | 0.181 | F | 8 | 0.15 | F | 8 | 0 | 1 | D | 9 | 5 | C | 8
[26 empty] | 3457700% | 16:00 | 785 | 1341 | 154 | 1 | 24 | 0 | 1 | 27 | 154 | 1 | 24 | 183 | 1 | 24 | 0 | 1 | 27 | 183 | 1 | 24 | 710 | 1 | 43 | 10 | A | 7 | 10 | E | 9 | 26.1 | A | 7 | 20 | A | 7 | 69 | A | 7 | 978 | E | 9 | 180 | A | 7 | 2 | A | 7 | 9700 | B | 7 | 2400 | A | 7 | 3.8 | E | 8 | 0.181 | F | 8 | 0.15 | F | 8 | 0 | 1 | D | 9 | 5 | C | 8
[26 empty] | 3457700% | 17:00 | 562 | 1341 | 122 | 1 | 24 | 0 | 1 | 27 | 122 | 1 | 24 | 141 | 1 | 24 | 0 | 1 | 27 | 141 | 1 | 24 | 506 | 1 | 43 | 10 | A | 7 | 10 | E | 9 | 24.4 | A | 7 | 21.1 | A | 7 | 82 | A | 7 | 979 | E | 9 | 170 | A | 7 | 3 | A | 7 | 9700 | B | 7 | 3300 | A | 7 | 3.8 | E | 8 | 0.181 | F | 8 | 0.15 | F | 8 | 0 | 1 | D | 9 | 5 | C | 8
[26 empty] | 3457700% | 18:00 | 309 | 1341 | 59 | 1 | 24 | 0 | 1 | 27 | 59 | 1 | 24 | 68 | 1 | 24 | 0 | 1 | 27 | 68 | 1 | 24 | 225 | 1 | 43 | 10 | A | 7 | 10 | E | 9 | 23.8 | A | 7 | 21.1 | A | 7 | 85 | A | 7 | 981 | E | 9 | 200 | A | 7 | 3 | A | 7 | 9700 | B | 7 | 3900 | A | 7 | 3.7 | E | 8 | 0.181 | F | 8 | 0.15 | F | 8 | 0 | 1 | D | 9 | 5 | C | 8
[26 empty] | 3457700% | 19:00 | 61 | 950 | 10 | 1 | 24 | 0 | 1 | 27 | 10 | 1 | 24 | 12 | 1 | 24 | 0 | 1 | 27 | 12 | 1 | 24 | 38 | 1 | 43 | 10 | A | 7 | 10 | E | 9 | 22.7 | A | 7 | 20 | A | 7 | 85 | A | 7 | 982 | E | 9 | 0 | A | 7 | 0 | A | 7 | 9700 | B | 7 | 1800 | A | 7 | 3.7 | E | 8 | 0.181 | F | 8 | 0.15 | F | 8 | 0 | 1 | D | 9 | 5 | C | 8
[26 empty] | 3457700% | 20:00 | 0 | 0 | 0 | 1 | 0 | 0 | 1 | 0 | 0 | 1 | 0 | 0 | 1 | 0 | 0 | 1 | 0 | 0 | 1 | 0 | 0 | 1 | 0 | 10 | A | 7 | 10 | E | 9 | 22.7 | A | 7 | 21.1 | A | 7 | 91 | A | 7 | 983 | E | 9 | 0 | A | 7 | 0 | A | 7 | 9700 | B | 7 | 2100 | A | 7 | 3.6 | E | 8 | 0.181 | F | 8 | 0.15 | F | 8 | 0 | 1 | D | 9 | 5 | C | 8
[26 empty] | 3457700% | 21:00 | 0 | 0 | 0 | 1 | 0 | 0 | 1 | 0 | 0 | 1 | 0 | 0 | 1 | 0 | 0 | 1 | 0 | 0 | 1 | 0 | 0 | 1 | 0 | 10 | A | 7 | 10 | E | 9 | 22.7 | A | 7 | 20.5 | A | 7 | 87 | A | 7 | 984 | E | 9 | 220 | A | 7 | 2 | A | 7 | 9700 | B | 7 | 1800 | A | 7 | 3.6 | E | 8 | 0.181 | F | 8 | 0.15 | F | 8 | 0 | 1 | D | 9 | 5 | C | 8
[26 empty] | 3457700% | 22:00 | 0 | 0 | 0 | 1 | 0 | 0 | 1 | 0 | 0 | 1 | 0 | 0 | 1 | 0 | 0 | 1 | 0 | 0 | 1 | 0 | 0 | 1 | 0 | 10 | E | 9 | 10 | E | 9 | 22.7 | E | 9 | 20.7 | E | 9 | 84 | A | 7 | 984 | E | 9 | 210 | E | 9 | 1.7 | E | 9 | 9700 | C | 8 | 2433 | E | 9 | 3.6 | E | 8 | 0.181 | F | 8 | 0.15 | F | 8 | 0 | 1 | D | 9 | 5 | C | 8
[26 empty] | 3457700% | 23:00 | 0 | 0 | 0 | 1 | 0 | 0 | 1 | 0 | 0 | 1 | 0 | 0 | 1 | 0 | 0 | 1 | 0 | 0 | 1 | 0 | 0 | 1 | 0 | 10 | E | 9 | 10 | E | 9 | 22.8 | E | 9 | 20.9 | E | 9 | 82 | A | 7 | 985 | E | 9 | 210 | E | 9 | 1.4 | E | 9 | 9700 | C | 8 | 3067 | E | 9 | 3.5 | E | 8 | 0.181 | F | 8 | 0.15 | F | 8 | 0 | 1 | D | 9 | 0 | C | 8
[26 empty] | 3457700% | 24:00 | 0 | 0 | 0 | 1 | 0 | 0 | 1 | 0 | 0 | 1 | 0 | 0 | 1 | 0 | 0 | 1 | 0 | 0 | 1 | 0 | 0 | 1 | 0 | 10 | E | 9 | 10 | E | 9 | 22.8 | E | 9 | 21.1 | E | 9 | 79 | A | 7 | 985 | E | 9 | 180 | E | 9 | 1.1 | E | 9 | 9700 | C | 8 | 3700 | E | 9 | 3.5 | E | 8 | 0.181 | F | 8 | 0.15 | F | 8 | 0 | 1 | D | 9 | 0 | C | 8
[26 empty] | 3677000% | 1:00 | 0 | 0 | 0 | 2 | 0 | 0 | 2 | 0 | 0 | 2 | 0 | 0 | 2 | 0 | 0 | 2 | 0 | 0 | 2 | 0 | 0 | 2 | 0 | 10 | E | 9 | 10 | A | 7 | 22.9 | A | 7 | 21.4 | A | 7 | 94 | A | 7 | 995 | A | 7 | 110 | A | 7 | 0.9 | A | 7 | 9700 | B | 7 | 390 | A | 7 | 4.5 | E | 8 | 0.174 | F | 8 | 0.16 | F | 8 | 5 | 1 | D | 9 | 0 | C | 8
[26 empty] | 3677000% | 2:00 | 0 | 0 | 0 | 2 | 0 | 0 | 2 | 0 | 0 | 2 | 0 | 0 | 2 | 0 | 0 | 2 | 0 | 0 | 2 | 0 | 0 | 2 | 0 | 10 | E | 9 | 10 | E | 9 | 22.9 | A | 7 | 21.6 | A | 7 | 94 | A | 7 | 994 | A | 7 | 90 | A | 7 | 0.6 | A | 7 | 9700 | B | 7 | 570 | A | 7 | 4.6 | E | 8 | 0.174 | F | 8 | 0.16 | F | 8 | 0 | 1 | D | 9 | 10 | C | 8
[26 empty] | 3677000% | 3:00 | 0 | 0 | 0 | 2 | 0 | 0 | 2 | 0 | 0 | 2 | 0 | 0 | 2 | 0 | 0 | 2 | 0 | 0 | 2 | 0 | 0 | 2 | 0 | 6 | E | 9 | 6 | E | 9 | 23 | A | 7 | 21.8 | A | 7 | 94 | A | 7 | 995 | A | 7 | 0 | A | 7 | 0.3 | A | 7 | 8000 | B | 7 | 77777 | A | 7 | 4.7 | E | 8 | 0.174 | F | 8 | 0.16 | F | 8 | 0 | 1 | D | 9 | 10 | C | 8
[26 empty] | 3677000% | 4:00 | 0 | 0 | 0 | 2 | 0 | 0 | 2 | 0 | 0 | 2 | 0 | 0 | 2 | 0 | 0 | 2 | 0 | 0 | 2 | 0 | 0 | 2 | 0 | 9 | E | 9 | 9 | E | 9 | 23 | A | 7 | 22 | A | 7 | 94 | A | 7 | 994 | A | 7 | 0 | A | 7 | 0 | A | 7 | 8000 | B | 7 | 450 | A | 7 | 4.8 | E | 8 | 0.174 | F | 8 | 0.16 | F | 8 | 0 | 1 | D | 9 | 10 | C | 8
[26 empty] | 3677000% | 5:00 | 0 | 0 | 0 | 2 | 0 | 0 | 2 | 0 | 0 | 2 | 0 | 0 | 2 | 0 | 0 | 2 | 0 | 0 | 2 | 0 | 0 | 2 | 0 | 10 | E | 9 | 10 | E | 9 | 23 | A | 7 | 22 | A | 7 | 94 | A | 7 | 994 | A | 7 | 110 | A | 7 | 1.5 | A | 7 | 8000 | B | 7 | 600 | A | 7 | 5 | E | 8 | 0.174 | F | 8 | 0.16 | F | 8 | 25 | 1 | D | 9 | 10 | C | 8
[26 empty] | 3677000% | 6:00 | 12 | 436 | 0 | 2 | 8 | 0 | 2 | 15 | 0 | 2 | 8 | 0 | 2 | 8 | 0 | 2 | 15 | 0 | 2 | 8 | 0 | 2 | 19 | 9 | E | 9 | 8 | E | 9 | 22 | A | 7 | 22 | A | 7 | 100 | A | 7 | 995 | A | 7 | 140 | A | 7 | 2.6 | A | 7 | 4000 | B | 7 | 1380 | A | 7 | 5.1 | E | 8 | 0.174 | F | 8 | 0.16 | F | 8 | 0 | 1 | D | 9 | 10 | C | 8
[26 empty] | 3677000% | 7:00 | 208 | 1342 | 100 | 2 | 8 | 99 | 2 | 15 | 85 | 2 | 8 | 106 | 2 | 8 | 68 | 2 | 15 | 96 | 2 | 8 | 180 | 2 | 19 | 7 | E | 9 | 5 | E | 9 | 22 | A | 7 | 22 | A | 7 | 100 | A | 7 | 995 | A | 7 | 80 | A | 7 | 1.5 | A | 7 | 4800 | B | 7 | 77777 | A | 7 | 5.2 | E | 8 | 0.174 | F | 8 | 0.16 | F | 8 | 0 | 1 | D | 9 | 61 | C | 8
[26 empty] | 3677000% | 8:00 | 466 | 1342 | 111 | 2 | 8 | 0 | 2 | 15 | 111 | 2 | 8 | 127 | 2 | 8 | 0 | 2 | 15 | 127 | 2 | 8 | 431 | 2 | 19 | 10 | E | 9 | 9 | E | 9 | 23 | A | 7 | 22 | A | 7 | 94 | A | 7 | 995 | A | 7 | 0 | A | 7 | 0 | A | 7 | 8000 | B | 7 | 1380 | A | 7 | 5.3 | E | 8 | 0.174 | F | 8 | 0.16 | F | 8 | 0 | 1 | D | 9 | 10 | C | 8
[26 empty] | 3677000% | 9:00 | 702 | 1342 | 140 | 2 | 8 | 0 | 2 | 15 | 140 | 2 | 8 | 165 | 2 | 8 | 0 | 2 | 15 | 165 | 2 | 8 | 625 | 2 | 19 | 10 | E | 9 | 10 | E | 9 | 24 | A | 7 | 23 | A | 7 | 94 | A | 7 | 995 | A | 7 | 160 | A | 7 | 3.6 | A | 7 | 4800 | B | 7 | 180 | A | 7 | 5.4 | E | 8 | 0.174 | F | 8 | 0.16 | F | 8 | 3 | 1 | D | 9 | 10 | C | 8
[26 empty] | 3677000% | 10:00 | 899 | 1342 | 134 | 2 | 8 | 0 | 2 | 15 | 134 | 2 | 8 | 163 | 2 | 8 | 0 | 2 | 15 | 163 | 2 | 8 | 667 | 2 | 19 | 10 | E | 9 | 10 | E | 9 | 24 | A | 7 | 23 | A | 7 | 94 | A | 7 | 995 | A | 7 | 150 | A | 7 | 3.1 | A | 7 | 4800 | B | 7 | 1230 | A | 7 | 5.6 | E | 8 | 0.174 | F | 8 | 0.16 | F | 8 | 0 | 1 | D | 9 | 10 | C | 8
[26 empty] | 3677000% | 11:00 | 1042 | 1342 | 236 | 2 | 8 | 6 | 2 | 15 | 232 | 2 | 8 | 283 | 2 | 8 | 5 | 2 | 15 | 279 | 2 | 8 | 1111 | 2 | 19 | 9 | E | 9 | 8 | E | 9 | 26 | A | 7 | 23 | A | 7 | 84 | A | 7 | 995 | A | 7 | 160 | A | 7 | 3.6 | A | 7 | 4800 | B | 7 | 1350 | A | 7 | 5.7 | E | 8 | 0.174 | F | 8 | 0.16 | F | 8 | 0 | 1 | D | 9 | 10 | C | 8
[26 empty] | 3677000% | 12:00 | 1123 | 1342 | 292 | 2 | 8 | 12 | 2 | 15 | 282 | 2 | 8 | 348 | 2 | 8 | 10 | 2 | 15 | 339 | 2 | 8 | 1321 | 2 | 19 | 9 | E | 9 | 8 | E | 9 | 27 | A | 7 | 22 | A | 7 | 74 | A | 7 | 995 | A | 7 | 140 | A | 7 | 3.1 | A | 7 | 12900 | B | 7 | 1380 | A | 7 | 5.8 | E | 8 | 0.174 | F | 8 | 0.16 | F | 8 | 0 | 1 | D | 9 | 0 | C | 8
[26 empty] | 3677000% | 13:00 | 1135 | 1342 | 407 | 2 | 8 | 36 | 2 | 15 | 376 | 2 | 8 | 449 | 2 | 8 | 37 | 2 | 15 | 417 | 2 | 8 | 1622 | 2 | 19 | 9 | E | 9 | 8 | E | 9 | 28 | A | 7 | 22 | A | 7 | 70 | A | 7 | 994 | A | 7 | 150 | A | 7 | 4.1 | A | 7 | 14500 | B | 7 | 750 | A | 7 | 5.9 | E | 8 | 0.174 | F | 8 | 0.16 | F | 8 | 0 | 1 | D | 9 | 0 | C | 8
[26 empty] | 3677000% | 14:00 | 1078 | 1342 | 188 | 2 | 8 | 12 | 2 | 15 | 178 | 2 | 8 | 230 | 2 | 8 | 9 | 2 | 15 | 223 | 2 | 8 | 901 | 2 | 19 | 6 | E | 9 | 5 | E | 9 | 29 | A | 7 | 23 | A | 7 | 70 | A | 7 | 994 | A | 7 | 180 | A | 7 | 4.1 | A | 7 | 16100 | B | 7 | 77777 | A | 7 | 5.9 | E | 8 | 0.174 | F | 8 | 0.16 | F | 8 | 0 | 1 | D | 9 | 0 | C | 8
[26 empty] | 3677000% | 15:00 | 956 | 1342 | 550 | 2 | 8 | 315 | 2 | 15 | 325 | 2 | 8 | 593 | 2 | 8 | 339 | 2 | 15 | 351 | 2 | 8 | 963 | 2 | 19 | 10 | E | 9 | 10 | E | 9 | 26 | A | 7 | 24 | A | 7 | 89 | A | 7 | 993 | A | 7 | 350 | A | 7 | 3.1 | A | 7 | 4800 | B | 7 | 930 | A | 7 | 5.9 | E | 8 | 0.174 | F | 8 | 0.16 | F | 8 | 0 | 1 | D | 9 | 5 | C | 8
[26 empty] | 3677000% | 16:00 | 777 | 1342 | 322 | 2 | 8 | 112 | 2 | 15 | 257 | 2 | 8 | 354 | 2 | 8 | 113 | 2 | 15 | 288 | 2 | 8 | 813 | 2 | 19 | 9 | E | 9 | 5 | E | 9 | 26 | A | 7 | 24 | A | 7 | 89 | A | 7 | 993 | A | 7 | 350 | A | 7 | 3.6 | A | 7 | 8000 | B | 7 | 77777 | A | 7 | 5.9 | E | 8 | 0.174 | F | 8 | 0.16 | F | 8 | 0 | 1 | D | 9 | 10 | C | 8
[26 empty] | 3677000% | 17:00 | 553 | 1342 | 58 | 2 | 8 | 0 | 2 | 15 | 58 | 2 | 8 | 71 | 2 | 8 | 0 | 2 | 15 | 71 | 2 | 8 | 268 | 2 | 19 | 9 | E | 9 | 8 | E | 9 | 25 | A | 7 | 23 | A | 7 | 89 | A | 7 | 993 | A | 7 | 320 | A | 7 | 3.6 | A | 7 | 4800 | B | 7 | 810 | A | 7 | 6 | E | 8 | 0.174 | F | 8 | 0.16 | F | 8 | 3 | 1 | D | 9 | 0 | C | 8
[26 empty] | 3677000% | 18:00 | 300 | 1342 | 22 | 2 | 8 | 0 | 2 | 15 | 22 | 2 | 8 | 27 | 2 | 8 | 0 | 2 | 15 | 27 | 2 | 8 | 95 | 2 | 19 | 8 | E | 9 | 6 | E | 9 | 24 | A | 7 | 23 | A | 7 | 94 | A | 7 | 993 | A | 7 | 350 | A | 7 | 2.6 | A | 7 | 3200 | B | 7 | 77777 | A | 7 | 6 | E | 8 | 0.174 | F | 8 | 0.16 | F | 8 | 10 | 1 | D | 9 | 10 | C | 8
[26 empty] | 3677000% | 19:00 | 55 | 906 | 4 | 2 | 8 | 0 | 2 | 15 | 4 | 2 | 8 | 5 | 2 | 8 | 0 | 2 | 15 | 5 | 2 | 8 | 16 | 2 | 19 | 10 | E | 9 | 10 | A | 7 | 24 | A | 7 | 24 | A | 7 | 100 | A | 7 | 993 | A | 7 | 0 | A | 7 | 0 | A | 7 | 3200 | B | 7 | 2400 | A | 7 | 6 | E | 8 | 0.174 | F | 8 | 0.16 | F | 8 | 0 | 1 | D | 9 | 61 | C | 8
[26 empty] | 3677000% | 20:00 | 0 | 0 | 0 | 2 | 0 | 0 | 2 | 0 | 0 | 2 | 0 | 0 | 2 | 0 | 0 | 2 | 0 | 0 | 2 | 0 | 0 | 2 | 0 | 7 | E | 9 | 7 | E | 9 | 24 | A | 7 | 23 | A | 7 | 94 | A | 7 | 993 | A | 7 | 60 | A | 7 | 3.1 | A | 7 | 4800 | B | 7 | 77777 | A | 7 | 6 | E | 8 | 0.174 | F | 8 | 0.16 | F | 8 | 0 | 1 | D | 9 | 10 | C | 8
[26 empty] | 3677000% | 21:00 | 0 | 0 | 0 | 2 | 0 | 0 | 2 | 0 | 0 | 2 | 0 | 0 | 2 | 0 | 0 | 2 | 0 | 0 | 2 | 0 | 0 | 2 | 0 | 6 | E | 9 | 6 | E | 9 | 23 | A | 7 | 22 | A | 7 | 94 | A | 7 | 993 | A | 7 | 110 | A | 7 | 2.6 | A | 7 | 12900 | B | 7 | 77777 | A | 7 | 6 | E | 8 | 0.174 | F | 8 | 0.16 | F | 8 | 0 | 1 | D | 9 | 10 | C | 8
[26 empty] | 3677000% | 22:00 | 0 | 0 | 0 | 2 | 0 | 0 | 2 | 0 | 0 | 2 | 0 | 0 | 2 | 0 | 0 | 2 | 0 | 0 | 2 | 0 | 0 | 2 | 0 | 6 | E | 9 | 5 | E | 9 | 23 | A | 7 | 22 | A | 7 | 94 | A | 7 | 993 | A | 7 | 140 | A | 7 | 1.5 | A | 7 | 9700 | B | 7 | 77777 | A | 7 | 6 | E | 8 | 0.174 | F | 8 | 0.16 | F | 8 | 0 | 1 | D | 9 | 0 | C | 8
[26 empty] | 3677000% | 23:00 | 0 | 0 | 0 | 2 | 0 | 0 | 2 | 0 | 0 | 2 | 0 | 0 | 2 | 0 | 0 | 2 | 0 | 0 | 2 | 0 | 0 | 2 | 0 | 9 | E | 9 | 8 | E | 9 | 23 | A | 7 | 22 | A | 7 | 94 | A | 7 | 993 | A | 7 | 0 | A | 7 | 0 | A | 7 | 8000 | B | 7 | 720 | A | 7 | 6 | E | 8 | 0.174 | F | 8 | 0.16 | F | 8 | 0 | 1 | D | 9 | 10 | C | 8
[26 empty] | 3677000% | 24:00 | 0 | 0 | 0 | 2 | 0 | 0 | 2 | 0 | 0 | 2 | 0 | 0 | 2 | 0 | 0 | 2 | 0 | 0 | 2 | 0 | 0 | 2 | 0 | 10 | E | 9 | 10 | A | 7 | 23 | A | 7 | 22 | A | 7 | 94 | A | 7 | 993 | A | 7 | 0 | A | 7 | 0 | A | 7 | 9700 | B | 7 | 450 | A | 7 | 6 | E | 8 | 0.174 | F | 8 | 0.16 | F | 8 | 0 | 1 | D | 9 | 10 | C | 8
[26 empty] | 3677100% | 1:00 | 0 | 0 | 0 | 2 | 0 | 0 | 2 | 0 | 0 | 2 | 0 | 0 | 2 | 0 | 0 | 2 | 0 | 0 | 2 | 0 | 0 | 2 | 0 | 10 | E | 9 | 10 | A | 7 | 23 | A | 7 | 22 | A | 7 | 94 | A | 7 | 993 | A | 7 | 0 | A | 7 | 0 | A | 7 | 11300 | B | 7 | 510 | A | 7 | 6 | E | 8 | 0.173 | F | 8 | 0.16 | F | 8 | 0 | 1 | D | 9 | 10 | C | 8
[26 empty] | 3677100% | 2:00 | 0 | 0 | 0 | 2 | 0 | 0 | 2 | 0 | 0 | 2 | 0 | 0 | 2 | 0 | 0 | 2 | 0 | 0 | 2 | 0 | 0 | 2 | 0 | 10 | E | 9 | 10 | E | 9 | 23 | A | 7 | 22 | A | 7 | 94 | A | 7 | 993 | A | 7 | 0 | A | 7 | 0 | A | 7 | 9700 | B | 7 | 360 | A | 7 | 5.9 | E | 8 | 0.173 | F | 8 | 0.16 | F | 8 | 0 | 1 | D | 9 | 10 | C | 8
[26 empty] | 3677100% | 3:00 | 0 | 0 | 0 | 2 | 0 | 0 | 2 | 0 | 0 | 2 | 0 | 0 | 2 | 0 | 0 | 2 | 0 | 0 | 2 | 0 | 0 | 2 | 0 | 10 | E | 9 | 9 | E | 9 | 22 | A | 7 | 22 | A | 7 | 100 | A | 7 | 992 | A | 7 | 90 | A | 7 | 2.1 | A | 7 | 8000 | B | 7 | 660 | A | 7 | 5.8 | E | 8 | 0.173 | F | 8 | 0.16 | F | 8 | 0 | 1 | D | 9 | 10 | C | 8
[26 empty] | 3677100% | 4:00 | 0 | 0 | 0 | 2 | 0 | 0 | 2 | 0 | 0 | 2 | 0 | 0 | 2 | 0 | 0 | 2 | 0 | 0 | 2 | 0 | 0 | 2 | 0 | 4 | E | 9 | 4 | E | 9 | 22 | A | 7 | 22 | A | 7 | 100 | A | 7 | 992 | A | 7 | 140 | A | 7 | 1.5 | A | 7 | 6400 | B | 7 | 77777 | A | 7 | 5.7 | E | 8 | 0.173 | F | 8 | 0.16 | F | 8 | 0 | 1 | D | 9 | 10 | C | 8
[26 empty] | 3677100% | 5:00 | 0 | 0 | 0 | 2 | 0 | 0 | 2 | 0 | 0 | 2 | 0 | 0 | 2 | 0 | 0 | 2 | 0 | 0 | 2 | 0 | 0 | 2 | 0 | 10 | E | 9 | 10 | E | 9 | 22 | A | 7 | 22 | A | 7 | 100 | A | 7 | 992 | A | 7 | 0 | A | 7 | 0 | A | 7 | 800 | B | 7 | 30 | A | 7 | 5.6 | E | 8 | 0.173 | F | 8 | 0.16 | F | 8 | 0 | 1 | D | 9 | 44 | C | 8
[26 empty] | 3677100% | 6:00 | 11 | 414 | 0 | 2 | 8 | 0 | 2 | 15 | 0 | 2 | 8 | 0 | 2 | 8 | 0 | 2 | 15 | 0 | 2 | 8 | 0 | 2 | 19 | 10 | E | 9 | 10 | E | 9 | 22 | A | 7 | 22 | A | 7 | 100 | A | 7 | 992 | A | 7 | 0 | A | 7 | 0 | A | 7 | 3200 | B | 7 | 360 | A | 7 | 5.5 | E | 8 | 0.173 | F | 8 | 0.16 | F | 8 | 0 | 1 | D | 9 | 10 | C | 8
[26 empty] | 3677100% | 7:00 | 204 | 1343 | 45 | 2 | 8 | 0 | 2 | 15 | 45 | 2 | 8 | 51 | 2 | 8 | 0 | 2 | 15 | 51 | 2 | 8 | 158 | 2 | 19 | 10 | E | 9 | 10 | E | 9 | 23 | A | 7 | 22 | A | 7 | 94 | A | 7 | 993 | A | 7 | 150 | A | 7 | 1.5 | A | 7 | 4800 | B | 7 | 810 | A | 7 | 5.3 | E | 8 | 0.173 | F | 8 | 0.16 | F | 8 | 0 | 1 | D | 9 | 10 | C | 8
[26 empty] | 3677100% | 8:00 | 463 | 1343 | 81 | 2 | 8 | 0 | 2 | 15 | 81 | 2 | 8 | 95 | 2 | 8 | 0 | 2 | 15 | 95 | 2 | 8 | 337 | 2 | 19 | 10 | E | 9 | 10 | E | 9 | 23 | A | 7 | 22 | A | 7 | 94 | A | 7 | 993 | A | 7 | 0 | A | 7 | 0 | A | 7 | 3200 | B | 7 | 750 | A | 7 | 5.2 | E | 8 | 0.173 | F | 8 | 0.16 | F | 8 | 0 | 1 | D | 9 | 10 | C | 8
[26 empty] | 3677100% | 9:00 | 699 | 1343 | 294 | 2 | 8 | 98 | 2 | 15 | 243 | 2 | 8 | 323 | 2 | 8 | 98 | 2 | 15 | 272 | 2 | 8 | 724 | 2 | 19 | 9 | E | 9 | 8 | E | 9 | 25 | A | 7 | 23 | A | 7 | 89 | A | 7 | 993 | A | 7 | 90 | A | 7 | 2.1 | A | 7 | 8000 | B | 7 | 900 | A | 7 | 5.1 | E | 8 | 0.173 | F | 8 | 0.16 | F | 8 | 0 | 1 | D | 9 | 10 | C | 8
[26 empty] | 3677100% | 10:00 | 896 | 1343 | 390 | 2 | 8 | 91 | 2 | 15 | 329 | 2 | 8 | 429 | 2 | 8 | 93 | 2 | 15 | 366 | 2 | 8 | 1103 | 2 | 19 | 10 | E | 9 | 10 | E | 9 | 25 | A | 7 | 22 | A | 7 | 83 | A | 7 | 993 | A | 7 | 20 | A | 7 | 2.1 | A | 7 | 4000 | B | 7 | 300 | A | 7 | 5 | E | 8 | 0.173 | F | 8 | 0.16 | F | 8 | 0 | 1 | D | 9 | 10 | C | 8
[26 empty] | 3677100% | 11:00 | 1039 | 1343 | 448 | 2 | 8 | 85 | 2 | 15 | 382 | 2 | 8 | 493 | 2 | 8 | 88 | 2 | 15 | 425 | 2 | 8 | 1448 | 2 | 19 | 10 | E | 9 | 10 | E | 9 | 25 | A | 7 | 23 | A | 7 | 89 | A | 7 | 993 | A | 7 | 0 | A | 7 | 0 | A | 7 | 4800 | B | 7 | 420 | A | 7 | 4.9 | E | 8 | 0.173 | F | 8 | 0.16 | F | 8 | 25 | 1 | D | 9 | 10 | C | 8
[26 empty] | 3677100% | 12:00 | 1119 | 1343 | 487 | 2 | 8 | 96 | 2 | 15 | 407 | 2 | 8 | 537 | 2 | 8 | 99 | 2 | 15 | 454 | 2 | 8 | 1691 | 2 | 19 | 4 | E | 9 | 3 | E | 9 | 26 | A | 7 | 23 | A | 7 | 84 | A | 7 | 992 | A | 7 | 80 | B | 8 | 1.6 | B | 8 | 4800 | B | 7 | 77777 | A | 7 | 4.8 | E | 8 | 0.173 | F | 8 | 0.16 | F | 8 | 0 | 1 | D | 9 | 10 | C | 8
[26 empty] | 3677100% | 13:00 | 1131 | 1343 | 478 | 2 | 8 | 102 | 2 | 15 | 392 | 2 | 8 | 528 | 2 | 8 | 105 | 2 | 15 | 439 | 2 | 8 | 1668 | 2 | 19 | 5 | E | 9 | 3 | E | 9 | 26 | A | 7 | 23 | A | 7 | 84 | A | 7 | 992 | A | 7 | 150 | A | 7 | 3.1 | A | 7 | 11300 | B | 7 | 77777 | A | 7 | 4.6 | E | 8 | 0.173 | F | 8 | 0.16 | F | 8 | 0 | 1 | D | 9 | 0 | C | 8
[26 empty] | 3677100% | 14:00 | 1074 | 1343 | 328 | 2 | 8 | 18 | 2 | 15 | 314 | 2 | 8 | 385 | 2 | 8 | 16 | 2 | 15 | 372 | 2 | 8 | 1410 | 2 | 19 | 10 | E | 9 | 10 | E | 9 | 26 | A | 7 | 22 | A | 7 | 79 | A | 7 | 991 | A | 7 | 160 | A | 7 | 4.1 | A | 7 | 6400 | B | 7 | 1050 | A | 7 | 4.8 | E | 8 | 0.173 | F | 8 | 0.16 | F | 8 | 0 | 1 | D | 9 | 5 | C | 8
[26 empty] | 3677100% | 15:00 | 951 | 1343 | 350 | 2 | 8 | 48 | 2 | 15 | 316 | 2 | 8 | 386 | 2 | 8 | 49 | 2 | 15 | 351 | 2 | 8 | 1129 | 2 | 19 | 10 | E | 9 | 10 | E | 9 | 26 | A | 7 | 22 | A | 7 | 79 | A | 7 | 990 | A | 7 | 150 | A | 7 | 2.1 | A | 7 | 6400 | B | 7 | 1050 | A | 7 | 4.9 | E | 8 | 0.173 | F | 8 | 0.16 | F | 8 | 0 | 1 | D | 9 | 5 | C | 8
[26 empty] | 3677100% | 16:00 | 771 | 1343 | 338 | 2 | 8 | 136 | 2 | 15 | 260 | 2 | 8 | 369 | 2 | 8 | 142 | 2 | 15 | 287 | 2 | 8 | 687 | 2 | 19 | 9 | E | 9 | 8 | E | 9 | 27 | A | 7 | 22 | A | 7 | 74 | A | 7 | 990 | A | 7 | 0 | A | 7 | 0 | A | 7 | 16100 | B | 7 | 3000 | A | 7 | 5 | E | 8 | 0.173 | F | 8 | 0.16 | F | 8 | 0 | 1 | D | 9 | 0 | C | 8
[26 empty] | 3677100% | 17:00 | 547 | 1343 | 282 | 2 | 8 | 278 | 2 | 15 | 169 | 2 | 8 | 300 | 2 | 8 | 276 | 2 | 15 | 187 | 2 | 8 | 361 | 2 | 19 | 9 | E | 9 | 8 | E | 9 | 27 | A | 7 | 21 | A | 7 | 70 | A | 7 | 990 | A | 7 | 0 | A | 7 | 0 | A | 7 | 16100 | B | 7 | 3000 | A | 7 | 5.1 | E | 8 | 0.173 | F | 8 | 0.16 | F | 8 | 0 | 1 | D | 9 | 0 | C | 8
[26 empty] | 3677100% | 18:00 | 293 | 1343 | 111 | 2 | 8 | 103 | 2 | 15 | 89 | 2 | 8 | 121 | 2 | 8 | 83 | 2 | 15 | 102 | 2 | 8 | 193 | 2 | 19 | 9 | E | 9 | 9 | E | 9 | 26 | A | 7 | 22 | A | 7 | 79 | A | 7 | 990 | A | 7 | 60 | A | 7 | 1.5 | A | 7 | 16100 | B | 7 | 3000 | A | 7 | 5.2 | E | 8 | 0.173 | F | 8 | 0.16 | F | 8 | 0 | 1 | D | 9 | 0 | C | 8
[26 empty] | 3677100% | 19:00 | 50 | 862 | 4 | 2 | 8 | 0 | 2 | 15 | 4 | 2 | 8 | 5 | 2 | 8 | 0 | 2 | 15 | 5 | 2 | 8 | 16 | 2 | 19 | 10 | E | 9 | 9 | A | 7 | 26 | A | 7 | 22 | A | 7 | 79 | A | 7 | 990 | A | 7 | 110 | A | 7 | 1.5 | A | 7 | 16100 | B | 7 | 3000 | A | 7 | 5.3 | E | 8 | 0.173 | F | 8 | 0.16 | F | 8 | 0 | 1 | D | 9 | 0 | C | 8
[26 empty] | 3677100% | 20:00 | 0 | 0 | 0 | 2 | 0 | 0 | 2 | 0 | 0 | 2 | 0 | 0 | 2 | 0 | 0 | 2 | 0 | 0 | 2 | 0 | 0 | 2 | 0 | 10 | E | 9 | 9 | E | 9 | 24 | A | 7 | 22 | A | 7 | 89 | A | 7 | 990 | A | 7 | 100 | A | 7 | 2.1 | A | 7 | 11300 | B | 7 | 3000 | A | 7 | 5.4 | E | 8 | 0.173 | F | 8 | 0.16 | F | 8 | 0 | 1 | D | 9 | 0 | C | 8
[26 empty] | 3677100% | 21:00 | 0 | 0 | 0 | 2 | 0 | 0 | 2 | 0 | 0 | 2 | 0 | 0 | 2 | 0 | 0 | 2 | 0 | 0 | 2 | 0 | 0 | 2 | 0 | 7 | E | 9 | 4 | E | 9 | 24 | A | 7 | 22 | A | 7 | 89 | A | 7 | 990 | A | 7 | 180 | A | 7 | 2.1 | A | 7 | 12900 | B | 7 | 77777 | A | 7 | 5.5 | E | 8 | 0.173 | F | 8 | 0.16 | F | 8 | 0 | 1 | D | 9 | 0 | C | 8
[26 empty] | 3677100% | 22:00 | 0 | 0 | 0 | 2 | 0 | 0 | 2 | 0 | 0 | 2 | 0 | 0 | 2 | 0 | 0 | 2 | 0 | 0 | 2 | 0 | 0 | 2 | 0 | 8 | E | 9 | 4 | E | 9 | 23 | A | 7 | 22 | A | 7 | 94 | A | 7 | 990 | A | 7 | 190 | A | 7 | 2.6 | A | 7 | 11300 | B | 7 | 77777 | A | 7 | 5.6 | E | 8 | 0.173 | F | 8 | 0.16 | F | 8 | 0 | 1 | D | 9 | 0 | C | 8
[26 empty] | 3677100% | 23:00 | 0 | 0 | 0 | 2 | 0 | 0 | 2 | 0 | 0 | 2 | 0 | 0 | 2 | 0 | 0 | 2 | 0 | 0 | 2 | 0 | 0 | 2 | 0 | 6 | E | 9 | 4 | E | 9 | 23 | A | 7 | 22 | A | 7 | 94 | A | 7 | 990 | A | 7 | 130 | A | 7 | 1.5 | A | 7 | 9700 | B | 7 | 77777 | A | 7 | 5.7 | E | 8 | 0.173 | F | 8 | 0.16 | F | 8 | 0 | 1 | D | 9 | 0 | C | 8
[26 empty] | 3677100% | 24:00 | 0 | 0 | 0 | 2 | 0 | 0 | 2 | 0 | 0 | 2 | 0 | 0 | 2 | 0 | 0 | 2 | 0 | 0 | 2 | 0 | 0 | 2 | 0 | 0 | E | 9 | 0 | A | 7 | 22 | A | 7 | 22 | A | 7 | 100 | A | 7 | 989 | A | 7 | 0 | A | 7 | 0 | A | 7 | 8000 | B | 7 | 77777 | A | 7 | 5.8 | E | 8 | 0.173 | F | 8 | 0.16 | F | 8 | 0 | 1 | D | 9 | 10 | C | 8
[26 empty] | 3677200% | 1:00 | 0 | 0 | 0 | 2 | 0 | 0 | 2 | 0 | 0 | 2 | 0 | 0 | 2 | 0 | 0 | 2 | 0 | 0 | 2 | 0 | 0 | 2 | 0 | 0 | E | 9 | 0 | A | 7 | 23 | A | 7 | 21 | A | 7 | 89 | A | 7 | 989 | A | 7 | 0 | A | 7 | 0 | A | 7 | 8000 | B | 7 | 77777 | A | 7 | 5.9 | E | 8 | 0.172 | F | 8 | 0.16 | F | 8 | 0 | 1 | D | 9 | 10 | C | 8
[26 empty] | 3677200% | 2:00 | 0 | 0 | 0 | 2 | 0 | 0 | 2 | 0 | 0 | 2 | 0 | 0 | 2 | 0 | 0 | 2 | 0 | 0 | 2 | 0 | 0 | 2 | 0 | 8 | E | 9 | 6 | E | 9 | 22 | A | 7 | 21 | A | 7 | 94 | A | 7 | 990 | A | 7 | 0 | A | 7 | 0 | A | 7 | 6400 | B | 7 | 77777 | A | 7 | 5.8 | E | 8 | 0.172 | F | 8 | 0.16 | F | 8 | 0 | 1 | D | 9 | 10 | C | 8
[26 empty] | 3677200% | 3:00 | 0 | 0 | 0 | 2 | 0 | 0 | 2 | 0 | 0 | 2 | 0 | 0 | 2 | 0 | 0 | 2 | 0 | 0 | 2 | 0 | 0 | 2 | 0 | 2 | E | 9 | 2 | E | 9 | 21 | A | 7 | 21 | A | 7 | 100 | A | 7 | 989 | A | 7 | 70 | A | 7 | 1.5 | A | 7 | 4000 | B | 7 | 77777 | A | 7 | 5.6 | E | 8 | 0.172 | F | 8 | 0.16 | F | 8 | 0 | 1 | D | 9 | 10 | C | 8
[26 empty] | 3677200% | 4:00 | 0 | 0 | 0 | 2 | 0 | 0 | 2 | 0 | 0 | 2 | 0 | 0 | 2 | 0 | 0 | 2 | 0 | 0 | 2 | 0 | 0 | 2 | 0 | 1 | E | 9 | 1 | E | 9 | 22 | A | 7 | 21 | A | 7 | 94 | A | 7 | 989 | A | 7 | 90 | A | 7 | 2.1 | A | 7 | 4800 | B | 7 | 77777 | A | 7 | 5.5 | E | 8 | 0.172 | F | 8 | 0.16 | F | 8 | 0 | 1 | D | 9 | 10 | C | 8
[26 empty] | 3677200% | 5:00 | 0 | 0 | 0 | 2 | 0 | 0 | 2 | 0 | 0 | 2 | 0 | 0 | 2 | 0 | 0 | 2 | 0 | 0 | 2 | 0 | 0 | 2 | 0 | 8 | E | 9 | 8 | E | 9 | 21 | A | 7 | 21 | A | 7 | 100 | A | 7 | 990 | A | 7 | 0 | A | 7 | 0 | A | 7 | 4800 | B | 7 | 420 | A | 7 | 5.4 | E | 8 | 0.172 | F | 8 | 0.16 | F | 8 | 0 | 1 | D | 9 | 10 | C | 8
[26 empty] | 3677200% | 6:00 | 10 | 392 | 0 | 2 | 8 | 0 | 2 | 15 | 0 | 2 | 8 | 0 | 2 | 8 | 0 | 2 | 15 | 0 | 2 | 8 | 0 | 2 | 19 | 3 | E | 9 | 2 | E | 9 | 21 | A | 7 | 21 | A | 7 | 100 | A | 7 | 990 | A | 7 | 0 | A | 7 | 0 | A | 7 | 3200 | B | 7 | 77777 | A | 7 | 5.2 | E | 8 | 0.172 | F | 8 | 0.16 | F | 8 | 0 | 1 | D | 9 | 10 | C | 8
[26 empty] | 3677200% | 7:00 | 201 | 1344 | 81 | 2 | 8 | 85 | 2 | 15 | 68 | 2 | 8 | 87 | 2 | 8 | 57 | 2 | 15 | 78 | 2 | 8 | 144 | 2 | 19 | 9 | E | 9 | 8 | E | 9 | 22 | A | 7 | 21 | A | 7 | 94 | A | 7 | 990 | A | 7 | 0 | A | 7 | 0 | A | 7 | 2400 | B | 7 | 210 | A | 7 | 5.1 | E | 8 | 0.172 | F | 8 | 0.16 | F | 8 | 0 | 1 | D | 9 | 10 | C | 8
[26 empty] | 3677200% | 8:00 | 459 | 1344 | 178 | 2 | 8 | 57 | 2 | 15 | 158 | 2 | 8 | 194 | 2 | 8 | 54 | 2 | 15 | 176 | 2 | 8 | 411 | 2 | 19 | 10 | E | 9 | 10 | E | 9 | 22 | A | 7 | 22 | A | 7 | 100 | A | 7 | 989 | A | 7 | 0 | A | 7 | 0 | A | 7 | 2400 | B | 7 | 120 | A | 7 | 4.9 | E | 8 | 0.172 | F | 8 | 0.16 | F | 8 | 0 | 1 | D | 9 | 10 | C | 8
[26 empty] | 3677200% | 9:00 | 696 | 1344 | 288 | 2 | 8 | 68 | 2 | 15 | 253 | 2 | 8 | 316 | 2 | 8 | 68 | 2 | 15 | 281 | 2 | 8 | 743 | 2 | 19 | 10 | E | 9 | 10 | E | 9 | 23 | A | 7 | 22 | A | 7 | 94 | A | 7 | 990 | A | 7 | 320 | A | 7 | 1.5 | A | 7 | 3200 | B | 7 | 180 | A | 7 | 4.8 | E | 8 | 0.172 | F | 8 | 0.16 | F | 8 | 0 | 1 | D | 9 | 10 | C | 8
[26 empty] | 3677200% | 10:00 | 892 | 1344 | 384 | 2 | 8 | 85 | 2 | 15 | 327 | 2 | 8 | 422 | 2 | 8 | 87 | 2 | 15 | 364 | 2 | 8 | 1093 | 2 | 19 | 10 | E | 9 | 10 | E | 9 | 24 | A | 7 | 23 | A | 7 | 94 | A | 7 | 990 | A | 7 | 330 | B | 8 | 1.8 | B | 8 | 3200 | B | 7 | 270 | A | 7 | 4.6 | E | 8 | 0.172 | F | 8 | 0.16 | F | 8 | 0 | 1 | D | 9 | 10 | C | 8
[26 empty] | 3677200% | 11:00 | 1035 | 1344 | 435 | 2 | 8 | 79 | 2 | 15 | 375 | 2 | 8 | 480 | 2 | 8 | 81 | 2 | 15 | 417 | 2 | 8 | 1420 | 2 | 19 | 8 | E | 9 | 8 | E | 9 | 25 | A | 7 | 23 | A | 7 | 89 | A | 7 | 990 | A | 7 | 340 | A | 7 | 2.1 | A | 7 | 3200 | B | 7 | 360 | A | 7 | 4.5 | E | 8 | 0.172 | F | 8 | 0.16 | F | 8 | 0 | 1 | D | 9 | 5 | C | 8
[26 empty] | 3677200% | 12:00 | 1116 | 1344 | 475 | 2 | 8 | 102 | 2 | 15 | 390 | 2 | 8 | 524 | 2 | 8 | 105 | 2 | 15 | 436 | 2 | 8 | 1623 | 2 | 19 | 6 | E | 9 | 6 | E | 9 | 26 | A | 7 | 22 | A | 7 | 79 | A | 7 | 990 | A | 7 | 0 | A | 7 | 0 | A | 7 | 4000 | B | 7 | 77777 | A | 7 | 4.3 | E | 8 | 0.172 | F | 8 | 0.16 | F | 8 | 0 | 1 | D | 9 | 10 | C | 8
[26 empty] | 3677200% | 13:00 | 1127 | 1344 | 610 | 2 | 8 | 264 | 2 | 15 | 388 | 2 | 8 | 664 | 2 | 8 | 286 | 2 | 15 | 423 | 2 | 8 | 1545 | 2 | 19 | 8 | E | 9 | 8 | E | 9 | 26 | A | 7 | 23 | A | 7 | 84 | A | 7 | 989 | A | 7 | 40 | A | 7 | 3.6 | A | 7 | 4800 | B | 7 | 870 | A | 7 | 4.2 | E | 8 | 0.172 | F | 8 | 0.16 | F | 8 | 0 | 1 | D | 9 | 5 | C | 8
[26 empty] | 3677200% | 14:00 | 1069 | 1344 | 733 | 2 | 8 | 556 | 2 | 15 | 289 | 2 | 8 | 783 | 2 | 8 | 580 | 2 | 15 | 321 | 2 | 8 | 1035 | 2 | 19 | 8 | E | 9 | 8 | E | 9 | 27 | A | 7 | 23 | A | 7 | 79 | A | 7 | 988 | A | 7 | 70 | A | 7 | 3.1 | A | 7 | 12900 | B | 7 | 2400 | A | 7 | 4.2 | E | 8 | 0.172 | F | 8 | 0.16 | F | 8 | 0 | 1 | D | 9 | 0 | C | 8
[26 empty] | 3677200% | 15:00 | 946 | 1344 | 510 | 2 | 8 | 268 | 2 | 15 | 321 | 2 | 8 | 550 | 2 | 8 | 288 | 2 | 15 | 346 | 2 | 8 | 938 | 2 | 19 | 8 | E | 9 | 8 | E | 9 | 27 | A | 7 | 21 | A | 7 | 70 | A | 7 | 987 | A | 7 | 140 | A | 7 | 3.6 | A | 7 | 16100 | B | 7 | 2400 | A | 7 | 4.3 | E | 8 | 0.172 | F | 8 | 0.16 | F | 8 | 0 | 1 | D | 9 | 0 | C | 8
[26 empty] | 3677200% | 16:00 | 766 | 1344 | 465 | 2 | 8 | 437 | 2 | 15 | 216 | 2 | 8 | 488 | 2 | 8 | 445 | 2 | 15 | 234 | 2 | 8 | 497 | 2 | 19 | 8 | E | 9 | 8 | E | 9 | 27 | A | 7 | 21 | A | 7 | 70 | A | 7 | 987 | A | 7 | 120 | A | 7 | 3.6 | A | 7 | 16100 | B | 7 | 2100 | A | 7 | 4.3 | E | 8 | 0.172 | F | 8 | 0.16 | F | 8 | 0 | 1 | D | 9 | 0 | C | 8
[26 empty] | 3677200% | 17:00 | 540 | 1344 | 245 | 2 | 8 | 174 | 2 | 15 | 175 | 2 | 8 | 266 | 2 | 8 | 171 | 2 | 15 | 197 | 2 | 8 | 411 | 2 | 19 | 8 | E | 9 | 8 | E | 9 | 27 | A | 7 | 21 | A | 7 | 70 | A | 7 | 987 | A | 7 | 0 | A | 7 | 0 | A | 7 | 12900 | B | 7 | 2100 | A | 7 | 4.4 | E | 8 | 0.172 | F | 8 | 0.16 | F | 8 | 0 | 1 | D | 9 | 0 | C | 8
[26 empty] | 3677200% | 18:00 | 287 | 1344 | 141 | 2 | 8 | 320 | 2 | 15 | 73 | 2 | 8 | 146 | 2 | 8 | 247 | 2 | 15 | 94 | 2 | 8 | 134 | 2 | 19 | 9 | E | 9 | 8 | E | 9 | 26 | A | 7 | 22 | A | 7 | 79 | A | 7 | 987 | A | 7 | 160 | A | 7 | 1.5 | A | 7 | 11300 | B | 7 | 2400 | A | 7 | 4.4 | E | 8 | 0.172 | F | 8 | 0.16 | F | 8 | 0 | 1 | D | 9 | 0 | C | 8
[26 empty] | 3677200% | 19:00 | 46 | 817 | 3 | 2 | 8 | 0 | 2 | 15 | 3 | 2 | 8 | 4 | 2 | 8 | 0 | 2 | 15 | 4 | 2 | 8 | 12 | 2 | 19 | 10 | E | 9 | 9 | A | 7 | 25 | A | 7 | 22 | A | 7 | 83 | A | 7 | 987 | A | 7 | 200 | A | 7 | 2.6 | A | 7 | 11300 | B | 7 | 2700 | A | 7 | 4.4 | E | 8 | 0.172 | F | 8 | 0.16 | F | 8 | 0 | 1 | D | 9 | 0 | C | 8
[26 empty] | 3677200% | 20:00 | 0 | 0 | 0 | 2 | 0 | 0 | 2 | 0 | 0 | 2 | 0 | 0 | 2 | 0 | 0 | 2 | 0 | 0 | 2 | 0 | 0 | 2 | 0 | 8 | E | 9 | 6 | E | 9 | 24 | A | 7 | 22 | A | 7 | 89 | A | 7 | 988 | A | 7 | 0 | A | 7 | 0 | A | 7 | 11300 | B | 7 | 77777 | A | 7 | 4.5 | E | 8 | 0.172 | F | 8 | 0.16 | F | 8 | 0 | 1 | D | 9 | 0 | C | 8
[26 empty] | 3677200% | 21:00 | 0 | 0 | 0 | 2 | 0 | 0 | 2 | 0 | 0 | 2 | 0 | 0 | 2 | 0 | 0 | 2 | 0 | 0 | 2 | 0 | 0 | 2 | 0 | 3 | E | 9 | 2 | E | 9 | 23 | A | 7 | 22 | A | 7 | 94 | A | 7 | 987 | A | 7 | 0 | A | 7 | 0 | A | 7 | 11300 | B | 7 | 77777 | A | 7 | 4.5 | E | 8 | 0.172 | F | 8 | 0.16 | F | 8 | 0 | 1 | D | 9 | 0 | C | 8
[26 empty] | 3677200% | 22:00 | 0 | 0 | 0 | 2 | 0 | 0 | 2 | 0 | 0 | 2 | 0 | 0 | 2 | 0 | 0 | 2 | 0 | 0 | 2 | 0 | 0 | 2 | 0 | 2 | E | 9 | 2 | E | 9 | 23 | A | 7 | 21 | A | 7 | 89 | A | 7 | 987 | A | 7 | 0 | A | 7 | 0 | A | 7 | 11300 | B | 7 | 77777 | A | 7 | 4.6 | E | 8 | 0.172 | F | 8 | 0.16 | F | 8 | 0 | 1 | D | 9 | 0 | C | 8
[26 empty] | 3677200% | 23:00 | 0 | 0 | 0 | 2 | 0 | 0 | 2 | 0 | 0 | 2 | 0 | 0 | 2 | 0 | 0 | 2 | 0 | 0 | 2 | 0 | 0 | 2 | 0 | 1 | E | 9 | 1 | E | 9 | 23 | A | 7 | 21 | A | 7 | 89 | A | 7 | 987 | A | 7 | 0 | A | 7 | 0 | A | 7 | 12900 | B | 7 | 77777 | A | 7 | 4.6 | E | 8 | 0.172 | F | 8 | 0.16 | F | 8 | 0 | 1 | D | 9 | 0 | C | 8
[26 empty] | 3677200% | 24:00 | 0 | 0 | 0 | 2 | 0 | 0 | 2 | 0 | 0 | 2 | 0 | 0 | 2 | 0 | 0 | 2 | 0 | 0 | 2 | 0 | 0 | 2 | 0 | 0 | E | 9 | 0 | A | 7 | 22 | A | 7 | 21 | A | 7 | 94 | A | 7 | 987 | A | 7 | 0 | A | 7 | 0 | A | 7 | 12900 | B | 7 | 77777 | A | 7 | 4.7 | E | 8 | 0.172 | F | 8 | 0.16 | F | 8 | 0 | 1 | D | 9 | 0 | C | 8
[26 empty] | 3677300% | 1:00 | 0 | 0 | 0 | 2 | 0 | 0 | 2 | 0 | 0 | 2 | 0 | 0 | 2 | 0 | 0 | 2 | 0 | 0 | 2 | 0 | 0 | 2 | 0 | 0 | E | 9 | 0 | A | 7 | 22 | A | 7 | 21 | A | 7 | 94 | A | 7 | 987 | A | 7 | 140 | A | 7 | 2.1 | A | 7 | 9700 | B | 7 | 77777 | A | 7 | 4.7 | E | 8 | 0.171 | F | 8 | 0.16 | F | 8 | 0 | 1 | D | 9 | 0 | C | 8
[26 empty] | 3677300% | 2:00 | 0 | 0 | 0 | 2 | 0 | 0 | 2 | 0 | 0 | 2 | 0 | 0 | 2 | 0 | 0 | 2 | 0 | 0 | 2 | 0 | 0 | 2 | 0 | 8 | E | 9 | 8 | E | 9 | 21 | A | 7 | 21 | A | 7 | 100 | A | 7 | 986 | A | 7 | 0 | A | 7 | 0 | A | 7 | 9700 | B | 7 | 360 | A | 7 | 4.6 | E | 8 | 0.171 | F | 8 | 0.16 | F | 8 | 0 | 1 | D | 9 | 10 | C | 8
[26 empty] | 3677300% | 3:00 | 0 | 0 | 0 | 2 | 0 | 0 | 2 | 0 | 0 | 2 | 0 | 0 | 2 | 0 | 0 | 2 | 0 | 0 | 2 | 0 | 0 | 2 | 0 | 8 | E | 9 | 8 | E | 9 | 22 | A | 7 | 21 | A | 7 | 94 | A | 7 | 986 | A | 7 | 160 | A | 7 | 1.5 | A | 7 | 4800 | B | 7 | 30 | A | 7 | 4.5 | E | 8 | 0.171 | F | 8 | 0.16 | F | 8 | 0 | 1 | D | 9 | 10 | C | 8
[26 empty] | 3677300% | 4:00 | 0 | 0 | 0 | 2 | 0 | 0 | 2 | 0 | 0 | 2 | 0 | 0 | 2 | 0 | 0 | 2 | 0 | 0 | 2 | 0 | 0 | 2 | 0 | 10 | E | 9 | 10 | E | 9 | 22 | A | 7 | 21 | A | 7 | 94 | A | 7 | 986 | A | 7 | 0 | A | 7 | 0 | A | 7 | 4000 | B | 7 | 60 | A | 7 | 4.4 | E | 8 | 0.171 | F | 8 | 0.16 | F | 8 | 0 | 1 | D | 9 | 10 | C | 8
[26 empty] | 3677300% | 5:00 | 0 | 0 | 0 | 2 | 0 | 0 | 2 | 0 | 0 | 2 | 0 | 0 | 2 | 0 | 0 | 2 | 0 | 0 | 2 | 0 | 0 | 2 | 0 | 10 | E | 9 | 10 | A | 7 | 22 | A | 7 | 21 | A | 7 | 94 | A | 7 | 986 | A | 7 | 0 | A | 7 | 0 | A | 7 | 400 | B | 7 | 15 | A | 7 | 4.4 | E | 8 | 0.171 | F | 8 | 0.16 | F | 8 | 0 | 1 | D | 9 | 45 | C | 8
[26 empty] | 3677300% | 6:00 | 9 | 370 | 0 | 2 | 8 | 0 | 2 | 15 | 0 | 2 | 8 | 0 | 2 | 8 | 0 | 2 | 15 | 0 | 2 | 8 | 0 | 2 | 19 | 10 | E | 9 | 10 | A | 7 | 21 | A | 7 | 21 | A | 7 | 100 | A | 7 | 987 | A | 7 | 0 | A | 7 | 0 | A | 7 | 400 | B | 7 | 15 | A | 7 | 4.3 | E | 8 | 0.171 | F | 8 | 0.16 | F | 8 | 0 | 1 | D | 9 | 45 | C | 8
[26 empty] | 3677300% | 7:00 | 197 | 1344 | 59 | 2 | 8 | 0 | 2 | 15 | 59 | 2 | 8 | 65 | 2 | 8 | 0 | 2 | 15 | 65 | 2 | 8 | 186 | 2 | 19 | 10 | E | 9 | 10 | A | 7 | 21 | A | 7 | 21 | A | 7 | 100 | A | 7 | 987 | A | 7 | 0 | A | 7 | 0 | A | 7 | 400 | B | 7 | 15 | A | 7 | 4.2 | E | 8 | 0.171 | F | 8 | 0.16 | F | 8 | 0 | 1 | D | 9 | 45 | C | 8
[26 empty] | 3677300% | 8:00 | 456 | 1344 | 163 | 2 | 8 | 45 | 2 | 15 | 148 | 2 | 8 | 179 | 2 | 8 | 42 | 2 | 15 | 164 | 2 | 8 | 390 | 2 | 19 | 10 | E | 9 | 10 | E | 9 | 21 | A | 7 | 21 | A | 7 | 100 | A | 7 | 987 | A | 7 | 0 | A | 7 | 0 | A | 7 | 4800 | B | 7 | 30 | A | 7 | 4.1 | E | 8 | 0.171 | F | 8 | 0.16 | F | 8 | 0 | 1 | D | 9 | 45 | C | 8
[26 empty] | 3677300% | 9:00 | 692 | 1344 | 315 | 2 | 8 | 142 | 2 | 15 | 242 | 2 | 8 | 342 | 2 | 8 | 146 | 2 | 15 | 267 | 2 | 8 | 610 | 2 | 19 | 4 | E | 9 | 4 | E | 9 | 24 | A | 7 | 22 | A | 7 | 89 | A | 7 | 987 | A | 7 | 0 | A | 7 | 0 | A | 7 | 4800 | B | 7 | 77777 | A | 7 | 4 | E | 8 | 0.171 | F | 8 | 0.16 | F | 8 | 0 | 1 | D | 9 | 10 | C | 8
[26 empty] | 3677300% | 10:00 | 889 | 1344 | 614 | 2 | 8 | 638 | 2 | 15 | 191 | 2 | 8 | 640 | 2 | 8 | 640 | 2 | 15 | 216 | 2 | 8 | 484 | 2 | 19 | 5 | E | 9 | 5 | E | 9 | 26 | A | 7 | 22 | A | 7 | 79 | A | 7 | 988 | A | 7 | 310 | A | 7 | 3.6 | A | 7 | 4800 | B | 7 | 77777 | A | 7 | 3.9 | E | 8 | 0.171 | F | 8 | 0.16 | F | 8 | 0 | 1 | D | 9 | 10 | C | 8
[26 empty] | 3677300% | 11:00 | 1032 | 1344 | 697 | 2 | 8 | 604 | 2 | 15 | 232 | 2 | 8 | 728 | 2 | 8 | 609 | 2 | 15 | 260 | 2 | 8 | 740 | 2 | 19 | 8 | E | 9 | 8 | E | 9 | 27 | A | 7 | 20 | A | 7 | 66 | A | 7 | 988 | A | 7 | 320 | A | 7 | 2.6 | A | 7 | 6400 | B | 7 | 840 | A | 7 | 3.9 | E | 8 | 0.171 | F | 8 | 0.16 | F | 8 | 0 | 1 | D | 9 | 5 | C | 8
[26 empty] | 3677300% | 12:00 | 1112 | 1344 | 633 | 2 | 8 | 313 | 2 | 15 | 374 | 2 | 8 | 690 | 2 | 8 | 339 | 2 | 15 | 408 | 2 | 8 | 1432 | 2 | 19 | 3 | E | 9 | 3 | E | 9 | 28 | A | 7 | 19 | A | 7 | 58 | A | 7 | 988 | A | 7 | 340 | A | 7 | 5.7 | A | 7 | 16100 | B | 7 | 77777 | A | 7 | 3.8 | E | 8 | 0.171 | F | 8 | 0.16 | F | 8 | 0 | 1 | D | 9 | 0 | C | 8
[26 empty] | 3677300% | 13:00 | 1123 | 1344 | 723 | 2 | 8 | 510 | 2 | 15 | 296 | 2 | 8 | 777 | 2 | 8 | 533 | 2 | 15 | 331 | 2 | 8 | 1208 | 2 | 19 | 4 | E | 9 | 4 | E | 9 | 29 | A | 7 | 19 | A | 7 | 55 | A | 7 | 988 | A | 7 | 320 | A | 7 | 5.7 | A | 7 | 16100 | B | 7 | 77777 | A | 7 | 3.7 | E | 8 | 0.171 | F | 8 | 0.16 | F | 8 | 0 | 1 | D | 9 | 0 | C | 8
[26 empty] | 3677300% | 14:00 | 1065 | 1344 | 703 | 2 | 8 | 550 | 2 | 15 | 267 | 2 | 8 | 758 | 2 | 8 | 574 | 2 | 15 | 302 | 2 | 8 | 940 | 2 | 19 | 8 | E | 9 | 8 | E | 9 | 28 | A | 7 | 18 | A | 7 | 55 | A | 7 | 987 | A | 7 | 340 | A | 7 | 5.7 | A | 7 | 16100 | B | 7 | 1500 | A | 7 | 3.5 | E | 8 | 0.171 | F | 8 | 0.16 | F | 8 | 0 | 1 | D | 9 | 0 | C | 8
[26 empty] | 3677300% | 15:00 | 941 | 1344 | 635 | 2 | 8 | 589 | 2 | 15 | 222 | 2 | 8 | 684 | 2 | 8 | 612 | 2 | 15 | 255 | 2 | 8 | 618 | 2 | 19 | 8 | E | 9 | 8 | E | 9 | 28 | A | 7 | 18 | A | 7 | 55 | A | 7 | 987 | A | 7 | 360 | A | 7 | 5.7 | A | 7 | 16100 | B | 7 | 1800 | A | 7 | 3.4 | E | 8 | 0.171 | F | 8 | 0.16 | F | 8 | 0 | 1 | D | 9 | 0 | C | 8
[26 empty] | 3677300% | 16:00 | 760 | 1344 | 393 | 2 | 8 | 265 | 2 | 15 | 243 | 2 | 8 | 421 | 2 | 8 | 280 | 2 | 15 | 263 | 2 | 8 | 588 | 2 | 19 | 8 | E | 9 | 8 | E | 9 | 28 | A | 7 | 18 | A | 7 | 55 | A | 7 | 987 | A | 7 | 340 | A | 7 | 2.1 | A | 7 | 16100 | B | 7 | 2400 | A | 7 | 3.2 | E | 8 | 0.171 | F | 8 | 0.16 | F | 8 | 0 | 1 | D | 9 | 0 | C | 8
[26 empty] | 3677300% | 17:00 | 534 | 1344 | 260 | 2 | 8 | 174 | 2 | 15 | 191 | 2 | 8 | 281 | 2 | 8 | 170 | 2 | 15 | 213 | 2 | 8 | 447 | 2 | 19 | 8 | E | 9 | 8 | E | 9 | 27 | A | 7 | 19 | A | 7 | 62 | A | 7 | 988 | A | 7 | 310 | A | 7 | 3.1 | A | 7 | 14500 | B | 7 | 3300 | A | 7 | 3.1 | E | 8 | 0.171 | F | 8 | 0.16 | F | 8 | 0 | 1 | D | 9 | 0 | C | 8
[26 empty] | 3677300% | 18:00 | 280 | 1344 | 88 | 2 | 8 | 49 | 2 | 15 | 77 | 2 | 8 | 95 | 2 | 8 | 40 | 2 | 15 | 87 | 2 | 8 | 193 | 2 | 19 | 8 | E | 9 | 8 | E | 9 | 26 | A | 7 | 20 | A | 7 | 70 | A | 7 | 988 | A | 7 | 320 | A | 7 | 3.1 | A | 7 | 11300 | B | 7 | 3000 | A | 7 | 2.9 | E | 8 | 0.171 | F | 8 | 0.16 | F | 8 | 0 | 1 | D | 9 | 0 | C | 8
[26 empty] | 3677300% | 19:00 | 42 | 795 | 3 | 2 | 8 | 11 | 2 | 15 | 3 | 2 | 8 | 4 | 2 | 8 | 4 | 2 | 15 | 4 | 2 | 8 | 4 | 2 | 19 | 10 | E | 9 | 9 | A | 7 | 25 | A | 7 | 19 | A | 7 | 69 | A | 7 | 989 | A | 7 | 10 | A | 7 | 7.2 | A | 7 | 16100 | B | 7 | 3000 | A | 7 | 2.7 | E | 8 | 0.171 | F | 8 | 0.16 | F | 8 | 0 | 1 | D | 9 | 0 | C | 8
[26 empty] | 3677300% | 20:00 | 0 | 0 | 0 | 2 | 0 | 0 | 2 | 0 | 0 | 2 | 0 | 0 | 2 | 0 | 0 | 2 | 0 | 0 | 2 | 0 | 0 | 2 | 0 | 9 | E | 9 | 8 | E | 9 | 22 | A | 7 | 19 | A | 7 | 83 | A | 7 | 991 | A | 7 | 30 | A | 7 | 4.6 | A | 7 | 16100 | B | 7 | 2400 | A | 7 | 2.6 | E | 8 | 0.171 | F | 8 | 0.16 | F | 8 | 0 | 1 | D | 9 | 0 | C | 8
[26 empty] | 3677300% | 21:00 | 0 | 0 | 0 | 2 | 0 | 0 | 2 | 0 | 0 | 2 | 0 | 0 | 2 | 0 | 0 | 2 | 0 | 0 | 2 | 0 | 0 | 2 | 0 | 10 | E | 9 | 10 | E | 9 | 21 | A | 7 | 15 | A | 7 | 69 | A | 7 | 992 | A | 7 | 40 | A | 7 | 7.7 | A | 7 | 16100 | B | 7 | 1290 | A | 7 | 2.4 | E | 8 | 0.171 | F | 8 | 0.16 | F | 8 | 0 | 1 | D | 9 | 0 | C | 8
[26 empty] | 3677300% | 22:00 | 0 | 0 | 0 | 2 | 0 | 0 | 2 | 0 | 0 | 2 | 0 | 0 | 2 | 0 | 0 | 2 | 0 | 0 | 2 | 0 | 0 | 2 | 0 | 10 | E | 9 | 10 | E | 9 | 18 | A | 7 | 13 | A | 7 | 73 | A | 7 | 993 | A | 7 | 30 | A | 7 | 9.3 | A | 7 | 16100 | B | 7 | 1410 | A | 7 | 2.3 | E | 8 | 0.171 | F | 8 | 0.16 | F | 8 | 0 | 1 | D | 9 | 0 | C | 8
[26 empty] | 3677300% | 23:00 | 0 | 0 | 0 | 2 | 0 | 0 | 2 | 0 | 0 | 2 | 0 | 0 | 2 | 0 | 0 | 2 | 0 | 0 | 2 | 0 | 0 | 2 | 0 | 10 | E | 9 | 10 | E | 9 | 17 | A | 7 | 12 | A | 7 | 72 | A | 7 | 994 | A | 7 | 30 | A | 7 | 8.2 | A | 7 | 16100 | B | 7 | 1470 | A | 7 | 2.1 | E | 8 | 0.171 | F | 8 | 0.16 | F | 8 | 0 | 1 | D | 9 | 0 | C | 8
[26 empty] | 3677300% | 24:00 | 0 | 0 | 0 | 2 | 0 | 0 | 2 | 0 | 0 | 2 | 0 | 0 | 2 | 0 | 0 | 2 | 0 | 0 | 2 | 0 | 0 | 2 | 0 | 10 | E | 9 | 10 | A | 7 | 16 | A | 7 | 9 | A | 7 | 63 | A | 7 | 995 | A | 7 | 30 | A | 7 | 8.2 | A | 7 | 16100 | B | 7 | 1500 | A | 7 | 2 | E | 8 | 0.171 | F | 8 | 0.16 | F | 8 | 0 | 1 | D | 9 | 0 | C | 8
[26 empty] | 3677400% | 1:00 | 0 | 0 | 0 | 2 | 0 | 0 | 2 | 0 | 0 | 2 | 0 | 0 | 2 | 0 | 0 | 2 | 0 | 0 | 2 | 0 | 0 | 2 | 0 | 10 | E | 9 | 10 | A | 7 | 15 | A | 7 | 8 | A | 7 | 63 | A | 7 | 995 | A | 7 | 20 | A | 7 | 8.2 | A | 7 | 16100 | B | 7 | 1500 | A | 7 | 1.8 | E | 8 | 0.17 | F | 8 | 0.16 | F | 8 | 0 | 1 | D | 9 | 0 | C | 8
[26 empty] | 3677400% | 2:00 | 0 | 0 | 0 | 2 | 0 | 0 | 2 | 0 | 0 | 2 | 0 | 0 | 2 | 0 | 0 | 2 | 0 | 0 | 2 | 0 | 0 | 2 | 0 | 10 | E | 9 | 10 | E | 9 | 14 | A | 7 | 8 | A | 7 | 67 | A | 7 | 996 | A | 7 | 20 | A | 7 | 5.7 | A | 7 | 16100 | B | 7 | 1800 | A | 7 | 1.8 | E | 8 | 0.17 | F | 8 | 0.16 | F | 8 | 0 | 1 | D | 9 | 0 | C | 8
[26 empty] | 3677400% | 3:00 | 0 | 0 | 0 | 2 | 0 | 0 | 2 | 0 | 0 | 2 | 0 | 0 | 2 | 0 | 0 | 2 | 0 | 0 | 2 | 0 | 0 | 2 | 0 | 8 | E | 9 | 8 | E | 9 | 13 | A | 7 | 8 | A | 7 | 72 | A | 7 | 996 | A | 7 | 10 | A | 7 | 5.7 | A | 7 | 16100 | B | 7 | 2400 | A | 7 | 1.7 | E | 8 | 0.17 | F | 8 | 0.16 | F | 8 | 0 | 1 | D | 9 | 0 | C | 8
[26 empty] | 3677400% | 4:00 | 0 | 0 | 0 | 2 | 0 | 0 | 2 | 0 | 0 | 2 | 0 | 0 | 2 | 0 | 0 | 2 | 0 | 0 | 2 | 0 | 0 | 2 | 0 | 8 | E | 9 | 8 | E | 9 | 13 | A | 7 | 7 | A | 7 | 67 | A | 7 | 996 | A | 7 | 20 | A | 7 | 6.7 | A | 7 | 16100 | B | 7 | 870 | A | 7 | 1.7 | E | 8 | 0.17 | F | 8 | 0.16 | F | 8 | 0 | 1 | D | 9 | 0 | C | 8
[26 empty] | 3677400% | 5:00 | 0 | 0 | 0 | 2 | 0 | 0 | 2 | 0 | 0 | 2 | 0 | 0 | 2 | 0 | 0 | 2 | 0 | 0 | 2 | 0 | 0 | 2 | 0 | 10 | E | 9 | 10 | E | 9 | 12 | A | 7 | 7 | A | 7 | 71 | A | 7 | 997 | A | 7 | 20 | A | 7 | 6.2 | A | 7 | 16100 | B | 7 | 930 | A | 7 | 1.7 | E | 8 | 0.17 | F | 8 | 0.16 | F | 8 | 0 | 1 | D | 9 | 0 | C | 8
[26 empty] | 3677400% | 6:00 | 8 | 347 | 0 | 2 | 8 | 0 | 2 | 15 | 0 | 2 | 8 | 0 | 2 | 8 | 0 | 2 | 15 | 0 | 2 | 8 | 0 | 2 | 19 | 10 | E | 9 | 10 | E | 9 | 12 | A | 7 | 7 | A | 7 | 71 | A | 7 | 998 | A | 7 | 20 | A | 7 | 6.7 | A | 7 | 16100 | B | 7 | 1050 | A | 7 | 1.7 | E | 8 | 0.17 | F | 8 | 0.16 | F | 8 | 0 | 1 | D | 9 | 0 | C | 8
[26 empty] | 3677400% | 7:00 | 193 | 1345 | 60 | 2 | 8 | 0 | 2 | 15 | 60 | 2 | 8 | 66 | 2 | 8 | 0 | 2 | 15 | 66 | 2 | 8 | 185 | 2 | 19 | 8 | E | 9 | 8 | E | 9 | 12 | A | 7 | 7 | A | 7 | 71 | A | 7 | 999 | A | 7 | 20 | A | 7 | 4.1 | A | 7 | 16100 | B | 7 | 1050 | A | 7 | 1.6 | E | 8 | 0.17 | F | 8 | 0.16 | F | 8 | 0 | 1 | D | 9 | 0 | C | 8
[26 empty] | 3677400% | 8:00 | 452 | 1345 | 141 | 2 | 8 | 26 | 2 | 15 | 133 | 2 | 8 | 155 | 2 | 8 | 24 | 2 | 15 | 147 | 2 | 8 | 358 | 2 | 19 | 8 | E | 9 | 8 | E | 9 | 13 | A | 7 | 7 | A | 7 | 67 | A | 7 | 1000 | A | 7 | 20 | A | 7 | 4.6 | A | 7 | 16100 | B | 7 | 1050 | A | 7 | 1.6 | E | 8 | 0.17 | F | 8 | 0.16 | F | 8 | 0 | 1 | D | 9 | 0 | C | 8
[26 empty] | 3677400% | 9:00 | 689 | 1345 | 462 | 2 | 8 | 530 | 2 | 15 | 191 | 2 | 8 | 485 | 2 | 8 | 532 | 2 | 15 | 212 | 2 | 8 | 412 | 2 | 19 | 4 | E | 9 | 4 | E | 9 | 15 | A | 7 | 8 | A | 7 | 63 | A | 7 | 1000 | A | 7 | 50 | A | 7 | 5.7 | A | 7 | 16100 | B | 7 | 77777 | A | 7 | 1.6 | E | 8 | 0.17 | F | 8 | 0.16 | F | 8 | 0 | 1 | D | 9 | 0 | C | 8
[26 empty] | 3677400% | 10:00 | 885 | 1345 | 614 | 2 | 8 | 681 | 2 | 15 | 165 | 2 | 8 | 647 | 2 | 8 | 688 | 2 | 15 | 193 | 2 | 8 | 425 | 2 | 19 | 3 | E | 9 | 3 | E | 9 | 16 | A | 7 | 8 | A | 7 | 59 | A | 7 | 1001 | A | 7 | 40 | A | 7 | 5.7 | A | 7 | 16100 | B | 7 | 77777 | A | 7 | 1.6 | E | 8 | 0.17 | F | 8 | 0.16 | F | 8 | 0 | 1 | D | 9 | 0 | C | 8
[26 empty] | 3677400% | 11:00 | 1028 | 1345 | 747 | 2 | 8 | 785 | 2 | 15 | 145 | 2 | 8 | 783 | 2 | 8 | 789 | 2 | 15 | 178 | 2 | 8 | 436 | 2 | 19 | 0 | E | 9 | 0 | E | 9 | 17 | A | 7 | 9 | A | 7 | 59 | A | 7 | 1001 | A | 7 | 20 | B | 8 | 5.7 | B | 8 | 16100 | B | 7 | 77777 | A | 7 | 1.5 | E | 8 | 0.17 | F | 8 | 0.16 | F | 8 | 0 | 1 | D | 9 | 0 | C | 8
[26 empty] | 3677400% | 12:00 | 1108 | 1345 | 804 | 2 | 8 | 776 | 2 | 15 | 163 | 2 | 8 | 842 | 2 | 8 | 780 | 2 | 15 | 198 | 2 | 8 | 579 | 2 | 19 | 3 | E | 9 | 3 | E | 9 | 18 | A | 7 | 9 | A | 7 | 56 | A | 7 | 1001 | A | 7 | 360 | A | 7 | 5.7 | A | 7 | 16100 | B | 7 | 77777 | A | 7 | 1.5 | E | 8 | 0.17 | F | 8 | 0.16 | F | 8 | 0 | 1 | D | 9 | 0 | C | 8
[26 empty] | 3677400% | 13:00 | 1119 | 1345 | 831 | 2 | 8 | 809 | 2 | 15 | 156 | 2 | 8 | 875 | 2 | 8 | 816 | 2 | 15 | 195 | 2 | 8 | 578 | 2 | 19 | 3 | E | 9 | 3 | E | 9 | 19 | A | 7 | 8 | A | 7 | 49 | A | 7 | 1001 | A | 7 | 40 | A | 7 | 5.1 | A | 7 | 16100 | B | 7 | 77777 | A | 7 | 1.5 | E | 8 | 0.17 | F | 8 | 0.16 | F | 8 | 0 | 1 | D | 9 | 0 | C | 8
[26 empty] | 3677400% | 14:00 | 1060 | 1345 | 779 | 2 | 8 | 795 | 2 | 15 | 151 | 2 | 8 | 817 | 2 | 8 | 800 | 2 | 15 | 186 | 2 | 8 | 483 | 2 | 19 | 0 | E | 9 | 0 | E | 9 | 19 | A | 7 | 8 | A | 7 | 49 | A | 7 | 1000 | A | 7 | 20 | A | 7 | 5.1 | A | 7 | 16100 | B | 7 | 77777 | A | 7 | 1.5 | E | 8 | 0.17 | F | 8 | 0.16 | F | 8 | 0 | 1 | D | 9 | 0 | C | 8
[26 empty] | 3677400% | 15:00 | 935 | 1345 | 664 | 2 | 8 | 732 | 2 | 15 | 154 | 2 | 8 | 707 | 2 | 8 | 746 | 2 | 15 | 187 | 2 | 8 | 432 | 2 | 19 | 0 | E | 9 | 0 | E | 9 | 20 | A | 7 | 8 | A | 7 | 46 | A | 7 | 1000 | A | 7 | 40 | A | 7 | 5.1 | A | 7 | 10000 | B | 7 | 77777 | A | 7 | 1.4 | E | 8 | 0.17 | F | 8 | 0.16 | F | 8 | 0 | 1 | D | 9 | 0 | C | 8
[26 empty] | 3677400% | 16:00 | 754 | 1345 | 476 | 2 | 8 | 548 | 2 | 15 | 167 | 2 | 8 | 510 | 2 | 8 | 559 | 2 | 15 | 196 | 2 | 8 | 371 | 2 | 19 | 0 | E | 9 | 0 | E | 9 | 20 | A | 7 | 7 | A | 7 | 43 | A | 7 | 1001 | A | 7 | 30 | A | 7 | 4.6 | A | 7 | 16100 | B | 7 | 77777 | A | 7 | 1.4 | E | 8 | 0.17 | F | 8 | 0.16 | F | 8 | 0 | 1 | D | 9 | 0 | C | 8
[26 empty] | 3677400% | 17:00 | 528 | 1345 | 312 | 2 | 8 | 491 | 2 | 15 | 118 | 2 | 8 | 330 | 2 | 8 | 470 | 2 | 15 | 146 | 2 | 8 | 228 | 2 | 19 | 0 | E | 9 | 0 | E | 9 | 20 | A | 7 | 7 | A | 7 | 43 | A | 7 | 1001 | A | 7 | 70 | A | 7 | 4.1 | A | 7 | 16100 | B | 7 | 77777 | A | 7 | 1.4 | E | 8 | 0.17 | F | 8 | 0.16 | F | 8 | 0 | 1 | D | 9 | 0 | C | 8
[26 empty] | 3677400% | 18:00 | 273 | 1345 | 135 | 2 | 8 | 372 | 2 | 15 | 59 | 2 | 8 | 142 | 2 | 8 | 282 | 2 | 15 | 85 | 2 | 8 | 106 | 2 | 19 | 0 | E | 9 | 0 | E | 9 | 18 | A | 7 | 5 | A | 7 | 42 | A | 7 | 1001 | A | 7 | 90 | A | 7 | 2.6 | A | 7 | 16100 | B | 7 | 77777 | A | 7 | 1.4 | E | 8 | 0.17 | F | 8 | 0.16 | F | 8 | 0 | 1 | D | 9 | 0 | C | 8
[26 empty] | 3677400% | 19:00 | 39 | 751 | 1 | 2 | 8 | 0 | 2 | 15 | 1 | 2 | 8 | 1 | 2 | 8 | 0 | 2 | 15 | 1 | 2 | 8 | 4 | 2 | 19 | 0 | E | 9 | 0 | A | 7 | 16 | A | 7 | 6 | A | 7 | 51 | A | 7 | 1002 | A | 7 | 50 | A | 7 | 2.1 | A | 7 | 16100 | B | 7 | 77777 | A | 7 | 1.4 | E | 8 | 0.17 | F | 8 | 0.16 | F | 8 | 0 | 1 | D | 9 | 0 | C | 8
[26 empty] | 3677400% | 20:00 | 0 | 0 | 0 | 2 | 0 | 0 | 2 | 0 | 0 | 2 | 0 | 0 | 2 | 0 | 0 | 2 | 0 | 0 | 2 | 0 | 0 | 2 | 0 | 0 | E | 9 | 0 | E | 9 | 15 | A | 7 | 6 | A | 7 | 55 | A | 7 | 1002 | A | 7 | 60 | A | 7 | 2.1 | A | 7 | 16100 | B | 7 | 77777 | A | 7 | 1.4 | E | 8 | 0.17 | F | 8 | 0.16 | F | 8 | 0 | 1 | D | 9 | 0 | C | 8
[26 empty] | 3677400% | 21:00 | 0 | 0 | 0 | 2 | 0 | 0 | 2 | 0 | 0 | 2 | 0 | 0 | 2 | 0 | 0 | 2 | 0 | 0 | 2 | 0 | 0 | 2 | 0 | 0 | E | 9 | 0 | E | 9 | 14 | A | 7 | 5 | A | 7 | 55 | A | 7 | 1003 | A | 7 | 70 | A | 7 | 2.1 | A | 7 | 16100 | B | 7 | 77777 | A | 7 | 1.3 | E | 8 | 0.17 | F | 8 | 0.16 | F | 8 | 0 | 1 | D | 9 | 0 | C | 8
[26 empty] | 3677400% | 22:00 | 0 | 0 | 0 | 2 | 0 | 0 | 2 | 0 | 0 | 2 | 0 | 0 | 2 | 0 | 0 | 2 | 0 | 0 | 2 | 0 | 0 | 2 | 0 | 0 | E | 9 | 0 | E | 9 | 13 | A | 7 | 6 | A | 7 | 62 | A | 7 | 1003 | A | 7 | 80 | A | 7 | 2.1 | A | 7 | 16100 | B | 7 | 77777 | A | 7 | 1.3 | E | 8 | 0.17 | F | 8 | 0.16 | F | 8 | 0 | 1 | D | 9 | 0 | C | 8
[26 empty] | 3677400% | 23:00 | 0 | 0 | 0 | 2 | 0 | 0 | 2 | 0 | 0 | 2 | 0 | 0 | 2 | 0 | 0 | 2 | 0 | 0 | 2 | 0 | 0 | 2 | 0 | 0 | E | 9 | 0 | A | 7 | 12 | A | 7 | 5 | A | 7 | 62 | A | 7 | 1003 | A | 7 | 60 | A | 7 | 1.5 | A | 7 | 16100 | B | 7 | 77777 | A | 7 | 1.3 | E | 8 | 0.17 | F | 8 | 0.16 | F | 8 | 0 | 1 | D | 9 | 0 | C | 8
[26 empty] | 3677400% | 24:00 | 0 | 0 | 0 | 2 | 0 | 0 | 2 | 0 | 0 | 2 | 0 | 0 | 2 | 0 | 0 | 2 | 0 | 0 | 2 | 0 | 0 | 2 | 0 | 0 | E | 9 | 0 | A | 7 | 12 | A | 7 | 4 | A | 7 | 58 | A | 7 | 1003 | A | 7 | 70 | A | 7 | 1.5 | A | 7 | 16100 | B | 7 | 77777 | A | 7 | 1.3 | E | 8 | 0.17 | F | 8 | 0.16 | F | 8 | 0 | 1 | D | 9 | 0 | C | 8
[26 empty] | 3677500% | 1:00 | 0 | 0 | 0 | 2 | 0 | 0 | 2 | 0 | 0 | 2 | 0 | 0 | 2 | 0 | 0 | 2 | 0 | 0 | 2 | 0 | 0 | 2 | 0 | 0 | E | 9 | 0 | A | 7 | 11 | A | 7 | 4 | A | 7 | 62 | A | 7 | 1003 | A | 7 | 70 | A | 7 | 1.5 | A | 7 | 16100 | B | 7 | 77777 | A | 7 | 1.3 | E | 8 | 0.169 | F | 8 | 0.16 | F | 8 | 0 | 1 | D | 9 | 0 | C | 8
[26 empty] | 3677500% | 2:00 | 0 | 0 | 0 | 2 | 0 | 0 | 2 | 0 | 0 | 2 | 0 | 0 | 2 | 0 | 0 | 2 | 0 | 0 | 2 | 0 | 0 | 2 | 0 | 0 | E | 9 | 0 | E | 9 | 10 | A | 7 | 4 | A | 7 | 66 | A | 7 | 1003 | A | 7 | 80 | A | 7 | 2.6 | A | 7 | 16100 | B | 7 | 77777 | A | 7 | 1.3 | E | 8 | 0.169 | F | 8 | 0.16 | F | 8 | 0 | 1 | D | 9 | 0 | C | 8
[26 empty] | 3677500% | 3:00 | 0 | 0 | 0 | 2 | 0 | 0 | 2 | 0 | 0 | 2 | 0 | 0 | 2 | 0 | 0 | 2 | 0 | 0 | 2 | 0 | 0 | 2 | 0 | 0 | E | 9 | 0 | E | 9 | 9 | A | 7 | 4 | A | 7 | 71 | A | 7 | 1004 | A | 7 | 80 | A | 7 | 2.6 | A | 7 | 16100 | B | 7 | 77777 | A | 7 | 1.4 | E | 8 | 0.169 | F | 8 | 0.16 | F | 8 | 0 | 1 | D | 9 | 0 | C | 8
[26 empty] | 3677500% | 4:00 | 0 | 0 | 0 | 2 | 0 | 0 | 2 | 0 | 0 | 2 | 0 | 0 | 2 | 0 | 0 | 2 | 0 | 0 | 2 | 0 | 0 | 2 | 0 | 0 | E | 9 | 0 | E | 9 | 9 | A | 7 | 4 | A | 7 | 71 | A | 7 | 1004 | A | 7 | 70 | A | 7 | 2.6 | A | 7 | 16100 | B | 7 | 77777 | A | 7 | 1.4 | E | 8 | 0.169 | F | 8 | 0.16 | F | 8 | 0 | 1 | D | 9 | 0 | C | 8
[26 empty] | 3677500% | 5:00 | 0 | 0 | 0 | 2 | 0 | 0 | 2 | 0 | 0 | 2 | 0 | 0 | 2 | 0 | 0 | 2 | 0 | 0 | 2 | 0 | 0 | 2 | 0 | 0 | E | 9 | 0 | E | 9 | 8 | A | 7 | 5 | A | 7 | 81 | A | 7 | 1004 | A | 7 | 0 | A | 7 | 0 | A | 7 | 16100 | B | 7 | 77777 | A | 7 | 1.5 | E | 8 | 0.169 | F | 8 | 0.16 | F | 8 | 0 | 1 | D | 9 | 0 | C | 8
[26 empty] | 3677500% | 6:00 | 7 | 325 | 0 | 2 | 8 | 0 | 2 | 15 | 0 | 2 | 8 | 0 | 2 | 8 | 0 | 2 | 15 | 0 | 2 | 8 | 0 | 2 | 19 | 0 | E | 9 | 0 | E | 9 | 8 | A | 7 | 4 | A | 7 | 76 | A | 7 | 1005 | A | 7 | 0 | A | 7 | 0 | A | 7 | 16100 | B | 7 | 77777 | A | 7 | 1.5 | E | 8 | 0.169 | F | 8 | 0.16 | F | 8 | 0 | 1 | D | 9 | 0 | C | 8
[26 empty] | 3677500% | 7:00 | 189 | 1346 | 85 | 2 | 8 | 143 | 2 | 15 | 65 | 2 | 8 | 88 | 2 | 8 | 87 | 2 | 15 | 76 | 2 | 8 | 129 | 2 | 19 | 0 | E | 9 | 0 | E | 9 | 9 | A | 7 | 6 | A | 7 | 81 | A | 7 | 1006 | A | 7 | 0 | A | 7 | 0 | A | 7 | 16100 | B | 7 | 77777 | A | 7 | 1.6 | E | 8 | 0.169 | F | 8 | 0.16 | F | 8 | 0 | 1 | D | 9 | 0 | C | 8
[26 empty] | 3677500% | 8:00 | 449 | 1346 | 268 | 2 | 8 | 493 | 2 | 15 | 104 | 2 | 8 | 283 | 2 | 8 | 451 | 2 | 15 | 133 | 2 | 8 | 196 | 2 | 19 | 0 | E | 9 | 0 | E | 9 | 12 | A | 7 | 7 | A | 7 | 71 | A | 7 | 1006 | A | 7 | 0 | A | 7 | 0 | A | 7 | 16100 | B | 7 | 77777 | A | 7 | 1.6 | E | 8 | 0.169 | F | 8 | 0.16 | F | 8 | 0 | 1 | D | 9 | 0 | C | 8
[26 empty] | 3677500% | 9:00 | 685 | 1346 | 449 | 2 | 8 | 628 | 2 | 15 | 129 | 2 | 8 | 469 | 2 | 8 | 618 | 2 | 15 | 153 | 2 | 8 | 273 | 2 | 19 | 0 | E | 9 | 0 | E | 9 | 14 | A | 7 | 7 | A | 7 | 63 | A | 7 | 1007 | A | 7 | 50 | A | 7 | 2.1 | A | 7 | 16100 | B | 7 | 77777 | A | 7 | 1.7 | E | 8 | 0.169 | F | 8 | 0.16 | F | 8 | 0 | 1 | D | 9 | 0 | C | 8
[26 empty] | 3677500% | 10:00 | 882 | 1346 | 627 | 2 | 8 | 735 | 2 | 15 | 144 | 2 | 8 | 666 | 2 | 8 | 746 | 2 | 15 | 176 | 2 | 8 | 375 | 2 | 19 | 0 | E | 9 | 0 | E | 9 | 17 | A | 7 | 8 | A | 7 | 55 | A | 7 | 1007 | A | 7 | 100 | A | 7 | 2.6 | A | 7 | 16100 | B | 7 | 77777 | A | 7 | 1.7 | E | 8 | 0.169 | F | 8 | 0.16 | F | 8 | 0 | 1 | D | 9 | 0 | C | 8
[26 empty] | 3677500% | 11:00 | 1024 | 1346 | 734 | 2 | 8 | 767 | 2 | 15 | 149 | 2 | 8 | 768 | 2 | 8 | 770 | 2 | 15 | 180 | 2 | 8 | 440 | 2 | 19 | 3 | E | 9 | 3 | E | 9 | 17 | A | 7 | 8 | A | 7 | 55 | A | 7 | 1007 | A | 7 | 120 | A | 7 | 2.6 | A | 7 | 16100 | B | 7 | 77777 | A | 7 | 1.8 | E | 8 | 0.169 | F | 8 | 0.16 | F | 8 | 0 | 1 | D | 9 | 0 | C | 8
[26 empty] | 3677500% | 12:00 | 1104 | 1346 | 798 | 2 | 8 | 770 | 2 | 15 | 165 | 2 | 8 | 834 | 2 | 8 | 773 | 2 | 15 | 198 | 2 | 8 | 577 | 2 | 19 | 0 | E | 9 | 0 | E | 9 | 19 | A | 7 | 8 | A | 7 | 49 | A | 7 | 1006 | A | 7 | 140 | A | 7 | 3.6 | A | 7 | 16100 | B | 7 | 77777 | A | 7 | 1.8 | E | 8 | 0.169 | F | 8 | 0.16 | F | 8 | 0 | 1 | D | 9 | 0 | C | 8
[26 empty] | 3677500% | 13:00 | 1114 | 1346 | 824 | 2 | 8 | 797 | 2 | 15 | 162 | 2 | 8 | 864 | 2 | 8 | 802 | 2 | 15 | 198 | 2 | 8 | 586 | 2 | 19 | 0 | E | 9 | 0 | E | 9 | 19 | A | 7 | 8 | A | 7 | 49 | A | 7 | 1006 | A | 7 | 110 | A | 7 | 3.1 | A | 7 | 16100 | B | 7 | 77777 | A | 7 | 1.9 | E | 8 | 0.169 | F | 8 | 0.16 | F | 8 | 0 | 1 | D | 9 | 0 | C | 8
[26 empty] | 3677500% | 14:00 | 1055 | 1346 | 767 | 2 | 8 | 765 | 2 | 15 | 166 | 2 | 8 | 796 | 2 | 8 | 765 | 2 | 15 | 194 | 2 | 8 | 508 | 2 | 19 | 3 | E | 9 | 3 | E | 9 | 19 | A | 7 | 9 | A | 7 | 52 | A | 7 | 1005 | A | 7 | 100 | B | 8 | 3.6 | B | 8 | 16100 | B | 7 | 77777 | A | 7 | 1.8 | E | 8 | 0.169 | F | 8 | 0.16 | F | 8 | 0 | 1 | D | 9 | 0 | C | 8
[26 empty] | 3677500% | 15:00 | 930 | 1346 | 658 | 2 | 8 | 755 | 2 | 15 | 134 | 2 | 8 | 685 | 2 | 8 | 755 | 2 | 15 | 162 | 2 | 8 | 341 | 2 | 19 | 8 | E | 9 | 8 | E | 9 | 20 | A | 7 | 9 | A | 7 | 49 | A | 7 | 1005 | A | 7 | 80 | A | 7 | 4.1 | A | 7 | 16100 | B | 7 | 1350 | A | 7 | 1.8 | E | 8 | 0.169 | F | 8 | 0.16 | F | 8 | 0 | 1 | D | 9 | 0 | C | 8
[26 empty] | 3677500% | 16:00 | 748 | 1346 | 486 | 2 | 8 | 637 | 2 | 15 | 131 | 2 | 8 | 511 | 2 | 8 | 636 | 2 | 15 | 157 | 2 | 8 | 295 | 2 | 19 | 3 | E | 9 | 3 | E | 9 | 21 | A | 7 | 9 | A | 7 | 46 | A | 7 | 1005 | A | 7 | 90 | A | 7 | 2.6 | A | 7 | 16100 | B | 7 | 77777 | A | 7 | 1.8 | E | 8 | 0.169 | F | 8 | 0.16 | F | 8 | 0 | 1 | D | 9 | 0 | C | 8
[26 empty] | 3677500% | 17:00 | 522 | 1346 | 316 | 2 | 8 | 537 | 2 | 15 | 107 | 2 | 8 | 325 | 2 | 8 | 502 | 2 | 15 | 130 | 2 | 8 | 203 | 2 | 19 | 0 | E | 9 | 0 | E | 9 | 20 | A | 7 | 9 | A | 7 | 49 | A | 7 | 1005 | A | 7 | 110 | A | 7 | 3.6 | A | 7 | 16100 | B | 7 | 77777 | A | 7 | 1.7 | E | 8 | 0.169 | F | 8 | 0.16 | F | 8 | 0 | 1 | D | 9 | 0 | C | 8
[26 empty] | 3677500% | 18:00 | 266 | 1346 | 129 | 2 | 8 | 359 | 2 | 15 | 58 | 2 | 8 | 136 | 2 | 8 | 268 | 2 | 15 | 83 | 2 | 8 | 104 | 2 | 19 | 0 | E | 9 | 0 | E | 9 | 19 | A | 7 | 9 | A | 7 | 52 | A | 7 | 1005 | A | 7 | 130 | A | 7 | 3.1 | A | 7 | 16100 | B | 7 | 77777 | A | 7 | 1.7 | E | 8 | 0.169 | F | 8 | 0.16 | F | 8 | 0 | 1 | D | 9 | 0 | C | 8
[26 empty] | 3677500% | 19:00 | 35 | 729 | 0 | 2 | 8 | 0 | 2 | 15 | 0 | 2 | 8 | 0 | 2 | 8 | 0 | 2 | 15 | 0 | 2 | 8 | 0 | 2 | 19 | 0 | E | 9 | 0 | A | 7 | 17 | A | 7 | 9 | A | 7 | 59 | A | 7 | 1005 | A | 7 | 120 | A | 7 | 2.1 | A | 7 | 16100 | B | 7 | 77777 | A | 7 | 1.7 | E | 8 | 0.169 | F | 8 | 0.16 | F | 8 | 0 | 1 | D | 9 | 0 | C | 8
[26 empty] | 3677500% | 20:00 | 0 | 0 | 0 | 2 | 0 | 0 | 2 | 0 | 0 | 2 | 0 | 0 | 2 | 0 | 0 | 2 | 0 | 0 | 2 | 0 | 0 | 2 | 0 | 0 | E | 9 | 0 | E | 9 | 16 | A | 7 | 10 | A | 7 | 68 | A | 7 | 1005 | A | 7 | 120 | A | 7 | 2.6 | A | 7 | 16100 | B | 7 | 77777 | A | 7 | 1.6 | E | 8 | 0.169 | F | 8 | 0.16 | F | 8 | 0 | 1 | D | 9 | 0 | C | 8
[26 empty] | 3677500% | 21:00 | 0 | 0 | 0 | 2 | 0 | 0 | 2 | 0 | 0 | 2 | 0 | 0 | 2 | 0 | 0 | 2 | 0 | 0 | 2 | 0 | 0 | 2 | 0 | 0 | E | 9 | 0 | E | 9 | 15 | A | 7 | 10 | A | 7 | 72 | A | 7 | 1005 | A | 7 | 140 | A | 7 | 2.6 | A | 7 | 16100 | B | 7 | 77777 | A | 7 | 1.6 | E | 8 | 0.169 | F | 8 | 0.16 | F | 8 | 0 | 1 | D | 9 | 0 | C | 8
[26 empty] | 3677500% | 22:00 | 0 | 0 | 0 | 2 | 0 | 0 | 2 | 0 | 0 | 2 | 0 | 0 | 2 | 0 | 0 | 2 | 0 | 0 | 2 | 0 | 0 | 2 | 0 | 0 | E | 9 | 0 | E | 9 | 14 | A | 7 | 9 | A | 7 | 72 | A | 7 | 1004 | A | 7 | 140 | A | 7 | 2.1 | A | 7 | 16100 | B | 7 | 77777 | A | 7 | 1.5 | E | 8 | 0.169 | F | 8 | 0.16 | F | 8 | 0 | 1 | D | 9 | 0 | C | 8
[26 empty] | 3677500% | 23:00 | 0 | 0 | 0 | 2 | 0 | 0 | 2 | 0 | 0 | 2 | 0 | 0 | 2 | 0 | 0 | 2 | 0 | 0 | 2 | 0 | 0 | 2 | 0 | 0 | E | 9 | 0 | A | 7 | 13 | A | 7 | 9 | A | 7 | 77 | A | 7 | 1004 | A | 7 | 150 | A | 7 | 2.6 | A | 7 | 16100 | B | 7 | 77777 | A | 7 | 1.5 | E | 8 | 0.169 | F | 8 | 0.16 | F | 8 | 0 | 1 | D | 9 | 0 | C | 8
[26 empty] | 3677500% | 24:00 | 0 | 0 | 0 | 2 | 0 | 0 | 2 | 0 | 0 | 2 | 0 | 0 | 2 | 0 | 0 | 2 | 0 | 0 | 2 | 0 | 0 | 2 | 0 | 0 | E | 9 | 0 | A | 7 | 13 | A | 7 | 9 | A | 7 | 77 | A | 7 | 1004 | A | 7 | 110 | A | 7 | 1.5 | A | 7 | 16100 | B | 7 | 77777 | A | 7 | 1.5 | E | 8 | 0.169 | F | 8 | 0.16 | F | 8 | 0 | 1 | D | 9 | 0 | C | 8
[26 empty] | 3677600% | 1:00 | 0 | 0 | 0 | 2 | 0 | 0 | 2 | 0 | 0 | 2 | 0 | 0 | 2 | 0 | 0 | 2 | 0 | 0 | 2 | 0 | 0 | 2 | 0 | 9 | E | 9 | 9 | A | 7 | 12 | A | 7 | 9 | A | 7 | 82 | A | 7 | 1004 | A | 7 | 70 | A | 7 | 1.5 | A | 7 | 16100 | B | 7 | 1080 | A | 7 | 1.4 | E | 8 | 0.168 | F | 8 | 0.16 | F | 8 | 0 | 1 | D | 9 | 0 | C | 8
[26 empty] | 3677600% | 2:00 | 0 | 0 | 0 | 2 | 0 | 0 | 2 | 0 | 0 | 2 | 0 | 0 | 2 | 0 | 0 | 2 | 0 | 0 | 2 | 0 | 0 | 2 | 0 | 10 | E | 9 | 10 | E | 9 | 12 | A | 7 | 9 | A | 7 | 82 | A | 7 | 1004 | A | 7 | 70 | A | 7 | 3.1 | A | 7 | 16100 | B | 7 | 1080 | A | 7 | 1.5 | E | 8 | 0.168 | F | 8 | 0.16 | F | 8 | 0 | 1 | D | 9 | 0 | C | 8
[26 empty] | 3677600% | 3:00 | 0 | 0 | 0 | 2 | 0 | 0 | 2 | 0 | 0 | 2 | 0 | 0 | 2 | 0 | 0 | 2 | 0 | 0 | 2 | 0 | 0 | 2 | 0 | 4 | E | 9 | 4 | E | 9 | 12 | A | 7 | 9 | A | 7 | 82 | A | 7 | 1003 | A | 7 | 110 | A | 7 | 2.6 | A | 7 | 16100 | B | 7 | 77777 | A | 7 | 1.5 | E | 8 | 0.168 | F | 8 | 0.16 | F | 8 | 0 | 1 | D | 9 | 0 | C | 8
[26 empty] | 3677600% | 4:00 | 0 | 0 | 0 | 2 | 0 | 0 | 2 | 0 | 0 | 2 | 0 | 0 | 2 | 0 | 0 | 2 | 0 | 0 | 2 | 0 | 0 | 2 | 0 | 0 | E | 9 | 0 | E | 9 | 12 | A | 7 | 9 | A | 7 | 82 | A | 7 | 1003 | A | 7 | 0 | A | 7 | 0 | A | 7 | 16100 | B | 7 | 77777 | A | 7 | 1.5 | E | 8 | 0.168 | F | 8 | 0.16 | F | 8 | 0 | 1 | D | 9 | 0 | C | 8
[26 empty] | 3677600% | 5:00 | 0 | 0 | 0 | 2 | 0 | 0 | 2 | 0 | 0 | 2 | 0 | 0 | 2 | 0 | 0 | 2 | 0 | 0 | 2 | 0 | 0 | 2 | 0 | 0 | E | 9 | 0 | E | 9 | 11 | A | 7 | 9 | A | 7 | 87 | A | 7 | 1003 | A | 7 | 70 | A | 7 | 1.5 | A | 7 | 16100 | B | 7 | 77777 | A | 7 | 1.5 | E | 8 | 0.168 | F | 8 | 0.16 | F | 8 | 0 | 1 | D | 9 | 0 | C | 8
[26 empty] | 3677600% | 6:00 | 6 | 303 | 0 | 2 | 8 | 0 | 2 | 15 | 0 | 2 | 8 | 0 | 2 | 8 | 0 | 2 | 15 | 0 | 2 | 8 | 0 | 2 | 19 | 0 | E | 9 | 0 | E | 9 | 11 | A | 7 | 9 | A | 7 | 87 | A | 7 | 1003 | A | 7 | 90 | A | 7 | 3.1 | A | 7 | 16100 | B | 7 | 77777 | A | 7 | 1.5 | E | 8 | 0.168 | F | 8 | 0.16 | F | 8 | 0 | 1 | D | 9 | 0 | C | 8
[26 empty] | 3677600% | 7:00 | 185 | 1346 | 87 | 2 | 8 | 160 | 2 | 15 | 65 | 2 | 8 | 90 | 2 | 8 | 95 | 2 | 15 | 77 | 2 | 8 | 129 | 2 | 19 | 0 | E | 9 | 0 | E | 9 | 12 | A | 7 | 9 | A | 7 | 82 | A | 7 | 1004 | A | 7 | 110 | A | 7 | 1.5 | A | 7 | 16100 | B | 7 | 77777 | A | 7 | 1.6 | E | 8 | 0.168 | F | 8 | 0.16 | F | 8 | 0 | 1 | D | 9 | 0 | C | 8
[26 empty] | 3677600% | 8:00 | 445 | 1346 | 269 | 2 | 8 | 506 | 2 | 15 | 101 | 2 | 8 | 284 | 2 | 8 | 462 | 2 | 15 | 131 | 2 | 8 | 189 | 2 | 19 | 0 | E | 9 | 0 | E | 9 | 14 | A | 7 | 10 | A | 7 | 77 | A | 7 | 1004 | A | 7 | 0 | A | 7 | 0 | A | 7 | 16100 | B | 7 | 77777 | A | 7 | 1.6 | E | 8 | 0.168 | F | 8 | 0.16 | F | 8 | 0 | 1 | D | 9 | 0 | C | 8
[26 empty] | 3677600% | 9:00 | 682 | 1346 | 456 | 2 | 8 | 659 | 2 | 15 | 122 | 2 | 8 | 478 | 2 | 8 | 650 | 2 | 15 | 148 | 2 | 8 | 260 | 2 | 19 | 4 | E | 9 | 4 | E | 9 | 16 | A | 7 | 9 | A | 7 | 63 | A | 7 | 1004 | A | 7 | 200 | A | 7 | 4.1 | A | 7 | 16100 | B | 7 | 77777 | A | 7 | 1.6 | E | 8 | 0.168 | F | 8 | 0.16 | F | 8 | 0 | 1 | D | 9 | 0 | C | 8
[26 empty] | 3677600% | 10:00 | 878 | 1346 | 576 | 2 | 8 | 565 | 2 | 15 | 207 | 2 | 8 | 619 | 2 | 8 | 584 | 2 | 15 | 237 | 2 | 8 | 527 | 2 | 19 | 0 | E | 9 | 0 | E | 9 | 17 | A | 7 | 9 | A | 7 | 59 | A | 7 | 1004 | A | 7 | 180 | A | 7 | 4.1 | A | 7 | 16100 | B | 7 | 77777 | A | 7 | 1.6 | E | 8 | 0.168 | F | 8 | 0.16 | F | 8 | 0 | 1 | D | 9 | 0 | C | 8
[26 empty] | 3677600% | 11:00 | 1021 | 1346 | 709 | 2 | 8 | 646 | 2 | 15 | 218 | 2 | 8 | 743 | 2 | 8 | 652 | 2 | 15 | 247 | 2 | 8 | 683 | 2 | 19 | 0 | E | 9 | 0 | E | 9 | 18 | A | 7 | 9 | A | 7 | 56 | A | 7 | 1004 | A | 7 | 200 | A | 7 | 3.6 | A | 7 | 16100 | B | 7 | 77777 | A | 7 | 1.7 | E | 8 | 0.168 | F | 8 | 0.16 | F | 8 | 0 | 1 | D | 9 | 0 | C | 8
[26 empty] | 3677600% | 12:00 | 1100 | 1346 | 810 | 2 | 8 | 806 | 2 | 15 | 150 | 2 | 8 | 855 | 2 | 8 | 813 | 2 | 15 | 189 | 2 | 8 | 531 | 2 | 19 | 0 | E | 9 | 0 | E | 9 | 19 | A | 7 | 9 | A | 7 | 52 | A | 7 | 1003 | A | 7 | 0 | A | 7 | 0 | A | 7 | 16100 | B | 7 | 77777 | A | 7 | 1.7 | E | 8 | 0.168 | F | 8 | 0.16 | F | 8 | 0 | 1 | D | 9 | 0 | C | 8
[26 empty] | 3677600% | 13:00 | 1110 | 1346 | 818 | 2 | 8 | 791 | 2 | 15 | 164 | 2 | 8 | 856 | 2 | 8 | 795 | 2 | 15 | 199 | 2 | 8 | 583 | 2 | 19 | 0 | E | 9 | 0 | E | 9 | 20 | A | 7 | 10 | A | 7 | 53 | A | 7 | 1002 | A | 7 | 170 | A | 7 | 3.6 | A | 7 | 16100 | B | 7 | 77777 | A | 7 | 1.7 | E | 8 | 0.168 | F | 8 | 0.16 | F | 8 | 0 | 1 | D | 9 | 0 | C | 8
[26 empty] | 3677600% | 14:00 | 1050 | 1346 | 767 | 2 | 8 | 783 | 2 | 15 | 155 | 2 | 8 | 801 | 2 | 8 | 786 | 2 | 15 | 187 | 2 | 8 | 479 | 2 | 19 | 0 | E | 9 | 0 | E | 9 | 21 | A | 7 | 10 | A | 7 | 49 | A | 7 | 1002 | A | 7 | 180 | A | 7 | 3.1 | A | 7 | 16100 | B | 7 | 77777 | A | 7 | 1.7 | E | 8 | 0.168 | F | 8 | 0.16 | F | 8 | 0 | 1 | D | 9 | 0 | C | 8
[26 empty] | 3677600% | 15:00 | 925 | 1346 | 652 | 2 | 8 | 749 | 2 | 15 | 136 | 2 | 8 | 678 | 2 | 8 | 748 | 2 | 15 | 163 | 2 | 8 | 340 | 2 | 19 | 0 | E | 9 | 0 | E | 9 | 21 | A | 7 | 11 | A | 7 | 53 | A | 7 | 1001 | A | 7 | 160 | A | 7 | 4.1 | A | 7 | 16100 | B | 7 | 77777 | A | 7 | 1.7 | E | 8 | 0.168 | F | 8 | 0.16 | F | 8 | 0 | 1 | D | 9 | 0 | C | 8
[26 empty] | 3677600% | 16:00 | 742 | 1346 | 502 | 2 | 8 | 701 | 2 | 15 | 115 | 2 | 8 | 533 | 2 | 8 | 703 | 2 | 15 | 144 | 2 | 8 | 262 | 2 | 19 | 0 | E | 9 | 0 | E | 9 | 22 | A | 7 | 11 | A | 7 | 50 | A | 7 | 1000 | A | 7 | 160 | A | 7 | 4.1 | A | 7 | 16100 | B | 7 | 77777 | A | 7 | 1.7 | E | 8 | 0.168 | F | 8 | 0.16 | F | 8 | 0 | 1 | D | 9 | 0 | C | 8
[26 empty] | 3677600% | 17:00 | 515 | 1346 | 315 | 2 | 8 | 594 | 2 | 15 | 87 | 2 | 8 | 329 | 2 | 8 | 559 | 2 | 15 | 114 | 2 | 8 | 171 | 2 | 19 | 0 | E | 9 | 0 | E | 9 | 22 | A | 7 | 11 | A | 7 | 50 | A | 7 | 1000 | A | 7 | 180 | A | 7 | 4.1 | A | 7 | 16100 | B | 7 | 77777 | A | 7 | 1.7 | E | 8 | 0.168 | F | 8 | 0.16 | F | 8 | 0 | 1 | D | 9 | 0 | C | 8
[26 empty] | 3677600% | 18:00 | 260 | 1346 | 124 | 2 | 8 | 379 | 2 | 15 | 50 | 2 | 8 | 126 | 2 | 8 | 285 | 2 | 15 | 71 | 2 | 8 | 90 | 2 | 19 | 0 | E | 9 | 0 | E | 9 | 21 | A | 7 | 12 | A | 7 | 56 | A | 7 | 999 | A | 7 | 170 | A | 7 | 4.1 | A | 7 | 16100 | B | 7 | 77777 | A | 7 | 1.7 | E | 8 | 0.168 | F | 8 | 0.16 | F | 8 | 0 | 1 | D | 9 | 0 | C | 8
[26 empty] | 3677600% | 19:00 | 32 | 684 | 0 | 2 | 8 | 0 | 2 | 15 | 0 | 2 | 8 | 0 | 2 | 8 | 0 | 2 | 15 | 0 | 2 | 8 | 0 | 2 | 19 | 0 | E | 9 | 0 | A | 7 | 19 | A | 7 | 12 | A | 7 | 64 | A | 7 | 999 | A | 7 | 140 | A | 7 | 2.1 | A | 7 | 16100 | B | 7 | 77777 | A | 7 | 1.7 | E | 8 | 0.168 | F | 8 | 0.16 | F | 8 | 0 | 1 | D | 9 | 0 | C | 8
[26 empty] | 3677600% | 20:00 | 0 | 0 | 0 | 2 | 0 | 0 | 2 | 0 | 0 | 2 | 0 | 0 | 2 | 0 | 0 | 2 | 0 | 0 | 2 | 0 | 0 | 2 | 0 | 0 | E | 9 | 0 | E | 9 | 18 | A | 7 | 12 | A | 7 | 68 | A | 7 | 999 | A | 7 | 140 | A | 7 | 1.5 | A | 7 | 16100 | B | 7 | 77777 | A | 7 | 1.7 | E | 8 | 0.168 | F | 8 | 0.16 | F | 8 | 0 | 1 | D | 9 | 0 | C | 8
[26 empty] | 3677600% | 21:00 | 0 | 0 | 0 | 2 | 0 | 0 | 2 | 0 | 0 | 2 | 0 | 0 | 2 | 0 | 0 | 2 | 0 | 0 | 2 | 0 | 0 | 2 | 0 | 0 | E | 9 | 0 | E | 9 | 17 | A | 7 | 12 | A | 7 | 72 | A | 7 | 999 | A | 7 | 140 | A | 7 | 2.6 | A | 7 | 16100 | B | 7 | 77777 | A | 7 | 1.7 | E | 8 | 0.168 | F | 8 | 0.16 | F | 8 | 0 | 1 | D | 9 | 0 | C | 8
[26 empty] | 3677600% | 22:00 | 0 | 0 | 0 | 2 | 0 | 0 | 2 | 0 | 0 | 2 | 0 | 0 | 2 | 0 | 0 | 2 | 0 | 0 | 2 | 0 | 0 | 2 | 0 | 0 | E | 9 | 0 | E | 9 | 16 | A | 7 | 12 | A | 7 | 77 | A | 7 | 998 | A | 7 | 140 | A | 7 | 3.6 | A | 7 | 16100 | B | 7 | 77777 | A | 7 | 1.7 | E | 8 | 0.168 | F | 8 | 0.16 | F | 8 | 0 | 1 | D | 9 | 0 | C | 8
[26 empty] | 3677600% | 23:00 | 0 | 0 | 0 | 2 | 0 | 0 | 2 | 0 | 0 | 2 | 0 | 0 | 2 | 0 | 0 | 2 | 0 | 0 | 2 | 0 | 0 | 2 | 0 | 0 | E | 9 | 0 | A | 7 | 15 | A | 7 | 12 | A | 7 | 82 | A | 7 | 998 | A | 7 | 160 | A | 7 | 2.6 | A | 7 | 16100 | B | 7 | 77777 | A | 7 | 1.8 | E | 8 | 0.168 | F | 8 | 0.16 | F | 8 | 0 | 1 | D | 9 | 0 | C | 8
[26 empty] | 3677600% | 24:00 | 0 | 0 | 0 | 2 | 0 | 0 | 2 | 0 | 0 | 2 | 0 | 0 | 2 | 0 | 0 | 2 | 0 | 0 | 2 | 0 | 0 | 2 | 0 | 0 | E | 9 | 0 | A | 7 | 15 | A | 7 | 11 | A | 7 | 77 | A | 7 | 998 | A | 7 | 150 | A | 7 | 1.5 | A | 7 | 16100 | B | 7 | 77777 | A | 7 | 1.8 | E | 8 | 0.168 | F | 8 | 0.16 | F | 8 | 0 | 1 | D | 9 | 0 | C | 8
[26 empty] | 3677700% | 1:00 | 0 | 0 | 0 | 2 | 0 | 0 | 2 | 0 | 0 | 2 | 0 | 0 | 2 | 0 | 0 | 2 | 0 | 0 | 2 | 0 | 0 | 2 | 0 | 0 | E | 9 | 0 | A | 7 | 14 | A | 7 | 11 | A | 7 | 82 | A | 7 | 998 | A | 7 | 180 | A | 7 | 2.6 | A | 7 | 16100 | B | 7 | 77777 | A | 7 | 1.8 | E | 8 | 0.166 | F | 8 | 0.16 | F | 8 | 0 | 1 | D | 9 | 0 | C | 8
[26 empty] | 3677700% | 2:00 | 0 | 0 | 0 | 2 | 0 | 0 | 2 | 0 | 0 | 2 | 0 | 0 | 2 | 0 | 0 | 2 | 0 | 0 | 2 | 0 | 0 | 2 | 0 | 0 | E | 9 | 0 | E | 9 | 14 | A | 7 | 12 | A | 7 | 88 | A | 7 | 997 | A | 7 | 180 | A | 7 | 1.5 | A | 7 | 16100 | B | 7 | 77777 | A | 7 | 1.8 | E | 8 | 0.166 | F | 8 | 0.16 | F | 8 | 0 | 1 | D | 9 | 0 | C | 8
[26 empty] | 3677700% | 3:00 | 0 | 0 | 0 | 2 | 0 | 0 | 2 | 0 | 0 | 2 | 0 | 0 | 2 | 0 | 0 | 2 | 0 | 0 | 2 | 0 | 0 | 2 | 0 | 0 | E | 9 | 0 | E | 9 | 14 | A | 7 | 12 | A | 7 | 88 | A | 7 | 997 | A | 7 | 0 | A | 7 | 0 | A | 7 | 16100 | B | 7 | 77777 | A | 7 | 1.9 | E | 8 | 0.166 | F | 8 | 0.16 | F | 8 | 0 | 1 | D | 9 | 0 | C | 8
[26 empty] | 3677700% | 4:00 | 0 | 0 | 0 | 2 | 0 | 0 | 2 | 0 | 0 | 2 | 0 | 0 | 2 | 0 | 0 | 2 | 0 | 0 | 2 | 0 | 0 | 2 | 0 | 0 | E | 9 | 0 | E | 9 | 13 | A | 7 | 12 | A | 7 | 94 | A | 7 | 997 | A | 7 | 170 | A | 7 | 1.5 | A | 7 | 16100 | B | 7 | 77777 | A | 7 | 2 | E | 8 | 0.166 | F | 8 | 0.16 | F | 8 | 0 | 1 | D | 9 | 0 | C | 8
[26 empty] | 3677700% | 5:00 | 0 | 0 | 0 | 2 | 0 | 0 | 2 | 0 | 0 | 2 | 0 | 0 | 2 | 0 | 0 | 2 | 0 | 0 | 2 | 0 | 0 | 2 | 0 | 0 | E | 9 | 0 | E | 9 | 13 | A | 7 | 12 | A | 7 | 94 | A | 7 | 997 | A | 7 | 160 | A | 7 | 1.5 | A | 7 | 16100 | B | 7 | 77777 | A | 7 | 2.1 | E | 8 | 0.166 | F | 8 | 0.16 | F | 8 | 0 | 1 | D | 9 | 0 | C | 8
[26 empty] | 3677700% | 6:00 | 5 | 281 | 0 | 2 | 8 | 0 | 2 | 15 | 0 | 2 | 8 | 0 | 2 | 8 | 0 | 2 | 15 | 0 | 2 | 8 | 0 | 2 | 19 | 4 | E | 9 | 2 | E | 9 | 13 | A | 7 | 11 | A | 7 | 88 | A | 7 | 998 | A | 7 | 0 | A | 7 | 0 | A | 7 | 12900 | B | 7 | 77777 | A | 7 | 2.2 | E | 8 | 0.166 | F | 8 | 0.16 | F | 8 | 0 | 1 | D | 9 | 0 | C | 8
[26 empty] | 3677700% | 7:00 | 182 | 1347 | 51 | 2 | 8 | 0 | 2 | 15 | 51 | 2 | 8 | 56 | 2 | 8 | 0 | 2 | 15 | 56 | 2 | 8 | 163 | 2 | 19 | 5 | E | 9 | 2 | E | 9 | 13 | A | 7 | 12 | A | 7 | 94 | A | 7 | 998 | A | 7 | 160 | A | 7 | 2.1 | A | 7 | 11300 | B | 7 | 77777 | A | 7 | 2.3 | E | 8 | 0.166 | F | 8 | 0.16 | F | 8 | 0 | 1 | D | 9 | 0 | C | 8
[26 empty] | 3677700% | 8:00 | 441 | 1347 | 225 | 2 | 8 | 256 | 2 | 15 | 141 | 2 | 8 | 237 | 2 | 8 | 238 | 2 | 15 | 159 | 2 | 8 | 292 | 2 | 19 | 3 | E | 9 | 2 | E | 9 | 16 | A | 7 | 13 | A | 7 | 82 | A | 7 | 998 | A | 7 | 210 | A | 7 | 1.5 | A | 7 | 16100 | B | 7 | 77777 | A | 7 | 2.4 | E | 8 | 0.166 | F | 8 | 0.16 | F | 8 | 0 | 1 | D | 9 | 0 | C | 8
[26 empty] | 3677700% | 9:00 | 678 | 1347 | 423 | 2 | 8 | 462 | 2 | 15 | 190 | 2 | 8 | 442 | 2 | 8 | 462 | 2 | 15 | 209 | 2 | 8 | 407 | 2 | 19 | 6 | E | 9 | 2 | E | 9 | 17 | A | 7 | 13 | A | 7 | 77 | A | 7 | 998 | A | 7 | 170 | A | 7 | 2.6 | A | 7 | 16100 | B | 7 | 77777 | A | 7 | 2.4 | E | 8 | 0.166 | F | 8 | 0.16 | F | 8 | 0 | 1 | D | 9 | 0 | C | 8
[26 empty] | 3677700% | 10:00 | 874 | 1347 | 493 | 2 | 8 | 292 | 2 | 15 | 303 | 2 | 8 | 528 | 2 | 8 | 312 | 2 | 15 | 325 | 2 | 8 | 820 | 2 | 19 | 6 | E | 9 | 4 | E | 9 | 19 | A | 7 | 14 | A | 7 | 73 | A | 7 | 998 | A | 7 | 220 | A | 7 | 1.5 | A | 7 | 16100 | B | 7 | 77777 | A | 7 | 2.5 | E | 8 | 0.166 | F | 8 | 0.16 | F | 8 | 0 | 1 | D | 9 | 0 | C | 8
[26 empty] | 3677700% | 11:00 | 1017 | 1347 | 286 | 2 | 8 | 24 | 2 | 15 | 268 | 2 | 8 | 316 | 2 | 8 | 24 | 2 | 15 | 298 | 2 | 8 | 1049 | 2 | 19 | 7 | E | 9 | 5 | E | 9 | 19 | A | 7 | 14 | A | 7 | 73 | A | 7 | 998 | A | 7 | 210 | B | 8 | 1.8 | B | 8 | 16100 | B | 7 | 77777 | A | 7 | 2.6 | E | 8 | 0.166 | F | 8 | 0.16 | F | 8 | 0 | 1 | D | 9 | 0 | C | 8
[26 empty] | 3677700% | 12:00 | 1096 | 1347 | 518 | 2 | 8 | 162 | 2 | 15 | 385 | 2 | 8 | 567 | 2 | 8 | 172 | 2 | 15 | 427 | 2 | 8 | 1425 | 2 | 19 | 9 | E | 9 | 7 | E | 9 | 21 | A | 7 | 14 | A | 7 | 64 | A | 7 | 997 | A | 7 | 190 | A | 7 | 2.1 | A | 7 | 16100 | B | 7 | 77777 | A | 7 | 2.7 | E | 8 | 0.166 | F | 8 | 0.16 | F | 8 | 0 | 1 | D | 9 | 0 | C | 8
[26 empty] | 3677700% | 13:00 | 1105 | 1347 | 561 | 2 | 8 | 210 | 2 | 15 | 389 | 2 | 8 | 616 | 2 | 8 | 223 | 2 | 15 | 433 | 2 | 8 | 1463 | 2 | 19 | 8 | E | 9 | 7 | E | 9 | 22 | A | 7 | 14 | A | 7 | 60 | A | 7 | 997 | A | 7 | 180 | A | 7 | 2.6 | A | 7 | 16100 | B | 7 | 77777 | A | 7 | 2.8 | E | 8 | 0.166 | F | 8 | 0.16 | F | 8 | 0 | 1 | D | 9 | 0 | C | 8
[26 empty] | 3677700% | 14:00 | 1045 | 1347 | 462 | 2 | 8 | 137 | 2 | 15 | 356 | 2 | 8 | 508 | 2 | 8 | 146 | 2 | 15 | 394 | 2 | 8 | 1219 | 2 | 19 | 8 | E | 9 | 7 | E | 9 | 22 | A | 7 | 15 | A | 7 | 64 | A | 7 | 997 | A | 7 | 220 | A | 7 | 2.1 | A | 7 | 16100 | B | 7 | 77777 | A | 7 | 2.8 | E | 8 | 0.166 | F | 8 | 0.16 | F | 8 | 0 | 1 | D | 9 | 0 | C | 8
[26 empty] | 3677700% | 15:00 | 919 | 1347 | 189 | 2 | 8 | 12 | 2 | 15 | 180 | 2 | 8 | 225 | 2 | 8 | 9 | 2 | 15 | 219 | 2 | 8 | 861 | 2 | 19 | 8 | E | 9 | 6 | E | 9 | 22 | A | 7 | 17 | A | 7 | 73 | A | 7 | 996 | A | 7 | 0 | A | 7 | 0 | A | 7 | 16100 | B | 7 | 77777 | A | 7 | 2.8 | E | 8 | 0.166 | F | 8 | 0.16 | F | 8 | 0 | 1 | D | 9 | 61 | C | 8
[26 empty] | 3677700% | 16:00 | 736 | 1347 | 226 | 2 | 8 | 24 | 2 | 15 | 213 | 2 | 8 | 259 | 2 | 8 | 20 | 2 | 15 | 248 | 2 | 8 | 874 | 2 | 19 | 9 | E | 9 | 8 | E | 9 | 23 | A | 7 | 16 | A | 7 | 65 | A | 7 | 996 | A | 7 | 0 | A | 7 | 0 | A | 7 | 16100 | B | 7 | 77777 | A | 7 | 2.7 | E | 8 | 0.166 | F | 8 | 0.16 | F | 8 | 0 | 1 | D | 9 | 0 | C | 8
[26 empty] | 3677700% | 17:00 | 509 | 1347 | 129 | 2 | 8 | 0 | 2 | 15 | 129 | 2 | 8 | 147 | 2 | 8 | 0 | 2 | 15 | 147 | 2 | 8 | 501 | 2 | 19 | 6 | E | 9 | 5 | E | 9 | 23 | A | 7 | 16 | A | 7 | 65 | A | 7 | 995 | A | 7 | 200 | A | 7 | 3.1 | A | 7 | 16100 | B | 7 | 77777 | A | 7 | 2.7 | E | 8 | 0.166 | F | 8 | 0.16 | F | 8 | 0 | 1 | D | 9 | 0 | C | 8
[26 empty] | 3677700% | 18:00 | 253 | 1347 | 42 | 2 | 8 | 0 | 2 | 15 | 42 | 2 | 8 | 49 | 2 | 8 | 0 | 2 | 15 | 49 | 2 | 8 | 160 | 2 | 19 | 7 | E | 9 | 6 | E | 9 | 22 | A | 7 | 16 | A | 7 | 69 | A | 7 | 996 | A | 7 | 180 | A | 7 | 2.1 | A | 7 | 16100 | B | 7 | 77777 | A | 7 | 2.7 | E | 8 | 0.166 | F | 8 | 0.16 | F | 8 | 0 | 1 | D | 9 | 0 | C | 8
[26 empty] | 3677700% | 19:00 | 28 | 640 | 0 | 2 | 8 | 0 | 2 | 15 | 0 | 2 | 8 | 0 | 2 | 8 | 0 | 2 | 15 | 0 | 2 | 8 | 0 | 2 | 19 | 0 | E | 9 | 0 | A | 7 | 22 | A | 7 | 17 | A | 7 | 73 | A | 7 | 996 | A | 7 | 190 | A | 7 | 1.5 | A | 7 | 16100 | B | 7 | 77777 | A | 7 | 2.7 | E | 8 | 0.166 | F | 8 | 0.16 | F | 8 | 0 | 1 | D | 9 | 0 | C | 8
[26 empty] | 3677700% | 20:00 | 0 | 0 | 0 | 2 | 0 | 0 | 2 | 0 | 0 | 2 | 0 | 0 | 2 | 0 | 0 | 2 | 0 | 0 | 2 | 0 | 0 | 2 | 0 | 4 | E | 9 | 3 | E | 9 | 21 | A | 7 | 17 | A | 7 | 78 | A | 7 | 996 | A | 7 | 140 | A | 7 | 1.5 | A | 7 | 16100 | B | 7 | 77777 | A | 7 | 2.7 | E | 8 | 0.166 | F | 8 | 0.16 | F | 8 | 0 | 1 | D | 9 | 0 | C | 8
[26 empty] | 3677700% | 21:00 | 0 | 0 | 0 | 2 | 0 | 0 | 2 | 0 | 0 | 2 | 0 | 0 | 2 | 0 | 0 | 2 | 0 | 0 | 2 | 0 | 0 | 2 | 0 | 3 | E | 9 | 2 | E | 9 | 20 | A | 7 | 17 | A | 7 | 83 | A | 7 | 996 | A | 7 | 130 | A | 7 | 1.5 | A | 7 | 16100 | B | 7 | 77777 | A | 7 | 2.7 | E | 8 | 0.166 | F | 8 | 0.16 | F | 8 | 0 | 1 | D | 9 | 0 | C | 8
[26 empty] | 3677700% | 22:00 | 0 | 0 | 0 | 2 | 0 | 0 | 2 | 0 | 0 | 2 | 0 | 0 | 2 | 0 | 0 | 2 | 0 | 0 | 2 | 0 | 0 | 2 | 0 | 5 | E | 9 | 4 | E | 9 | 20 | A | 7 | 17 | A | 7 | 83 | A | 7 | 996 | A | 7 | 0 | A | 7 | 0 | A | 7 | 16100 | B | 7 | 77777 | A | 7 | 2.7 | E | 8 | 0.166 | F | 8 | 0.16 | F | 8 | 0 | 1 | D | 9 | 0 | C | 8
[26 empty] | 3677700% | 23:00 | 0 | 0 | 0 | 2 | 0 | 0 | 2 | 0 | 0 | 2 | 0 | 0 | 2 | 0 | 0 | 2 | 0 | 0 | 2 | 0 | 0 | 2 | 0 | 9 | E | 9 | 9 | A | 7 | 19 | A | 7 | 17 | A | 7 | 88 | A | 7 | 996 | A | 7 | 80 | A | 7 | 1.5 | A | 7 | 16100 | B | 7 | 2400 | A | 7 | 2.7 | E | 8 | 0.166 | F | 8 | 0.16 | F | 8 | 0 | 1 | D | 9 | 0 | C | 8
[26 empty] | 3677700% | 24:00 | 0 | 0 | 0 | 2 | 0 | 0 | 2 | 0 | 0 | 2 | 0 | 0 | 2 | 0 | 0 | 2 | 0 | 0 | 2 | 0 | 0 | 2 | 0 | 0 | E | 9 | 0 | A | 7 | 19 | A | 7 | 17 | A | 7 | 88 | A | 7 | 995 | A | 7 | 0 | A | 7 | 0 | A | 7 | 16100 | B | 7 | 77777 | A | 7 | 2.6 | E | 8 | 0.166 | F | 8 | 0.16 | F | 8 | 0 | 1 | D | 9 | 0 | C | 8
[26 empty] | 3677800% | 1:00 | 0 | 0 | 0 | 2 | 0 | 0 | 2 | 0 | 0 | 2 | 0 | 0 | 2 | 0 | 0 | 2 | 0 | 0 | 2 | 0 | 0 | 2 | 0 | 3 | E | 9 | 3 | A | 7 | 19 | A | 7 | 17 | A | 7 | 88 | A | 7 | 995 | A | 7 | 70 | A | 7 | 1.5 | A | 7 | 14500 | B | 7 | 77777 | A | 7 | 2.6 | E | 8 | 0.165 | F | 8 | 0.16 | F | 8 | 0 | 1 | D | 9 | 0 | C | 8
[26 empty] | 3677800% | 2:00 | 0 | 0 | 0 | 2 | 0 | 0 | 2 | 0 | 0 | 2 | 0 | 0 | 2 | 0 | 0 | 2 | 0 | 0 | 2 | 0 | 0 | 2 | 0 | 0 | E | 9 | 0 | A | 7 | 19 | A | 7 | 17 | A | 7 | 88 | A | 7 | 995 | A | 7 | 0 | A | 7 | 0 | A | 7 | 16100 | B | 7 | 77777 | A | 7 | 2.7 | E | 8 | 0.165 | F | 8 | 0.16 | F | 8 | 0 | 1 | D | 9 | 0 | C | 8
[26 empty] | 3677800% | 3:00 | 0 | 0 | 0 | 2 | 0 | 0 | 2 | 0 | 0 | 2 | 0 | 0 | 2 | 0 | 0 | 2 | 0 | 0 | 2 | 0 | 0 | 2 | 0 | 9 | E | 9 | 9 | A | 7 | 19 | A | 7 | 17 | A | 7 | 88 | A | 7 | 995 | A | 7 | 0 | A | 7 | 0 | A | 7 | 16100 | B | 7 | 3000 | A | 7 | 2.8 | E | 8 | 0.165 | F | 8 | 0.16 | F | 8 | 0 | 1 | D | 9 | 0 | C | 8
[26 empty] | 3677800% | 4:00 | 0 | 0 | 0 | 2 | 0 | 0 | 2 | 0 | 0 | 2 | 0 | 0 | 2 | 0 | 0 | 2 | 0 | 0 | 2 | 0 | 0 | 2 | 0 | 10 | E | 9 | 10 | A | 7 | 18 | A | 7 | 17 | A | 7 | 94 | A | 7 | 995 | A | 7 | 100 | A | 7 | 1.5 | A | 7 | 16100 | B | 7 | 2700 | A | 7 | 2.8 | E | 8 | 0.165 | F | 8 | 0.16 | F | 8 | 0 | 1 | D | 9 | 0 | C | 8
[26 empty] | 3677800% | 5:00 | 0 | 0 | 0 | 2 | 0 | 0 | 2 | 0 | 0 | 2 | 0 | 0 | 2 | 0 | 0 | 2 | 0 | 0 | 2 | 0 | 0 | 2 | 0 | 9 | E | 9 | 9 | A | 7 | 19 | A | 7 | 17 | A | 7 | 88 | A | 7 | 995 | A | 7 | 0 | A | 7 | 0 | A | 7 | 16100 | B | 7 | 3000 | A | 7 | 2.9 | E | 8 | 0.165 | F | 8 | 0.16 | F | 8 | 0 | 1 | D | 9 | 0 | C | 8
[26 empty] | 3677800% | 6:00 | 5 | 258 | 0 | 2 | 8 | 0 | 2 | 15 | 0 | 2 | 8 | 0 | 2 | 8 | 0 | 2 | 15 | 0 | 2 | 8 | 0 | 2 | 19 | 10 | E | 9 | 10 | E | 9 | 19 | A | 7 | 17 | A | 7 | 88 | A | 7 | 996 | A | 7 | 0 | A | 7 | 0 | A | 7 | 16100 | B | 7 | 3000 | A | 7 | 3 | E | 8 | 0.165 | F | 8 | 0.16 | F | 8 | 0 | 1 | D | 9 | 0 | C | 8
[26 empty] | 3677800% | 7:00 | 178 | 1348 | 52 | 2 | 8 | 0 | 2 | 15 | 52 | 2 | 8 | 57 | 2 | 8 | 0 | 2 | 15 | 57 | 2 | 8 | 164 | 2 | 19 | 10 | E | 9 | 10 | E | 9 | 19 | A | 7 | 17 | A | 7 | 88 | A | 7 | 996 | A | 7 | 0 | A | 7 | 0 | A | 7 | 12900 | B | 7 | 2700 | A | 7 | 3 | E | 8 | 0.165 | F | 8 | 0.16 | F | 8 | 0 | 1 | D | 9 | 0 | C | 8
[26 empty] | 3677800% | 8:00 | 438 | 1348 | 120 | 2 | 8 | 0 | 2 | 15 | 120 | 2 | 8 | 135 | 2 | 8 | 0 | 2 | 15 | 135 | 2 | 8 | 440 | 2 | 19 | 10 | E | 9 | 10 | E | 9 | 19 | A | 7 | 17 | A | 7 | 88 | A | 7 | 997 | A | 7 | 0 | A | 7 | 0 | A | 7 | 11300 | B | 7 | 3000 | A | 7 | 3.1 | E | 8 | 0.165 | F | 8 | 0.16 | F | 8 | 0 | 1 | D | 9 | 0 | C | 8
[26 empty] | 3677800% | 9:00 | 674 | 1348 | 229 | 2 | 8 | 43 | 2 | 15 | 207 | 2 | 8 | 251 | 2 | 8 | 43 | 2 | 15 | 230 | 2 | 8 | 623 | 2 | 19 | 8 | E | 9 | 8 | E | 9 | 21 | A | 7 | 18 | A | 7 | 83 | A | 7 | 997 | A | 7 | 0 | A | 7 | 0 | A | 7 | 12900 | B | 7 | 3000 | A | 7 | 3.2 | E | 8 | 0.165 | F | 8 | 0.16 | F | 8 | 0 | 1 | D | 9 | 0 | C | 8
[26 empty] | 3677800% | 10:00 | 871 | 1348 | 596 | 2 | 8 | 584 | 2 | 15 | 218 | 2 | 8 | 636 | 2 | 8 | 603 | 2 | 15 | 246 | 2 | 8 | 552 | 2 | 19 | 8 | E | 9 | 8 | E | 9 | 23 | A | 7 | 19 | A | 7 | 78 | A | 7 | 997 | A | 7 | 280 | A | 7 | 1.5 | A | 7 | 12900 | B | 7 | 3000 | A | 7 | 3.2 | E | 8 | 0.165 | F | 8 | 0.16 | F | 8 | 0 | 1 | D | 9 | 0 | C | 8
[26 empty] | 3677800% | 11:00 | 1013 | 1348 | 716 | 2 | 8 | 719 | 2 | 15 | 174 | 2 | 8 | 762 | 2 | 8 | 734 | 2 | 15 | 209 | 2 | 8 | 549 | 2 | 19 | 0 | E | 9 | 0 | E | 9 | 25 | A | 7 | 19 | A | 7 | 69 | A | 7 | 997 | A | 7 | 0 | A | 7 | 0 | A | 7 | 14500 | B | 7 | 77777 | A | 7 | 3.3 | E | 8 | 0.165 | F | 8 | 0.16 | F | 8 | 0 | 1 | D | 9 | 0 | C | 8
[26 empty] | 3677800% | 12:00 | 1091 | 1348 | 773 | 2 | 8 | 674 | 2 | 15 | 226 | 2 | 8 | 815 | 2 | 8 | 683 | 2 | 15 | 260 | 2 | 8 | 826 | 2 | 19 | 0 | E | 9 | 0 | E | 9 | 27 | A | 7 | 18 | A | 7 | 58 | A | 7 | 996 | A | 7 | 0 | B | 8 | 0 | B | 8 | 16100 | B | 7 | 77777 | A | 7 | 3.3 | E | 8 | 0.165 | F | 8 | 0.16 | F | 8 | 0 | 1 | D | 9 | 0 | C | 8
[26 empty] | 3677800% | 13:00 | 1101 | 1348 | 693 | 2 | 8 | 462 | 2 | 15 | 315 | 2 | 8 | 738 | 2 | 8 | 482 | 2 | 15 | 343 | 2 | 8 | 1211 | 2 | 19 | 3 | E | 9 | 3 | E | 9 | 28 | A | 7 | 19 | A | 7 | 58 | A | 7 | 996 | A | 7 | 0 | A | 7 | 0 | A | 7 | 16100 | B | 7 | 77777 | A | 7 | 3.4 | E | 8 | 0.165 | F | 8 | 0.16 | F | 8 | 0 | 1 | D | 9 | 0 | C | 8
[26 empty] | 3677800% | 14:00 | 1040 | 1348 | 533 | 2 | 8 | 227 | 2 | 15 | 357 | 2 | 8 | 584 | 2 | 8 | 241 | 2 | 15 | 398 | 2 | 8 | 1213 | 2 | 19 | 3 | E | 9 | 3 | E | 9 | 27 | A | 7 | 19 | A | 7 | 62 | A | 7 | 995 | A | 7 | 0 | A | 7 | 0 | A | 7 | 16100 | B | 7 | 77777 | A | 7 | 3.4 | E | 8 | 0.165 | F | 8 | 0.16 | F | 8 | 0 | 1 | D | 9 | 0 | C | 8
[26 empty] | 3677800% | 15:00 | 914 | 1348 | 354 | 2 | 8 | 77 | 2 | 15 | 302 | 2 | 8 | 390 | 2 | 8 | 79 | 2 | 15 | 337 | 2 | 8 | 1046 | 2 | 19 | 8 | E | 9 | 8 | E | 9 | 28 | A | 7 | 19 | A | 7 | 58 | A | 7 | 995 | A | 7 | 0 | B | 8 | 0 | B | 8 | 16100 | B | 7 | 1200 | A | 7 | 3.3 | E | 8 | 0.165 | F | 8 | 0.16 | F | 8 | 0 | 1 | D | 9 | 0 | C | 8
[26 empty] | 3677800% | 16:00 | 730 | 1348 | 402 | 2 | 8 | 330 | 2 | 15 | 223 | 2 | 8 | 432 | 2 | 8 | 346 | 2 | 15 | 243 | 2 | 8 | 523 | 2 | 19 | 8 | E | 9 | 8 | E | 9 | 28 | A | 7 | 19 | A | 7 | 58 | A | 7 | 995 | A | 7 | 0 | A | 7 | 0 | A | 7 | 16100 | B | 7 | 1200 | A | 7 | 3.2 | E | 8 | 0.165 | F | 8 | 0.16 | F | 8 | 0 | 1 | D | 9 | 0 | C | 8
[26 empty] | 3677800% | 17:00 | 502 | 1348 | 283 | 2 | 8 | 438 | 2 | 15 | 119 | 2 | 8 | 298 | 2 | 8 | 413 | 2 | 15 | 143 | 2 | 8 | 229 | 2 | 19 | 3 | E | 9 | 3 | E | 9 | 28 | A | 7 | 18 | A | 7 | 55 | A | 7 | 995 | A | 7 | 0 | A | 7 | 0 | A | 7 | 16100 | B | 7 | 77777 | A | 7 | 3.2 | E | 8 | 0.165 | F | 8 | 0.16 | F | 8 | 0 | 1 | D | 9 | 0 | C | 8
[26 empty] | 3677800% | 18:00 | 246 | 1348 | 96 | 2 | 8 | 164 | 2 | 15 | 66 | 2 | 8 | 101 | 2 | 8 | 117 | 2 | 15 | 80 | 2 | 8 | 125 | 2 | 19 | 4 | E | 9 | 4 | E | 9 | 27 | A | 7 | 19 | A | 7 | 62 | A | 7 | 995 | A | 7 | 0 | A | 7 | 0 | A | 7 | 16100 | B | 7 | 77777 | A | 7 | 3.1 | E | 8 | 0.165 | F | 8 | 0.16 | F | 8 | 0 | 1 | D | 9 | 0 | C | 8
[26 empty] | 3677800% | 19:00 | 25 | 618 | 0 | 2 | 8 | 0 | 2 | 15 | 0 | 2 | 8 | 0 | 2 | 8 | 0 | 2 | 15 | 0 | 2 | 8 | 0 | 2 | 19 | 0 | E | 9 | 0 | A | 7 | 26 | A | 7 | 18 | A | 7 | 61 | A | 7 | 995 | A | 7 | 180 | A | 7 | 1.5 | A | 7 | 16100 | B | 7 | 77777 | A | 7 | 3 | E | 8 | 0.165 | F | 8 | 0.16 | F | 8 | 0 | 1 | D | 9 | 0 | C | 8
[26 empty] | 3677800% | 20:00 | 0 | 0 | 0 | 2 | 0 | 0 | 2 | 0 | 0 | 2 | 0 | 0 | 2 | 0 | 0 | 2 | 0 | 0 | 2 | 0 | 0 | 2 | 0 | 0 | E | 9 | 0 | E | 9 | 24 | A | 7 | 19 | A | 7 | 74 | A | 7 | 995 | A | 7 | 150 | A | 7 | 2.1 | A | 7 | 16100 | B | 7 | 77777 | A | 7 | 3 | E | 8 | 0.165 | F | 8 | 0.16 | F | 8 | 0 | 1 | D | 9 | 0 | C | 8
[26 empty] | 3677800% | 21:00 | 0 | 0 | 0 | 2 | 0 | 0 | 2 | 0 | 0 | 2 | 0 | 0 | 2 | 0 | 0 | 2 | 0 | 0 | 2 | 0 | 0 | 2 | 0 | 0 | E | 9 | 0 | E | 9 | 23 | A | 7 | 19 | A | 7 | 78 | A | 7 | 995 | A | 7 | 140 | A | 7 | 2.1 | A | 7 | 14500 | B | 7 | 77777 | A | 7 | 2.9 | E | 8 | 0.165 | F | 8 | 0.16 | F | 8 | 0 | 1 | D | 9 | 0 | C | 8
[26 empty] | 3677800% | 22:00 | 0 | 0 | 0 | 2 | 0 | 0 | 2 | 0 | 0 | 2 | 0 | 0 | 2 | 0 | 0 | 2 | 0 | 0 | 2 | 0 | 0 | 2 | 0 | 0 | E | 9 | 0 | E | 9 | 22 | A | 7 | 18.2 | E | 9 | 79 | A | 7 | 995 | A | 7 | 130 | A | 7 | 1.5 | A | 7 | 9700 | B | 7 | 77777 | A | 7 | 2.9 | E | 8 | 0.165 | F | 8 | 0.16 | F | 8 | 0 | 1 | D | 9 | 0 | C | 8
[26 empty] | 3677800% | 23:00 | 0 | 0 | 0 | 2 | 0 | 0 | 2 | 0 | 0 | 2 | 0 | 0 | 2 | 0 | 0 | 2 | 0 | 0 | 2 | 0 | 0 | 2 | 0 | 0 | E | 9 | 0 | A | 7 | 22 | A | 7 | 17.8 | E | 9 | 77 | A | 7 | 996 | A | 7 | 80 | A | 7 | 2.1 | A | 7 | 8000 | B | 7 | 77777 | A | 7 | 2.8 | E | 8 | 0.165 | F | 8 | 0.16 | F | 8 | 0 | 1 | D | 9 | 5 | C | 8
[26 empty] | 3677800% | 24:00 | 0 | 0 | 0 | 2 | 0 | 0 | 2 | 0 | 0 | 2 | 0 | 0 | 2 | 0 | 0 | 2 | 0 | 0 | 2 | 0 | 0 | 2 | 0 | 0 | E | 9 | 0 | A | 7 | 21 | A | 7 | 17.6 | E | 9 | 81 | A | 7 | 995 | A | 7 | 90 | A | 7 | 2.1 | A | 7 | 9700 | B | 7 | 77777 | A | 7 | 2.7 | E | 8 | 0.165 | F | 8 | 0.16 | F | 8 | 0 | 1 | D | 9 | 5 | C | 8
[26 empty] | 3677900% | 1:00 | 0 | 0 | 0 | 2 | 0 | 0 | 2 | 0 | 0 | 2 | 0 | 0 | 2 | 0 | 0 | 2 | 0 | 0 | 2 | 0 | 0 | 2 | 0 | 0 | E | 9 | 0 | A | 7 | 20 | A | 7 | 18.3 | E | 9 | 90 | A | 7 | 996 | A | 7 | 70 | A | 7 | 2.1 | A | 7 | 8000 | B | 7 | 77777 | A | 7 | 2.7 | E | 8 | 0.164 | F | 8 | 0.16 | F | 8 | 0 | 1 | D | 9 | 5 | C | 8
[26 empty] | 3677900% | 2:00 | 0 | 0 | 0 | 2 | 0 | 0 | 2 | 0 | 0 | 2 | 0 | 0 | 2 | 0 | 0 | 2 | 0 | 0 | 2 | 0 | 0 | 2 | 0 | 0 | E | 9 | 0 | E | 9 | 20 | A | 7 | 18.1 | E | 9 | 89 | A | 7 | 996 | A | 7 | 0 | A | 7 | 0 | A | 7 | 8000 | B | 7 | 77777 | A | 7 | 2.8 | E | 8 | 0.164 | F | 8 | 0.16 | F | 8 | 0 | 1 | D | 9 | 5 | C | 8
[26 empty] | 3677900% | 3:00 | 0 | 0 | 0 | 2 | 0 | 0 | 2 | 0 | 0 | 2 | 0 | 0 | 2 | 0 | 0 | 2 | 0 | 0 | 2 | 0 | 0 | 2 | 0 | 0 | E | 9 | 0 | E | 9 | 19 | A | 7 | 17.8 | E | 9 | 93 | A | 7 | 996 | A | 7 | 40 | A | 7 | 1.5 | A | 7 | 6400 | B | 7 | 77777 | A | 7 | 2.8 | E | 8 | 0.164 | F | 8 | 0.16 | F | 8 | 0 | 1 | D | 9 | 5 | C | 8
[26 empty] | 3677900% | 4:00 | 0 | 0 | 0 | 2 | 0 | 0 | 2 | 0 | 0 | 2 | 0 | 0 | 2 | 0 | 0 | 2 | 0 | 0 | 2 | 0 | 0 | 2 | 0 | 0 | E | 9 | 0 | E | 9 | 19 | A | 7 | 18.5 | E | 9 | 97 | A | 7 | 996 | A | 7 | 70 | A | 7 | 2.1 | A | 7 | 6400 | B | 7 | 77777 | A | 7 | 2.9 | E | 8 | 0.164 | F | 8 | 0.16 | F | 8 | 0 | 1 | D | 9 | 5 | C | 8
[26 empty] | 3677900% | 5:00 | 0 | 0 | 0 | 2 | 0 | 0 | 2 | 0 | 0 | 2 | 0 | 0 | 2 | 0 | 0 | 2 | 0 | 0 | 2 | 0 | 0 | 2 | 0 | 0 | E | 9 | 0 | E | 9 | 19 | A | 7 | 18.3 | E | 9 | 96 | A | 7 | 996 | A | 7 | 0 | A | 7 | 0 | A | 7 | 6400 | B | 7 | 77777 | A | 7 | 3 | E | 8 | 0.164 | F | 8 | 0.16 | F | 8 | 0 | 1 | D | 9 | 5 | C | 8
[26 empty] | 3677900% | 6:00 | 4 | 236 | 0 | 2 | 8 | 0 | 2 | 15 | 0 | 2 | 8 | 0 | 2 | 8 | 0 | 2 | 15 | 0 | 2 | 8 | 0 | 2 | 19 | 0 | E | 9 | 0 | E | 9 | 19 | A | 7 | 18 | E | 9 | 94 | A | 7 | 996 | A | 7 | 80 | A | 7 | 3.1 | A | 7 | 3200 | B | 7 | 77777 | A | 7 | 3.1 | E | 8 | 0.164 | F | 8 | 0.16 | F | 8 | 0 | 1 | D | 9 | 10 | C | 8
[26 empty] | 3677900% | 7:00 | 174 | 1348 | 53 | 2 | 8 | 0 | 2 | 15 | 53 | 2 | 8 | 58 | 2 | 8 | 0 | 2 | 15 | 58 | 2 | 8 | 164 | 2 | 19 | 0 | E | 9 | 0 | E | 9 | 18 | A | 7 | 17.7 | E | 9 | 98 | A | 7 | 997 | A | 7 | 0 | A | 7 | 0 | A | 7 | 2400 | B | 7 | 77777 | A | 7 | 3.2 | E | 8 | 0.164 | F | 8 | 0.16 | F | 8 | 0 | 1 | D | 9 | 10 | C | 8
[26 empty] | 3677900% | 8:00 | 434 | 1348 | 211 | 2 | 8 | 193 | 2 | 15 | 149 | 2 | 8 | 228 | 2 | 8 | 179 | 2 | 15 | 170 | 2 | 8 | 336 | 2 | 19 | 0 | E | 9 | 0 | E | 9 | 20 | A | 7 | 17.9 | E | 9 | 88 | A | 7 | 997 | A | 7 | 300 | A | 7 | 1.5 | A | 7 | 4000 | B | 7 | 77777 | A | 7 | 3.3 | E | 8 | 0.164 | F | 8 | 0.16 | F | 8 | 0 | 1 | D | 9 | 10 | C | 8
[26 empty] | 3677900% | 9:00 | 671 | 1348 | 417 | 2 | 8 | 456 | 2 | 15 | 190 | 2 | 8 | 435 | 2 | 8 | 455 | 2 | 15 | 208 | 2 | 8 | 406 | 2 | 19 | 0 | E | 9 | 0 | E | 9 | 23 | A | 7 | 17.7 | E | 9 | 72 | A | 7 | 997 | A | 7 | 300 | A | 7 | 1.5 | A | 7 | 8000 | B | 7 | 77777 | A | 7 | 3.3 | E | 8 | 0.164 | F | 8 | 0.16 | F | 8 | 0 | 1 | D | 9 | 10 | C | 8
[26 empty] | 3677900% | 10:00 | 867 | 1348 | 596 | 2 | 8 | 687 | 2 | 15 | 153 | 2 | 8 | 629 | 2 | 8 | 694 | 2 | 15 | 182 | 2 | 8 | 387 | 2 | 19 | 0 | E | 9 | 0 | E | 9 | 24 | A | 7 | 18.7 | E | 9 | 72 | A | 7 | 997 | A | 7 | 230 | B | 8 | 2.6 | B | 8 | 4800 | B | 7 | 77777 | A | 7 | 3.4 | E | 8 | 0.164 | F | 8 | 0.16 | F | 8 | 0 | 1 | D | 9 | 5 | C | 8
[26 empty] | 3677900% | 11:00 | 1009 | 1348 | 710 | 2 | 8 | 652 | 2 | 15 | 220 | 2 | 8 | 742 | 2 | 8 | 657 | 2 | 15 | 249 | 2 | 8 | 670 | 2 | 19 | 3 | E | 9 | 3 | E | 9 | 27 | A | 7 | 18.6 | E | 9 | 60 | A | 7 | 997 | A | 7 | 160 | A | 7 | 3.6 | A | 7 | 16100 | B | 7 | 77777 | A | 7 | 3.5 | E | 8 | 0.164 | F | 8 | 0.16 | F | 8 | 0 | 1 | D | 9 | 0 | C | 8
[26 empty] | 3677900% | 12:00 | 1087 | 1348 | 633 | 2 | 8 | 343 | 2 | 15 | 356 | 2 | 8 | 690 | 2 | 8 | 372 | 2 | 15 | 389 | 2 | 8 | 1283 | 2 | 19 | 0 | E | 9 | 0 | E | 9 | 27 | A | 7 | 19.6 | E | 9 | 64 | A | 7 | 997 | A | 7 | 140 | A | 7 | 3.1 | A | 7 | 11300 | B | 7 | 77777 | A | 7 | 3.6 | E | 8 | 0.164 | F | 8 | 0.16 | F | 8 | 0 | 1 | D | 9 | 0 | C | 8
[26 empty] | 3677900% | 13:00 | 1096 | 1348 | 615 | 2 | 8 | 288 | 2 | 15 | 381 | 2 | 8 | 668 | 2 | 8 | 312 | 2 | 15 | 414 | 2 | 8 | 1409 | 2 | 19 | 3 | E | 9 | 3 | E | 9 | 28 | A | 7 | 20.6 | E | 9 | 64 | A | 7 | 997 | A | 7 | 180 | A | 7 | 3.6 | A | 7 | 16100 | B | 7 | 77777 | A | 7 | 3.7 | E | 8 | 0.164 | F | 8 | 0.16 | F | 8 | 0 | 1 | D | 9 | 0 | C | 8
[26 empty] | 3677900% | 14:00 | 1035 | 1348 | 731 | 2 | 8 | 627 | 2 | 15 | 249 | 2 | 8 | 761 | 2 | 8 | 629 | 2 | 15 | 276 | 2 | 8 | 787 | 2 | 19 | 3 | E | 9 | 3 | E | 9 | 28 | A | 7 | 21.6 | E | 9 | 68 | A | 7 | 996 | A | 7 | 150 | A | 7 | 4.6 | A | 7 | 16100 | B | 7 | 77777 | A | 7 | 3.7 | E | 8 | 0.164 | F | 8 | 0.16 | F | 8 | 0 | 1 | D | 9 | 0 | C | 8
[26 empty] | 3677900% | 15:00 | 908 | 1348 | 616 | 2 | 8 | 666 | 2 | 15 | 167 | 2 | 8 | 650 | 2 | 8 | 674 | 2 | 15 | 195 | 2 | 8 | 443 | 2 | 19 | 8 | E | 9 | 8 | E | 9 | 29 | A | 7 | 20.5 | E | 9 | 60 | A | 7 | 995 | A | 7 | 140 | A | 7 | 4.1 | A | 7 | 16100 | B | 7 | 1500 | A | 7 | 3.6 | E | 8 | 0.164 | F | 8 | 0.16 | F | 8 | 0 | 1 | D | 9 | 0 | C | 8
[26 empty] | 3677900% | 16:00 | 724 | 1348 | 457 | 2 | 8 | 530 | 2 | 15 | 171 | 2 | 8 | 486 | 2 | 8 | 537 | 2 | 15 | 197 | 2 | 8 | 372 | 2 | 19 | 8 | E | 9 | 8 | E | 9 | 29 | A | 7 | 19.5 | E | 9 | 57 | A | 7 | 995 | A | 7 | 160 | A | 7 | 5.1 | A | 7 | 16100 | B | 7 | 1500 | A | 7 | 3.6 | E | 8 | 0.164 | F | 8 | 0.16 | F | 8 | 0 | 1 | D | 9 | 0 | C | 8
[26 empty] | 3677900% | 17:00 | 496 | 1348 | 241 | 2 | 8 | 219 | 2 | 15 | 161 | 2 | 8 | 262 | 2 | 8 | 211 | 2 | 15 | 184 | 2 | 8 | 371 | 2 | 19 | 6 | E | 9 | 5 | E | 9 | 28 | A | 7 | 20.5 | E | 9 | 64 | A | 7 | 995 | A | 7 | 140 | A | 7 | 4.1 | A | 7 | 14500 | B | 7 | 77777 | A | 7 | 3.6 | E | 8 | 0.164 | F | 8 | 0.16 | F | 8 | 0 | 1 | D | 9 | 0 | C | 8
[26 empty] | 3677900% | 18:00 | 239 | 1348 | 103 | 2 | 8 | 284 | 2 | 15 | 53 | 2 | 8 | 109 | 2 | 8 | 201 | 2 | 15 | 73 | 2 | 8 | 95 | 2 | 19 | 8 | E | 9 | 8 | E | 9 | 27 | A | 7 | 21.4 | E | 9 | 71 | A | 7 | 995 | A | 7 | 150 | A | 7 | 4.1 | A | 7 | 11300 | B | 7 | 3300 | A | 7 | 3.6 | E | 8 | 0.164 | F | 8 | 0.16 | F | 8 | 0 | 1 | D | 9 | 0 | C | 8
[26 empty] | 3677900% | 19:00 | 22 | 573 | 0 | 2 | 8 | 0 | 2 | 15 | 0 | 2 | 8 | 0 | 2 | 8 | 0 | 2 | 15 | 0 | 2 | 8 | 0 | 2 | 19 | 10 | E | 9 | 5 | A | 7 | 25 | A | 7 | 13.4 | E | 9 | 49 | A | 7 | 995 | A | 7 | 130 | A | 7 | 2.6 | A | 7 | 12900 | B | 7 | 77777 | A | 7 | 3.6 | E | 8 | 0.164 | F | 8 | 0.16 | F | 8 | 0 | 1 | D | 9 | 0 | C | 8
[26 empty] | 3677900% | 20:00 | 0 | 0 | 0 | 2 | 0 | 0 | 2 | 0 | 0 | 2 | 0 | 0 | 2 | 0 | 0 | 2 | 0 | 0 | 2 | 0 | 0 | 2 | 0 | 0 | E | 9 | 0 | E | 9 | 24 | A | 7 | 20.4 | E | 9 | 80 | A | 7 | 995 | A | 7 | 130 | A | 7 | 3.1 | A | 7 | 12900 | B | 7 | 77777 | A | 7 | 3.6 | E | 8 | 0.164 | F | 8 | 0.16 | F | 8 | 0 | 1 | D | 9 | 0 | C | 8
[26 empty] | 3677900% | 21:00 | 0 | 0 | 0 | 2 | 0 | 0 | 2 | 0 | 0 | 2 | 0 | 0 | 2 | 0 | 0 | 2 | 0 | 0 | 2 | 0 | 0 | 2 | 0 | 3 | E | 9 | 1 | E | 9 | 23 | A | 7 | 21.4 | E | 9 | 91 | A | 7 | 996 | A | 7 | 150 | A | 7 | 2.6 | A | 7 | 12900 | B | 7 | 77777 | A | 7 | 3.5 | E | 8 | 0.164 | F | 8 | 0.16 | F | 8 | 0 | 1 | D | 9 | 0 | C | 8
[26 empty] | 3677900% | 22:00 | 0 | 0 | 0 | 2 | 0 | 0 | 2 | 0 | 0 | 2 | 0 | 0 | 2 | 0 | 0 | 2 | 0 | 0 | 2 | 0 | 0 | 2 | 0 | 7 | E | 9 | 3 | E | 9 | 22 | A | 7 | 19.6 | E | 9 | 86 | A | 7 | 996 | A | 7 | 120 | A | 7 | 2.6 | A | 7 | 11300 | B | 7 | 77777 | A | 7 | 3.5 | E | 8 | 0.164 | F | 8 | 0.16 | F | 8 | 0 | 1 | D | 9 | 0 | C | 8
[26 empty] | 3677900% | 23:00 | 0 | 0 | 0 | 2 | 0 | 0 | 2 | 0 | 0 | 2 | 0 | 0 | 2 | 0 | 0 | 2 | 0 | 0 | 2 | 0 | 0 | 2 | 0 | 6 | E | 9 | 2 | A | 7 | 22 | A | 7 | 19.9 | E | 9 | 88 | A | 7 | 996 | A | 7 | 0 | A | 7 | 0 | A | 7 | 11300 | B | 7 | 77777 | A | 7 | 3.5 | E | 8 | 0.164 | F | 8 | 0.16 | F | 8 | 0 | 1 | D | 9 | 0 | C | 8
[26 empty] | 3677900% | 24:00 | 0 | 0 | 0 | 2 | 0 | 0 | 2 | 0 | 0 | 2 | 0 | 0 | 2 | 0 | 0 | 2 | 0 | 0 | 2 | 0 | 0 | 2 | 0 | 10 | E | 9 | 10 | A | 7 | 23 | A | 7 | 19.3 | E | 9 | 80 | A | 7 | 996 | A | 7 | 80 | B | 8 | 3.1 | A | 7 | 14500 | B | 7 | 1800 | A | 7 | 3.5 | E | 8 | 0.164 | F | 8 | 0.16 | F | 8 | 0 | 1 | D | 9 | 0 | C | 8
[26 empty] | 3678000% | 1:00 | 0 | 0 | 0 | 2 | 0 | 0 | 2 | 0 | 0 | 2 | 0 | 0 | 2 | 0 | 0 | 2 | 0 | 0 | 2 | 0 | 0 | 2 | 0 | 10 | E | 9 | 10 | A | 7 | 22 | A | 7 | 19.6 | E | 9 | 86 | A | 7 | 996 | A | 7 | 160 | A | 7 | 1.5 | A | 7 | 9700 | B | 7 | 2400 | A | 7 | 3.5 | E | 8 | 0.163 | F | 8 | 0.16 | F | 8 | 0 | 1 | D | 9 | 0 | C | 8
[26 empty] | 3678000% | 2:00 | 0 | 0 | 0 | 2 | 0 | 0 | 2 | 0 | 0 | 2 | 0 | 0 | 2 | 0 | 0 | 2 | 0 | 0 | 2 | 0 | 0 | 2 | 0 | 10 | E | 9 | 10 | E | 9 | 21 | A | 7 | 19.5 | E | 9 | 91 | A | 7 | 995 | A | 7 | 140 | A | 7 | 2.1 | A | 7 | 11300 | B | 7 | 1800 | A | 7 | 3.5 | E | 8 | 0.163 | F | 8 | 0.16 | F | 8 | 0 | 1 | D | 9 | 0 | C | 8
[26 empty] | 3678000% | 3:00 | 0 | 0 | 0 | 2 | 0 | 0 | 2 | 0 | 0 | 2 | 0 | 0 | 2 | 0 | 0 | 2 | 0 | 0 | 2 | 0 | 0 | 2 | 0 | 10 | E | 9 | 10 | E | 9 | 21 | A | 7 | 19.2 | E | 9 | 89 | A | 7 | 995 | A | 7 | 140 | A | 7 | 3.6 | A | 7 | 8000 | B | 7 | 1500 | A | 7 | 3.5 | E | 8 | 0.163 | F | 8 | 0.16 | F | 8 | 0 | 1 | D | 9 | 5 | C | 8
[26 empty] | 3678000% | 4:00 | 0 | 0 | 0 | 2 | 0 | 0 | 2 | 0 | 0 | 2 | 0 | 0 | 2 | 0 | 0 | 2 | 0 | 0 | 2 | 0 | 0 | 2 | 0 | 10 | E | 9 | 10 | E | 9 | 21 | A | 7 | 19 | E | 9 | 88 | A | 7 | 995 | A | 7 | 170 | A | 7 | 3.1 | A | 7 | 11300 | B | 7 | 1500 | A | 7 | 3.5 | E | 8 | 0.163 | F | 8 | 0.16 | F | 8 | 0 | 1 | D | 9 | 0 | C | 8
[26 empty] | 3678000% | 5:00 | 0 | 0 | 0 | 2 | 0 | 0 | 2 | 0 | 0 | 2 | 0 | 0 | 2 | 0 | 0 | 2 | 0 | 0 | 2 | 0 | 0 | 2 | 0 | 10 | E | 9 | 10 | E | 9 | 21 | A | 7 | 18.9 | E | 9 | 88 | A | 7 | 995 | A | 7 | 160 | A | 7 | 3.6 | A | 7 | 12900 | B | 7 | 1200 | A | 7 | 3.6 | E | 8 | 0.163 | F | 8 | 0.16 | F | 8 | 0 | 1 | D | 9 | 0 | C | 8
[26 empty] | 3678000% | 6:00 | 3 | 214 | 0 | 2 | 8 | 0 | 2 | 15 | 0 | 2 | 8 | 0 | 2 | 8 | 0 | 2 | 15 | 0 | 2 | 8 | 0 | 2 | 19 | 10 | E | 9 | 10 | E | 9 | 21 | A | 7 | 19.1 | E | 9 | 89 | A | 7 | 996 | A | 7 | 160 | A | 7 | 4.1 | A | 7 | 4800 | B | 7 | 1080 | A | 7 | 3.6 | E | 8 | 0.163 | F | 8 | 0.16 | F | 8 | 0 | 1 | D | 9 | 10 | C | 8
[26 empty] | 3678000% | 7:00 | 170 | 1349 | 14 | 2 | 8 | 0 | 2 | 15 | 14 | 2 | 8 | 17 | 2 | 8 | 0 | 2 | 15 | 17 | 2 | 8 | 56 | 2 | 19 | 10 | E | 9 | 10 | E | 9 | 20 | A | 7 | 19.1 | E | 9 | 95 | A | 7 | 996 | A | 7 | 0 | A | 7 | 0 | A | 7 | 3200 | B | 7 | 1020 | A | 7 | 3.6 | E | 8 | 0.163 | F | 8 | 0.16 | F | 8 | 0 | 1 | D | 9 | 10 | C | 8
[26 empty] | 3678000% | 8:00 | 430 | 1349 | 83 | 2 | 8 | 0 | 2 | 15 | 83 | 2 | 8 | 96 | 2 | 8 | 0 | 2 | 15 | 96 | 2 | 8 | 333 | 2 | 19 | 10 | E | 9 | 10 | E | 9 | 19 | A | 7 | 19 | E | 9 | 100 | A | 7 | 996 | A | 7 | 110 | A | 7 | 2.1 | A | 7 | 4800 | B | 7 | 2100 | A | 7 | 3.6 | E | 8 | 0.163 | F | 8 | 0.16 | F | 8 | 0 | 1 | D | 9 | 63 | C | 8
[26 empty] | 3678000% | 9:00 | 667 | 1349 | 74 | 2 | 8 | 0 | 2 | 15 | 74 | 2 | 8 | 91 | 2 | 8 | 0 | 2 | 15 | 91 | 2 | 8 | 354 | 2 | 19 | 10 | E | 9 | 9 | E | 9 | 20 | A | 7 | 18.1 | E | 9 | 89 | A | 7 | 996 | A | 7 | 130 | A | 7 | 2.6 | A | 7 | 4800 | B | 7 | 2400 | A | 7 | 3.7 | E | 8 | 0.163 | F | 8 | 0.16 | F | 8 | 0 | 1 | D | 9 | 10 | C | 8
[26 empty] | 3678000% | 10:00 | 863 | 1349 | 103 | 2 | 8 | 0 | 2 | 15 | 103 | 2 | 8 | 127 | 2 | 8 | 0 | 2 | 15 | 127 | 2 | 8 | 520 | 2 | 19 | 10 | E | 9 | 10 | E | 9 | 21 | A | 7 | 18.6 | E | 9 | 86 | A | 7 | 997 | A | 7 | 160 | A | 7 | 3.1 | A | 7 | 4000 | B | 7 | 840 | A | 7 | 3.7 | E | 8 | 0.163 | F | 8 | 0.16 | F | 8 | 0 | 1 | D | 9 | 10 | C | 8
[26 empty] | 3678000% | 11:00 | 1005 | 1349 | 124 | 2 | 8 | 0 | 2 | 15 | 124 | 2 | 8 | 154 | 2 | 8 | 0 | 2 | 15 | 154 | 2 | 8 | 645 | 2 | 19 | 10 | E | 9 | 10 | E | 9 | 22 | A | 7 | 19 | A | 7 | 83 | A | 7 | 997 | A | 7 | 150 | A | 7 | 3.6 | A | 7 | 4800 | B | 7 | 780 | A | 7 | 3.7 | E | 8 | 0.163 | F | 8 | 0.16 | F | 8 | 10 | 1 | D | 9 | 10 | C | 8
[26 empty] | 3678000% | 12:00 | 1083 | 1349 | 134 | 2 | 8 | 0 | 2 | 15 | 134 | 2 | 8 | 168 | 2 | 8 | 0 | 2 | 15 | 168 | 2 | 8 | 703 | 2 | 19 | 10 | E | 9 | 10 | E | 9 | 22 | A | 7 | 19 | A | 7 | 83 | A | 7 | 996 | A | 7 | 170 | A | 7 | 4.1 | A | 7 | 4800 | B | 7 | 1020 | A | 7 | 3.7 | E | 8 | 0.163 | F | 8 | 0.16 | F | 8 | 10 | 1 | D | 9 | 5 | C | 8
[26 empty] | 3678000% | 13:00 | 1091 | 1349 | 507 | 2 | 8 | 162 | 2 | 15 | 376 | 2 | 8 | 557 | 2 | 8 | 172 | 2 | 15 | 417 | 2 | 8 | 1377 | 2 | 19 | 10 | E | 9 | 10 | E | 9 | 23 | A | 7 | 19 | A | 7 | 78 | A | 7 | 995 | A | 7 | 160 | A | 7 | 3.6 | A | 7 | 6400 | B | 7 | 1020 | A | 7 | 3.8 | E | 8 | 0.163 | F | 8 | 0.16 | F | 8 | 0 | 1 | D | 9 | 5 | C | 8
[26 empty] | 3678000% | 14:00 | 1030 | 1349 | 234 | 2 | 8 | 12 | 2 | 15 | 225 | 2 | 8 | 280 | 2 | 8 | 10 | 2 | 15 | 272 | 2 | 8 | 1078 | 2 | 19 | 9 | E | 9 | 8 | E | 9 | 23 | A | 7 | 20 | A | 7 | 83 | A | 7 | 995 | A | 7 | 150 | A | 7 | 4.1 | A | 7 | 11300 | B | 7 | 450 | A | 7 | 3.9 | E | 8 | 0.163 | F | 8 | 0.16 | F | 8 | 0 | 1 | D | 9 | 5 | C | 8
[26 empty] | 3678000% | 15:00 | 902 | 1349 | 103 | 2 | 8 | 0 | 2 | 15 | 103 | 2 | 8 | 128 | 2 | 8 | 0 | 2 | 15 | 128 | 2 | 8 | 528 | 2 | 19 | 10 | E | 9 | 10 | E | 9 | 23 | A | 7 | 21 | A | 7 | 89 | A | 7 | 995 | A | 7 | 140 | A | 7 | 4.1 | A | 7 | 6400 | B | 7 | 510 | A | 7 | 4.1 | E | 8 | 0.163 | F | 8 | 0.16 | F | 8 | 0 | 1 | D | 9 | 0 | C | 8
[26 empty] | 3678000% | 16:00 | 718 | 1349 | 275 | 2 | 8 | 77 | 2 | 15 | 234 | 2 | 8 | 302 | 2 | 8 | 77 | 2 | 15 | 261 | 2 | 8 | 713 | 2 | 19 | 10 | E | 9 | 10 | E | 9 | 24 | A | 7 | 20 | A | 7 | 78 | A | 7 | 994 | A | 7 | 150 | A | 7 | 3.6 | A | 7 | 6400 | B | 7 | 570 | A | 7 | 4.2 | E | 8 | 0.163 | F | 8 | 0.16 | F | 8 | 0 | 1 | D | 9 | 5 | C | 8
[26 empty] | 3678000% | 17:00 | 489 | 1349 | 123 | 2 | 8 | 0 | 2 | 15 | 123 | 2 | 8 | 140 | 2 | 8 | 0 | 2 | 15 | 140 | 2 | 8 | 474 | 2 | 19 | 10 | E | 9 | 10 | E | 9 | 23 | A | 7 | 20 | A | 7 | 83 | A | 7 | 994 | A | 7 | 150 | A | 7 | 2.6 | A | 7 | 6400 | B | 7 | 570 | A | 7 | 4.4 | E | 8 | 0.163 | F | 8 | 0.16 | F | 8 | 0 | 1 | D | 9 | 5 | C | 8
[26 empty] | 3678000% | 18:00 | 232 | 1349 | 37 | 2 | 8 | 0 | 2 | 15 | 37 | 2 | 8 | 43 | 2 | 8 | 0 | 2 | 15 | 43 | 2 | 8 | 141 | 2 | 19 | 10 | E | 9 | 10 | E | 9 | 23 | A | 7 | 20 | A | 7 | 83 | A | 7 | 994 | A | 7 | 140 | A | 7 | 2.6 | A | 7 | 6400 | B | 7 | 1050 | A | 7 | 4.5 | E | 8 | 0.163 | F | 8 | 0.16 | F | 8 | 0 | 1 | D | 9 | 5 | C | 8
[26 empty] | 3678000% | 19:00 | 19 | 551 | 0 | 2 | 8 | 0 | 2 | 15 | 0 | 2 | 8 | 0 | 2 | 8 | 0 | 2 | 15 | 0 | 2 | 8 | 0 | 2 | 19 | 10 | E | 9 | 10 | A | 7 | 23 | A | 7 | 20 | A | 7 | 83 | A | 7 | 994 | A | 7 | 150 | A | 7 | 3.6 | A | 7 | 6400 | B | 7 | 990 | A | 7 | 4.7 | E | 8 | 0.163 | F | 8 | 0.16 | F | 8 | 0 | 1 | D | 9 | 5 | C | 8
[26 empty] | 3678000% | 20:00 | 0 | 0 | 0 | 2 | 0 | 0 | 2 | 0 | 0 | 2 | 0 | 0 | 2 | 0 | 0 | 2 | 0 | 0 | 2 | 0 | 0 | 2 | 0 | 10 | E | 9 | 10 | E | 9 | 23 | A | 7 | 20 | A | 7 | 83 | A | 7 | 994 | A | 7 | 160 | A | 7 | 2.6 | A | 7 | 12900 | B | 7 | 870 | A | 7 | 4.9 | E | 8 | 0.163 | F | 8 | 0.16 | F | 8 | 0 | 1 | D | 9 | 5 | C | 8
[26 empty] | 3678000% | 21:00 | 0 | 0 | 0 | 2 | 0 | 0 | 2 | 0 | 0 | 2 | 0 | 0 | 2 | 0 | 0 | 2 | 0 | 0 | 2 | 0 | 0 | 2 | 0 | 10 | E | 9 | 10 | E | 9 | 23 | A | 7 | 20 | A | 7 | 83 | A | 7 | 994 | A | 7 | 160 | A | 7 | 3.1 | A | 7 | 4800 | B | 7 | 840 | A | 7 | 5 | E | 8 | 0.163 | F | 8 | 0.16 | F | 8 | 0 | 1 | D | 9 | 5 | C | 8
[26 empty] | 3678000% | 22:00 | 0 | 0 | 0 | 2 | 0 | 0 | 2 | 0 | 0 | 2 | 0 | 0 | 2 | 0 | 0 | 2 | 0 | 0 | 2 | 0 | 0 | 2 | 0 | 10 | E | 9 | 10 | E | 9 | 23 | A | 7 | 19 | A | 7 | 78 | A | 7 | 994 | A | 7 | 170 | A | 7 | 1.5 | A | 7 | 14500 | B | 7 | 840 | A | 7 | 5.2 | E | 8 | 0.163 | F | 8 | 0.16 | F | 8 | 0 | 1 | D | 9 | 5 | C | 8
[26 empty] | 3678000% | 23:00 | 0 | 0 | 0 | 2 | 0 | 0 | 2 | 0 | 0 | 2 | 0 | 0 | 2 | 0 | 0 | 2 | 0 | 0 | 2 | 0 | 0 | 2 | 0 | 9 | E | 9 | 9 | A | 7 | 23 | A | 7 | 19 | A | 7 | 78 | A | 7 | 994 | A | 7 | 170 | A | 7 | 4.6 | A | 7 | 16100 | B | 7 | 1140 | A | 7 | 5.3 | E | 8 | 0.163 | F | 8 | 0.16 | F | 8 | 0 | 1 | D | 9 | 0 | C | 8
[26 empty] | 3678000% | 24:00 | 0 | 0 | 0 | 2 | 0 | 0 | 2 | 0 | 0 | 2 | 0 | 0 | 2 | 0 | 0 | 2 | 0 | 0 | 2 | 0 | 0 | 2 | 0 | 2 | E | 9 | 2 | A | 7 | 22 | A | 7 | 18 | A | 7 | 78 | A | 7 | 993 | A | 7 | 170 | A | 7 | 4.6 | A | 7 | 16100 | B | 7 | 77777 | A | 7 | 5.5 | E | 8 | 0.163 | F | 8 | 0.16 | F | 8 | 0 | 1 | D | 9 | 0 | C | 8
[26 empty] | 3678100% | 1:00 | 0 | 0 | 0 | 2 | 0 | 0 | 2 | 0 | 0 | 2 | 0 | 0 | 2 | 0 | 0 | 2 | 0 | 0 | 2 | 0 | 0 | 2 | 0 | 9 | E | 9 | 9 | A | 7 | 22 | A | 7 | 19 | A | 7 | 83 | A | 7 | 992 | A | 7 | 160 | A | 7 | 4.1 | A | 7 | 16100 | B | 7 | 1200 | A | 7 | 5.7 | E | 8 | 0.162 | F | 8 | 0.16 | F | 8 | 0 | 1 | D | 9 | 0 | C | 8
[26 empty] | 3678100% | 2:00 | 0 | 0 | 0 | 2 | 0 | 0 | 2 | 0 | 0 | 2 | 0 | 0 | 2 | 0 | 0 | 2 | 0 | 0 | 2 | 0 | 0 | 2 | 0 | 9 | E | 9 | 9 | E | 9 | 22 | A | 7 | 19 | A | 7 | 83 | A | 7 | 992 | A | 7 | 170 | A | 7 | 4.1 | A | 7 | 16100 | B | 7 | 1500 | A | 7 | 5.4 | E | 8 | 0.162 | F | 8 | 0.16 | F | 8 | 0 | 1 | D | 9 | 0 | C | 8
[26 empty] | 3678100% | 3:00 | 0 | 0 | 0 | 2 | 0 | 0 | 2 | 0 | 0 | 2 | 0 | 0 | 2 | 0 | 0 | 2 | 0 | 0 | 2 | 0 | 0 | 2 | 0 | 9 | E | 9 | 9 | E | 9 | 22 | A | 7 | 19 | A | 7 | 83 | A | 7 | 992 | A | 7 | 160 | A | 7 | 4.1 | A | 7 | 14500 | B | 7 | 1500 | A | 7 | 5.2 | E | 8 | 0.162 | F | 8 | 0.16 | F | 8 | 0 | 1 | D | 9 | 0 | C | 8
[26 empty] | 3678100% | 4:00 | 0 | 0 | 0 | 2 | 0 | 0 | 2 | 0 | 0 | 2 | 0 | 0 | 2 | 0 | 0 | 2 | 0 | 0 | 2 | 0 | 0 | 2 | 0 | 10 | E | 9 | 10 | E | 9 | 22 | A | 7 | 19 | A | 7 | 83 | A | 7 | 992 | A | 7 | 170 | A | 7 | 3.1 | A | 7 | 14500 | B | 7 | 1500 | A | 7 | 5 | E | 8 | 0.162 | F | 8 | 0.16 | F | 8 | 0 | 1 | D | 9 | 0 | C | 8
[26 empty] | 3678100% | 5:00 | 0 | 0 | 0 | 2 | 0 | 0 | 2 | 0 | 0 | 2 | 0 | 0 | 2 | 0 | 0 | 2 | 0 | 0 | 2 | 0 | 0 | 2 | 0 | 10 | E | 9 | 10 | E | 9 | 21 | A | 7 | 19 | A | 7 | 88 | A | 7 | 992 | A | 7 | 160 | A | 7 | 2.6 | A | 7 | 12900 | B | 7 | 1800 | A | 7 | 4.8 | E | 8 | 0.162 | F | 8 | 0.16 | F | 8 | 3 | 1 | D | 9 | 0 | C | 8
[26 empty] | 3678100% | 6:00 | 3 | 214 | 0 | 2 | 8 | 0 | 2 | 15 | 0 | 2 | 8 | 0 | 2 | 8 | 0 | 2 | 15 | 0 | 2 | 8 | 0 | 2 | 19 | 10 | E | 9 | 10 | E | 9 | 21 | A | 7 | 19 | A | 7 | 88 | A | 7 | 992 | A | 7 | 150 | A | 7 | 4.6 | A | 7 | 9700 | B | 7 | 1800 | A | 7 | 4.6 | E | 8 | 0.162 | F | 8 | 0.16 | F | 8 | 0 | 1 | D | 9 | 10 | C | 8
[26 empty] | 3678100% | 7:00 | 166 | 1350 | 70 | 2 | 8 | 93 | 2 | 15 | 59 | 2 | 8 | 75 | 2 | 8 | 57 | 2 | 15 | 68 | 2 | 8 | 124 | 2 | 19 | 10 | E | 9 | 10 | E | 9 | 21 | A | 7 | 19 | A | 7 | 88 | A | 7 | 992 | A | 7 | 160 | A | 7 | 5.1 | A | 7 | 6400 | B | 7 | 1800 | A | 7 | 4.4 | E | 8 | 0.162 | F | 8 | 0.16 | F | 8 | 0 | 1 | D | 9 | 10 | C | 8
[26 empty] | 3678100% | 8:00 | 426 | 1350 | 68 | 2 | 8 | 0 | 2 | 15 | 68 | 2 | 8 | 80 | 2 | 8 | 0 | 2 | 15 | 80 | 2 | 8 | 282 | 2 | 19 | 10 | E | 9 | 10 | E | 9 | 21 | A | 7 | 19 | A | 7 | 88 | A | 7 | 992 | A | 7 | 160 | A | 7 | 3.1 | A | 7 | 6400 | B | 7 | 1800 | A | 7 | 4.1 | E | 8 | 0.162 | F | 8 | 0.16 | F | 8 | 0 | 1 | D | 9 | 10 | C | 8
[26 empty] | 3678100% | 9:00 | 663 | 1350 | 142 | 2 | 8 | 0 | 2 | 15 | 142 | 2 | 8 | 166 | 2 | 8 | 0 | 2 | 15 | 166 | 2 | 8 | 613 | 2 | 19 | 10 | E | 9 | 10 | E | 9 | 23 | A | 7 | 20 | A | 7 | 83 | A | 7 | 992 | A | 7 | 170 | A | 7 | 4.6 | A | 7 | 6400 | B | 7 | 2100 | A | 7 | 3.9 | E | 8 | 0.162 | F | 8 | 0.16 | F | 8 | 0 | 1 | D | 9 | 5 | C | 8
[26 empty] | 3678100% | 10:00 | 859 | 1350 | 301 | 2 | 8 | 36 | 2 | 15 | 278 | 2 | 8 | 331 | 2 | 8 | 37 | 2 | 15 | 308 | 2 | 8 | 929 | 2 | 19 | 9 | E | 9 | 8 | E | 9 | 24 | A | 7 | 19 | A | 7 | 74 | A | 7 | 992 | A | 7 | 190 | A | 7 | 4.6 | A | 7 | 8000 | B | 7 | 2700 | A | 7 | 3.7 | E | 8 | 0.162 | F | 8 | 0.16 | F | 8 | 0 | 1 | D | 9 | 5 | C | 8
[26 empty] | 3678100% | 11:00 | 1001 | 1350 | 268 | 2 | 8 | 18 | 2 | 15 | 254 | 2 | 8 | 315 | 2 | 8 | 15 | 2 | 15 | 304 | 2 | 8 | 1170 | 2 | 19 | 7 | E | 9 | 6 | E | 9 | 24 | A | 7 | 20 | A | 7 | 78 | A | 7 | 991 | A | 7 | 180 | A | 7 | 4.1 | A | 7 | 9700 | B | 7 | 77777 | A | 7 | 3.5 | E | 8 | 0.162 | F | 8 | 0.16 | F | 8 | 0 | 1 | D | 9 | 5 | C | 8
[26 empty] | 3678100% | 12:00 | 1078 | 1350 | 706 | 2 | 8 | 529 | 2 | 15 | 282 | 2 | 8 | 757 | 2 | 8 | 552 | 2 | 15 | 315 | 2 | 8 | 1018 | 2 | 19 | 9 | E | 9 | 8 | E | 9 | 26 | A | 7 | 21 | A | 7 | 74 | A | 7 | 991 | A | 7 | 160 | A | 7 | 5.7 | A | 7 | 9700 | B | 7 | 3300 | A | 7 | 3.3 | E | 8 | 0.162 | F | 8 | 0.16 | F | 8 | 0 | 1 | D | 9 | 5 | C | 8
[26 empty] | 3678100% | 13:00 | 1086 | 1350 | 603 | 2 | 8 | 276 | 2 | 15 | 380 | 2 | 8 | 653 | 2 | 8 | 299 | 2 | 15 | 412 | 2 | 8 | 1378 | 2 | 19 | 7 | E | 9 | 5 | E | 9 | 27 | A | 7 | 20 | A | 7 | 66 | A | 7 | 990 | A | 7 | 180 | A | 7 | 5.1 | A | 7 | 14500 | B | 7 | 77777 | A | 7 | 3.1 | E | 8 | 0.162 | F | 8 | 0.16 | F | 8 | 0 | 1 | D | 9 | 0 | C | 8
[26 empty] | 3678100% | 14:00 | 1024 | 1350 | 661 | 2 | 8 | 532 | 2 | 15 | 256 | 2 | 8 | 710 | 2 | 8 | 554 | 2 | 15 | 288 | 2 | 8 | 821 | 2 | 19 | 8 | E | 9 | 8 | E | 9 | 27 | A | 7 | 21 | A | 7 | 70 | A | 7 | 990 | A | 7 | 180 | A | 7 | 4.6 | A | 7 | 9700 | B | 7 | 2400 | A | 7 | 3 | E | 8 | 0.162 | F | 8 | 0.16 | F | 8 | 0 | 1 | D | 9 | 5 | C | 8
[26 empty] | 3678100% | 15:00 | 896 | 1350 | 564 | 2 | 8 | 475 | 2 | 15 | 248 | 2 | 8 | 596 | 2 | 8 | 490 | 2 | 15 | 270 | 2 | 8 | 654 | 2 | 19 | 7 | E | 9 | 6 | E | 9 | 28 | A | 7 | 21 | A | 7 | 66 | A | 7 | 989 | A | 7 | 180 | A | 7 | 5.1 | A | 7 | 14500 | B | 7 | 77777 | A | 7 | 2.9 | E | 8 | 0.162 | F | 8 | 0.16 | F | 8 | 247 | 1 | D | 9 | 0 | C | 8
[26 empty] | 3678100% | 16:00 | 712 | 1350 | 88 | 2 | 8 | 0 | 2 | 15 | 88 | 2 | 8 | 107 | 2 | 8 | 0 | 2 | 15 | 107 | 2 | 8 | 423 | 2 | 19 | 9 | E | 9 | 8 | E | 9 | 22 | A | 7 | 21 | A | 7 | 94 | A | 7 | 989 | A | 7 | 190 | A | 7 | 5.1 | A | 7 | 16100 | B | 7 | 1800 | A | 7 | 2.8 | E | 8 | 0.162 | F | 8 | 0.16 | F | 8 | 0 | 1 | D | 9 | 17 | C | 8
[26 empty] | 3678100% | 17:00 | 482 | 1350 | 46 | 2 | 8 | 0 | 2 | 15 | 46 | 2 | 8 | 56 | 2 | 8 | 0 | 2 | 15 | 56 | 2 | 8 | 209 | 2 | 19 | 5 | E | 9 | 5 | E | 9 | 24 | A | 7 | 22 | A | 7 | 89 | A | 7 | 988 | A | 7 | 160 | A | 7 | 4.1 | A | 7 | 16100 | B | 7 | 77777 | A | 7 | 2.7 | E | 8 | 0.162 | F | 8 | 0.16 | F | 8 | 0 | 1 | D | 9 | 81 | C | 8
[26 empty] | 3678100% | 18:00 | 225 | 1350 | 93 | 2 | 8 | 162 | 2 | 15 | 66 | 2 | 8 | 97 | 2 | 8 | 109 | 2 | 15 | 79 | 2 | 8 | 127 | 2 | 19 | 1 | E | 9 | 0 | E | 9 | 23 | A | 7 | 22 | A | 7 | 94 | A | 7 | 988 | A | 7 | 160 | A | 7 | 4.1 | A | 7 | 14500 | B | 7 | 77777 | A | 7 | 2.7 | E | 8 | 0.162 | F | 8 | 0.16 | F | 8 | 0 | 1 | D | 9 | 0 | C | 8
[26 empty] | 3678100% | 19:00 | 17 | 506 | 0 | 2 | 8 | 0 | 2 | 15 | 0 | 2 | 8 | 0 | 2 | 8 | 0 | 2 | 15 | 0 | 2 | 8 | 0 | 2 | 19 | 9 | E | 9 | 9 | A | 7 | 23 | A | 7 | 22 | A | 7 | 94 | A | 7 | 988 | A | 7 | 190 | A | 7 | 1.5 | A | 7 | 11300 | B | 7 | 1500 | A | 7 | 2.6 | E | 8 | 0.162 | F | 8 | 0.16 | F | 8 | 0 | 1 | D | 9 | 0 | C | 8
[26 empty] | 3678100% | 20:00 | 0 | 0 | 0 | 2 | 0 | 0 | 2 | 0 | 0 | 2 | 0 | 0 | 2 | 0 | 0 | 2 | 0 | 0 | 2 | 0 | 0 | 2 | 0 | 7 | E | 9 | 5 | E | 9 | 23 | A | 7 | 22 | A | 7 | 94 | A | 7 | 989 | A | 7 | 180 | A | 7 | 2.6 | A | 7 | 9700 | B | 7 | 77777 | A | 7 | 2.5 | E | 8 | 0.162 | F | 8 | 0.16 | F | 8 | 0 | 1 | D | 9 | 10 | C | 8
[26 empty] | 3678100% | 21:00 | 0 | 0 | 0 | 2 | 0 | 0 | 2 | 0 | 0 | 2 | 0 | 0 | 2 | 0 | 0 | 2 | 0 | 0 | 2 | 0 | 0 | 2 | 0 | 6 | E | 9 | 5 | E | 9 | 22 | A | 7 | 22 | A | 7 | 100 | A | 7 | 989 | A | 7 | 200 | A | 7 | 2.1 | A | 7 | 8000 | B | 7 | 77777 | A | 7 | 2.4 | E | 8 | 0.162 | F | 8 | 0.16 | F | 8 | 0 | 1 | D | 9 | 10 | C | 8
[26 empty] | 3678100% | 22:00 | 0 | 0 | 0 | 2 | 0 | 0 | 2 | 0 | 0 | 2 | 0 | 0 | 2 | 0 | 0 | 2 | 0 | 0 | 2 | 0 | 0 | 2 | 0 | 8 | E | 9 | 5 | E | 9 | 22 | A | 7 | 22 | A | 7 | 100 | A | 7 | 989 | A | 7 | 180 | A | 7 | 1.5 | A | 7 | 8000 | B | 7 | 77777 | A | 7 | 2.3 | E | 8 | 0.162 | F | 8 | 0.16 | F | 8 | 0 | 1 | D | 9 | 10 | C | 8
[26 empty] | 3678100% | 23:00 | 0 | 0 | 0 | 2 | 0 | 0 | 2 | 0 | 0 | 2 | 0 | 0 | 2 | 0 | 0 | 2 | 0 | 0 | 2 | 0 | 0 | 2 | 0 | 9 | E | 9 | 9 | A | 7 | 22 | A | 7 | 21 | A | 7 | 94 | A | 7 | 989 | A | 7 | 190 | A | 7 | 2.1 | A | 7 | 9700 | B | 7 | 2100 | A | 7 | 2.2 | E | 8 | 0.162 | F | 8 | 0.16 | F | 8 | 0 | 1 | D | 9 | 10 | C | 8
[26 empty] | 3678100% | 24:00 | 0 | 0 | 0 | 2 | 0 | 0 | 2 | 0 | 0 | 2 | 0 | 0 | 2 | 0 | 0 | 2 | 0 | 0 | 2 | 0 | 0 | 2 | 0 | 10 | E | 9 | 10 | A | 7 | 22 | A | 7 | 21 | A | 7 | 94 | A | 7 | 989 | A | 7 | 200 | A | 7 | 2.6 | A | 7 | 8000 | B | 7 | 1800 | A | 7 | 2.2 | E | 8 | 0.162 | F | 8 | 0.16 | F | 8 | 0 | 1 | D | 9 | 10 | C | 8
[26 empty] | 3678200% | 1:00 | 0 | 0 | 0 | 2 | 0 | 0 | 2 | 0 | 0 | 2 | 0 | 0 | 2 | 0 | 0 | 2 | 0 | 0 | 2 | 0 | 0 | 2 | 0 | 10 | E | 9 | 10 | A | 7 | 22 | A | 7 | 21 | A | 7 | 94 | A | 7 | 989 | A | 7 | 210 | A | 7 | 2.6 | A | 7 | 8000 | B | 7 | 1350 | A | 7 | 2.1 | E | 8 | 0.161 | F | 8 | 0.16 | F | 8 | 0 | 1 | D | 9 | 10 | C | 8
[26 empty] | 3678200% | 2:00 | 0 | 0 | 0 | 2 | 0 | 0 | 2 | 0 | 0 | 2 | 0 | 0 | 2 | 0 | 0 | 2 | 0 | 0 | 2 | 0 | 0 | 2 | 0 | 10 | E | 9 | 10 | E | 9 | 22 | A | 7 | 21 | A | 7 | 94 | A | 7 | 989 | A | 7 | 330 | A | 7 | 2.6 | A | 7 | 8000 | B | 7 | 660 | A | 7 | 2.1 | E | 8 | 0.161 | F | 8 | 0.16 | F | 8 | 0 | 1 | D | 9 | 10 | C | 8
[26 empty] | 3678200% | 3:00 | 0 | 0 | 0 | 2 | 0 | 0 | 2 | 0 | 0 | 2 | 0 | 0 | 2 | 0 | 0 | 2 | 0 | 0 | 2 | 0 | 0 | 2 | 0 | 9 | E | 9 | 8 | E | 9 | 21 | A | 7 | 19 | A | 7 | 88 | A | 7 | 989 | A | 7 | 330 | A | 7 | 2.1 | A | 7 | 16100 | B | 7 | 3600 | A | 7 | 2.2 | E | 8 | 0.161 | F | 8 | 0.16 | F | 8 | 0 | 1 | D | 9 | 0 | C | 8
[26 empty] | 3678200% | 4:00 | 0 | 0 | 0 | 2 | 0 | 0 | 2 | 0 | 0 | 2 | 0 | 0 | 2 | 0 | 0 | 2 | 0 | 0 | 2 | 0 | 0 | 2 | 0 | 5 | E | 9 | 5 | E | 9 | 19 | A | 7 | 18 | A | 7 | 94 | A | 7 | 989 | A | 7 | 320 | A | 7 | 3.1 | A | 7 | 16100 | B | 7 | 77777 | A | 7 | 2.3 | E | 8 | 0.161 | F | 8 | 0.16 | F | 8 | 0 | 1 | D | 9 | 0 | C | 8
[26 empty] | 3678200% | 5:00 | 0 | 0 | 0 | 2 | 0 | 0 | 2 | 0 | 0 | 2 | 0 | 0 | 2 | 0 | 0 | 2 | 0 | 0 | 2 | 0 | 0 | 2 | 0 | 0 | E | 9 | 0 | E | 9 | 19 | A | 7 | 18 | A | 7 | 94 | A | 7 | 990 | A | 7 | 300 | A | 7 | 1.5 | A | 7 | 16100 | B | 7 | 77777 | A | 7 | 2.3 | E | 8 | 0.161 | F | 8 | 0.16 | F | 8 | 0 | 1 | D | 9 | 0 | C | 8
[26 empty] | 3678200% | 6:00 | 2 | 191 | 0 | 2 | 8 | 0 | 2 | 15 | 0 | 2 | 8 | 0 | 2 | 8 | 0 | 2 | 15 | 0 | 2 | 8 | 0 | 2 | 19 | 8 | E | 9 | 8 | E | 9 | 20 | A | 7 | 18 | A | 7 | 88 | A | 7 | 990 | A | 7 | 0 | A | 7 | 0 | A | 7 | 16100 | B | 7 | 2100 | A | 7 | 2.4 | E | 8 | 0.161 | F | 8 | 0.16 | F | 8 | 0 | 1 | D | 9 | 0 | C | 8
[26 empty] | 3678200% | 7:00 | 162 | 1351 | 72 | 2 | 8 | 102 | 2 | 15 | 60 | 2 | 8 | 77 | 2 | 8 | 61 | 2 | 15 | 70 | 2 | 8 | 126 | 2 | 19 | 3 | E | 9 | 3 | E | 9 | 19 | A | 7 | 18 | A | 7 | 94 | A | 7 | 991 | A | 7 | 0 | A | 7 | 0 | A | 7 | 16100 | B | 7 | 77777 | A | 7 | 2.4 | E | 8 | 0.161 | F | 8 | 0.16 | F | 8 | 0 | 1 | D | 9 | 0 | C | 8
[26 empty] | 3678200% | 8:00 | 422 | 1351 | 228 | 2 | 8 | 271 | 2 | 15 | 143 | 2 | 8 | 238 | 2 | 8 | 248 | 2 | 15 | 161 | 2 | 8 | 299 | 2 | 19 | 3 | E | 9 | 3 | E | 9 | 22 | A | 7 | 18 | A | 7 | 78 | A | 7 | 991 | A | 7 | 300 | A | 7 | 3.1 | A | 7 | 11300 | B | 7 | 77777 | A | 7 | 2.5 | E | 8 | 0.161 | F | 8 | 0.16 | F | 8 | 0 | 1 | D | 9 | 0 | C | 8
[26 empty] | 3678200% | 9:00 | 659 | 1351 | 270 | 2 | 8 | 99 | 2 | 15 | 221 | 2 | 8 | 296 | 2 | 8 | 99 | 2 | 15 | 247 | 2 | 8 | 646 | 2 | 19 | 8 | E | 9 | 8 | E | 9 | 22 | A | 7 | 18 | A | 7 | 78 | A | 7 | 992 | A | 7 | 320 | A | 7 | 5.7 | A | 7 | 16100 | B | 7 | 600 | A | 7 | 2.5 | E | 8 | 0.161 | F | 8 | 0.16 | F | 8 | 0 | 1 | D | 9 | 0 | C | 8
[26 empty] | 3678200% | 10:00 | 855 | 1351 | 577 | 2 | 8 | 602 | 2 | 15 | 195 | 2 | 8 | 621 | 2 | 8 | 621 | 2 | 15 | 227 | 2 | 8 | 480 | 2 | 19 | 4 | E | 9 | 4 | E | 9 | 23 | A | 7 | 18 | A | 7 | 73 | A | 7 | 992 | A | 7 | 340 | A | 7 | 3.1 | A | 7 | 16100 | B | 7 | 77777 | A | 7 | 2.6 | E | 8 | 0.161 | F | 8 | 0.16 | F | 8 | 0 | 1 | D | 9 | 0 | C | 8
[26 empty] | 3678200% | 11:00 | 997 | 1351 | 704 | 2 | 8 | 664 | 2 | 15 | 212 | 2 | 8 | 737 | 2 | 8 | 670 | 2 | 15 | 241 | 2 | 8 | 631 | 2 | 19 | 4 | E | 9 | 4 | E | 9 | 24 | A | 7 | 16 | A | 7 | 61 | A | 7 | 992 | A | 7 | 310 | A | 7 | 6.7 | A | 7 | 16100 | B | 7 | 77777 | A | 7 | 2.7 | E | 8 | 0.161 | F | 8 | 0.16 | F | 8 | 0 | 1 | D | 9 | 0 | C | 8
[26 empty] | 3678200% | 12:00 | 1074 | 1351 | 584 | 2 | 8 | 319 | 2 | 15 | 330 | 2 | 8 | 639 | 2 | 8 | 346 | 2 | 15 | 363 | 2 | 8 | 1146 | 2 | 19 | 4 | E | 9 | 4 | E | 9 | 24 | A | 7 | 14 | A | 7 | 54 | A | 7 | 992 | A | 7 | 300 | A | 7 | 4.1 | A | 7 | 16100 | B | 7 | 77777 | A | 7 | 2.7 | E | 8 | 0.161 | F | 8 | 0.16 | F | 8 | 0 | 1 | D | 9 | 0 | C | 8
[26 empty] | 3678200% | 13:00 | 1081 | 1351 | 794 | 2 | 8 | 707 | 2 | 15 | 226 | 2 | 8 | 835 | 2 | 8 | 716 | 2 | 15 | 260 | 2 | 8 | 801 | 2 | 19 | 3 | E | 9 | 3 | E | 9 | 24 | A | 7 | 14 | A | 7 | 54 | A | 7 | 992 | A | 7 | 300 | A | 7 | 2.6 | A | 7 | 16100 | B | 7 | 77777 | A | 7 | 2.8 | E | 8 | 0.161 | F | 8 | 0.16 | F | 8 | 0 | 1 | D | 9 | 0 | C | 8
[26 empty] | 3678200% | 14:00 | 1019 | 1351 | 737 | 2 | 8 | 764 | 2 | 15 | 158 | 2 | 8 | 763 | 2 | 8 | 764 | 2 | 15 | 185 | 2 | 8 | 448 | 2 | 19 | 0 | E | 9 | 0 | E | 9 | 25 | A | 7 | 11 | A | 7 | 41 | A | 7 | 992 | A | 7 | 310 | A | 7 | 5.1 | A | 7 | 16100 | B | 7 | 77777 | A | 7 | 2.7 | E | 8 | 0.161 | F | 8 | 0.16 | F | 8 | 0 | 1 | D | 9 | 0 | C | 8
[26 empty] | 3678200% | 15:00 | 891 | 1351 | 621 | 2 | 8 | 754 | 2 | 15 | 122 | 2 | 8 | 650 | 2 | 8 | 754 | 2 | 15 | 151 | 2 | 8 | 299 | 2 | 19 | 0 | E | 9 | 0 | E | 9 | 25 | A | 7 | 10 | A | 7 | 39 | A | 7 | 991 | A | 7 | 320 | A | 7 | 5.7 | A | 7 | 16100 | B | 7 | 77777 | A | 7 | 2.6 | E | 8 | 0.161 | F | 8 | 0.16 | F | 8 | 0 | 1 | D | 9 | 0 | C | 8
[26 empty] | 3678200% | 16:00 | 705 | 1351 | 472 | 2 | 8 | 688 | 2 | 15 | 111 | 2 | 8 | 498 | 2 | 8 | 685 | 2 | 15 | 140 | 2 | 8 | 244 | 2 | 19 | 0 | E | 9 | 0 | E | 9 | 25 | A | 7 | 10 | A | 7 | 39 | A | 7 | 992 | A | 7 | 320 | A | 7 | 4.1 | A | 7 | 16100 | B | 7 | 77777 | A | 7 | 2.5 | E | 8 | 0.161 | F | 8 | 0.16 | F | 8 | 0 | 1 | D | 9 | 0 | C | 8
[26 empty] | 3678200% | 17:00 | 475 | 1351 | 285 | 2 | 8 | 568 | 2 | 15 | 84 | 2 | 8 | 295 | 2 | 8 | 523 | 2 | 15 | 111 | 2 | 8 | 161 | 2 | 19 | 0 | E | 9 | 0 | E | 9 | 24 | A | 7 | 8 | A | 7 | 36 | A | 7 | 992 | A | 7 | 320 | A | 7 | 4.1 | A | 7 | 16100 | B | 7 | 77777 | A | 7 | 2.5 | E | 8 | 0.161 | F | 8 | 0.16 | F | 8 | 0 | 1 | D | 9 | 0 | C | 8
[26 empty] | 3678200% | 18:00 | 218 | 1351 | 95 | 2 | 8 | 316 | 2 | 15 | 44 | 2 | 8 | 97 | 2 | 8 | 220 | 2 | 15 | 61 | 2 | 8 | 78 | 2 | 19 | 0 | E | 9 | 0 | E | 9 | 23 | A | 7 | 8 | A | 7 | 38 | A | 7 | 992 | A | 7 | 350 | A | 7 | 2.1 | A | 7 | 16100 | B | 7 | 77777 | A | 7 | 2.4 | E | 8 | 0.161 | F | 8 | 0.16 | F | 8 | 0 | 1 | D | 9 | 0 | C | 8
[26 empty] | 3678200% | 19:00 | 14 | 461 | 0 | 2 | 8 | 0 | 2 | 15 | 0 | 2 | 8 | 0 | 2 | 8 | 0 | 2 | 15 | 0 | 2 | 8 | 0 | 2 | 19 | 0 | E | 9 | 0 | A | 7 | 20 | A | 7 | 9 | A | 7 | 49 | A | 7 | 992 | A | 7 | 10 | A | 7 | 3.1 | A | 7 | 16100 | B | 7 | 77777 | A | 7 | 2.3 | E | 8 | 0.161 | F | 8 | 0.16 | F | 8 | 0 | 1 | D | 9 | 0 | C | 8
[26 empty] | 3678200% | 20:00 | 0 | 0 | 0 | 2 | 0 | 0 | 2 | 0 | 0 | 2 | 0 | 0 | 2 | 0 | 0 | 2 | 0 | 0 | 2 | 0 | 0 | 2 | 0 | 0 | E | 9 | 0 | A | 7 | 19 | A | 7 | 9 | A | 7 | 52 | A | 7 | 992 | A | 7 | 40 | A | 7 | 2.6 | A | 7 | 16100 | B | 7 | 77777 | A | 7 | 2.2 | E | 8 | 0.161 | F | 8 | 0.16 | F | 8 | 0 | 1 | D | 9 | 0 | C | 8
[26 empty] | 3678200% | 21:00 | 0 | 0 | 0 | 2 | 0 | 0 | 2 | 0 | 0 | 2 | 0 | 0 | 2 | 0 | 0 | 2 | 0 | 0 | 2 | 0 | 0 | 2 | 0 | 0 | E | 9 | 0 | E | 9 | 18 | A | 7 | 11 | A | 7 | 64 | A | 7 | 992 | A | 7 | 60 | A | 7 | 1.5 | A | 7 | 16100 | B | 7 | 77777 | A | 7 | 2.1 | E | 8 | 0.161 | F | 8 | 0.16 | F | 8 | 0 | 1 | D | 9 | 0 | C | 8
[26 empty] | 3678200% | 22:00 | 0 | 0 | 0 | 2 | 0 | 0 | 2 | 0 | 0 | 2 | 0 | 0 | 2 | 0 | 0 | 2 | 0 | 0 | 2 | 0 | 0 | 2 | 0 | 0 | E | 9 | 0 | E | 9 | 16 | A | 7 | 11 | A | 7 | 72 | A | 7 | 993 | A | 7 | 0 | A | 7 | 0 | A | 7 | 16100 | B | 7 | 77777 | A | 7 | 2.1 | E | 8 | 0.161 | F | 8 | 0.16 | F | 8 | 0 | 1 | D | 9 | 0 | C | 8
[26 empty] | 3678200% | 23:00 | 0 | 0 | 0 | 2 | 0 | 0 | 2 | 0 | 0 | 2 | 0 | 0 | 2 | 0 | 0 | 2 | 0 | 0 | 2 | 0 | 0 | 2 | 0 | 0 | E | 9 | 0 | A | 7 | 16 | A | 7 | 11 | A | 7 | 72 | A | 7 | 993 | A | 7 | 0 | A | 7 | 0 | A | 7 | 16100 | B | 7 | 77777 | A | 7 | 2 | E | 8 | 0.161 | F | 8 | 0.16 | F | 8 | 0 | 1 | D | 9 | 0 | C | 8
[26 empty] | 3678200% | 24:00 | 0 | 0 | 0 | 2 | 0 | 0 | 2 | 0 | 0 | 2 | 0 | 0 | 2 | 0 | 0 | 2 | 0 | 0 | 2 | 0 | 0 | 2 | 0 | 0 | E | 9 | 0 | A | 7 | 15 | A | 7 | 11 | A | 7 | 77 | A | 7 | 993 | A | 7 | 0 | A | 7 | 0 | A | 7 | 16100 | B | 7 | 77777 | A | 7 | 1.9 | E | 8 | 0.161 | F | 8 | 0.16 | F | 8 | 0 | 1 | D | 9 | 0 | C | 8
[26 empty] | 3678300% | 1:00 | 0 | 0 | 0 | 2 | 0 | 0 | 2 | 0 | 0 | 2 | 0 | 0 | 2 | 0 | 0 | 2 | 0 | 0 | 2 | 0 | 0 | 2 | 0 | 0 | E | 9 | 0 | A | 7 | 14 | A | 7 | 11 | A | 7 | 82 | A | 7 | 992 | A | 7 | 0 | A | 7 | 0 | A | 7 | 16100 | B | 7 | 77777 | A | 7 | 1.8 | E | 8 | 0.16 | F | 8 | 0.16 | F | 8 | 0 | 1 | D | 9 | 0 | C | 8
[26 empty] | 3678300% | 2:00 | 0 | 0 | 0 | 2 | 0 | 0 | 2 | 0 | 0 | 2 | 0 | 0 | 2 | 0 | 0 | 2 | 0 | 0 | 2 | 0 | 0 | 2 | 0 | 0 | E | 9 | 0 | E | 9 | 13 | A | 7 | 11 | A | 7 | 88 | A | 7 | 992 | A | 7 | 60 | A | 7 | 2.1 | A | 7 | 16100 | B | 7 | 77777 | A | 7 | 1.9 | E | 8 | 0.16 | F | 8 | 0.16 | F | 8 | 0 | 1 | D | 9 | 0 | C | 8
[26 empty] | 3678300% | 3:00 | 0 | 0 | 0 | 2 | 0 | 0 | 2 | 0 | 0 | 2 | 0 | 0 | 2 | 0 | 0 | 2 | 0 | 0 | 2 | 0 | 0 | 2 | 0 | 0 | E | 9 | 0 | E | 9 | 13 | A | 7 | 11 | A | 7 | 88 | A | 7 | 992 | A | 7 | 110 | A | 7 | 1.5 | A | 7 | 16100 | B | 7 | 77777 | A | 7 | 2.1 | E | 8 | 0.16 | F | 8 | 0.16 | F | 8 | 0 | 1 | D | 9 | 0 | C | 8
[26 empty] | 3678300% | 4:00 | 0 | 0 | 0 | 2 | 0 | 0 | 2 | 0 | 0 | 2 | 0 | 0 | 2 | 0 | 0 | 2 | 0 | 0 | 2 | 0 | 0 | 2 | 0 | 0 | E | 9 | 0 | E | 9 | 13 | A | 7 | 10 | A | 7 | 82 | A | 7 | 992 | A | 7 | 110 | A | 7 | 2.6 | A | 7 | 16100 | B | 7 | 77777 | A | 7 | 2.2 | E | 8 | 0.16 | F | 8 | 0.16 | F | 8 | 0 | 1 | D | 9 | 0 | C | 8
[26 empty] | 3678300% | 5:00 | 0 | 0 | 0 | 2 | 0 | 0 | 2 | 0 | 0 | 2 | 0 | 0 | 2 | 0 | 0 | 2 | 0 | 0 | 2 | 0 | 0 | 2 | 0 | 0 | E | 9 | 0 | E | 9 | 12 | A | 7 | 10 | A | 7 | 88 | A | 7 | 992 | A | 7 | 0 | A | 7 | 0 | A | 7 | 16100 | B | 7 | 77777 | A | 7 | 2.3 | E | 8 | 0.16 | F | 8 | 0.16 | F | 8 | 0 | 1 | D | 9 | 0 | C | 8
[26 empty] | 3678300% | 6:00 | 2 | 169 | 0 | 2 | 8 | 0 | 2 | 15 | 0 | 2 | 8 | 0 | 2 | 8 | 0 | 2 | 15 | 0 | 2 | 8 | 0 | 2 | 19 | 3 | E | 9 | 3 | E | 9 | 13 | A | 7 | 11 | A | 7 | 88 | A | 7 | 992 | A | 7 | 0 | A | 7 | 0 | A | 7 | 16100 | B | 7 | 77777 | A | 7 | 2.4 | E | 8 | 0.16 | F | 8 | 0.16 | F | 8 | 0 | 1 | D | 9 | 0 | C | 8
[26 empty] | 3678300% | 7:00 | 158 | 1351 | 74 | 2 | 8 | 129 | 2 | 15 | 59 | 2 | 8 | 76 | 2 | 8 | 69 | 2 | 15 | 68 | 2 | 8 | 119 | 2 | 19 | 8 | E | 9 | 8 | E | 9 | 14 | A | 7 | 10 | A | 7 | 77 | A | 7 | 992 | A | 7 | 0 | A | 7 | 0 | A | 7 | 16100 | B | 7 | 1440 | A | 7 | 2.5 | E | 8 | 0.16 | F | 8 | 0.16 | F | 8 | 0 | 1 | D | 9 | 0 | C | 8
[26 empty] | 3678300% | 8:00 | 418 | 1351 | 251 | 2 | 8 | 381 | 2 | 15 | 133 | 2 | 8 | 264 | 2 | 8 | 347 | 2 | 15 | 156 | 2 | 8 | 273 | 2 | 19 | 8 | E | 9 | 8 | E | 9 | 15 | A | 7 | 12 | A | 7 | 82 | A | 7 | 991 | A | 7 | 0 | A | 7 | 0 | A | 7 | 16100 | B | 7 | 1380 | A | 7 | 2.6 | E | 8 | 0.16 | F | 8 | 0.16 | F | 8 | 0 | 1 | D | 9 | 0 | C | 8
[26 empty] | 3678300% | 9:00 | 655 | 1351 | 311 | 2 | 8 | 185 | 2 | 15 | 220 | 2 | 8 | 337 | 2 | 8 | 188 | 2 | 15 | 245 | 2 | 8 | 543 | 2 | 19 | 10 | E | 9 | 10 | E | 9 | 17 | A | 7 | 13 | A | 7 | 77 | A | 7 | 992 | A | 7 | 310 | A | 7 | 2.1 | A | 7 | 16100 | B | 7 | 1350 | A | 7 | 2.7 | E | 8 | 0.16 | F | 8 | 0.16 | F | 8 | 0 | 1 | D | 9 | 0 | C | 8
[26 empty] | 3678300% | 10:00 | 851 | 1351 | 160 | 2 | 8 | 0 | 2 | 15 | 160 | 2 | 8 | 191 | 2 | 8 | 0 | 2 | 15 | 191 | 2 | 8 | 756 | 2 | 19 | 8 | E | 9 | 8 | E | 9 | 18 | A | 7 | 13 | A | 7 | 73 | A | 7 | 992 | A | 7 | 330 | A | 7 | 1.5 | A | 7 | 16100 | B | 7 | 1500 | A | 7 | 2.9 | E | 8 | 0.16 | F | 8 | 0.16 | F | 8 | 0 | 1 | D | 9 | 0 | C | 8
[26 empty] | 3678300% | 11:00 | 993 | 1351 | 492 | 2 | 8 | 199 | 2 | 15 | 345 | 2 | 8 | 538 | 2 | 8 | 211 | 2 | 15 | 383 | 2 | 8 | 1100 | 2 | 19 | 8 | E | 9 | 8 | E | 9 | 21 | A | 7 | 12 | A | 7 | 56 | A | 7 | 991 | A | 7 | 120 | A | 7 | 3.1 | A | 7 | 16100 | B | 7 | 1260 | A | 7 | 3 | E | 8 | 0.16 | F | 8 | 0.16 | F | 8 | 0 | 1 | D | 9 | 0 | C | 8
[26 empty] | 3678300% | 12:00 | 1069 | 1351 | 706 | 2 | 8 | 565 | 2 | 15 | 258 | 2 | 8 | 763 | 2 | 8 | 590 | 2 | 15 | 295 | 2 | 8 | 905 | 2 | 19 | 8 | E | 9 | 8 | E | 9 | 23 | A | 7 | 13 | A | 7 | 53 | A | 7 | 990 | A | 7 | 160 | A | 7 | 4.1 | A | 7 | 16100 | B | 7 | 1230 | A | 7 | 3.1 | E | 8 | 0.16 | F | 8 | 0.16 | F | 8 | 0 | 1 | D | 9 | 0 | C | 8
[26 empty] | 3678300% | 13:00 | 1077 | 1351 | 734 | 2 | 8 | 605 | 2 | 15 | 250 | 2 | 8 | 766 | 2 | 8 | 609 | 2 | 15 | 279 | 2 | 8 | 864 | 2 | 19 | 5 | E | 9 | 5 | E | 9 | 23 | A | 7 | 13 | A | 7 | 53 | A | 7 | 989 | A | 7 | 180 | A | 7 | 2.6 | A | 7 | 16100 | B | 7 | 77777 | A | 7 | 3.2 | E | 8 | 0.16 | F | 8 | 0.16 | F | 8 | 0 | 1 | D | 9 | 0 | C | 8
[26 empty] | 3678300% | 14:00 | 1014 | 1351 | 695 | 2 | 8 | 639 | 2 | 15 | 215 | 2 | 8 | 729 | 2 | 8 | 645 | 2 | 15 | 244 | 2 | 8 | 660 | 2 | 19 | 4 | E | 9 | 2 | E | 9 | 24 | A | 7 | 16 | A | 7 | 61 | A | 7 | 989 | A | 7 | 170 | A | 7 | 4.6 | A | 7 | 16100 | B | 7 | 77777 | A | 7 | 3.1 | E | 8 | 0.16 | F | 8 | 0.16 | F | 8 | 0 | 1 | D | 9 | 0 | C | 8
[26 empty] | 3678300% | 15:00 | 885 | 1351 | 604 | 2 | 8 | 630 | 2 | 15 | 190 | 2 | 8 | 629 | 2 | 8 | 631 | 2 | 15 | 214 | 2 | 8 | 476 | 2 | 19 | 3 | E | 9 | 3 | E | 9 | 24 | A | 7 | 17 | A | 7 | 65 | A | 7 | 988 | A | 7 | 180 | A | 7 | 5.1 | A | 7 | 16100 | B | 7 | 77777 | A | 7 | 3 | E | 8 | 0.16 | F | 8 | 0.16 | F | 8 | 0 | 1 | D | 9 | 0 | C | 8
[26 empty] | 3678300% | 16:00 | 699 | 1351 | 362 | 2 | 8 | 265 | 2 | 15 | 224 | 2 | 8 | 385 | 2 | 8 | 276 | 2 | 15 | 242 | 2 | 8 | 520 | 2 | 19 | 5 | E | 9 | 5 | E | 9 | 24 | A | 7 | 17 | A | 7 | 65 | A | 7 | 986 | A | 7 | 180 | A | 7 | 4.6 | A | 7 | 16100 | B | 7 | 77777 | A | 7 | 2.9 | E | 8 | 0.16 | F | 8 | 0.16 | F | 8 | 0 | 1 | D | 9 | 0 | C | 8
[26 empty] | 3678300% | 17:00 | 469 | 1351 | 101 | 2 | 8 | 0 | 2 | 15 | 101 | 2 | 8 | 116 | 2 | 8 | 0 | 2 | 15 | 116 | 2 | 8 | 402 | 2 | 19 | 10 | E | 9 | 10 | E | 9 | 24 | A | 7 | 18 | A | 7 | 69 | A | 7 | 986 | A | 7 | 160 | A | 7 | 3.6 | A | 7 | 16100 | B | 7 | 2100 | A | 7 | 2.8 | E | 8 | 0.16 | F | 8 | 0.16 | F | 8 | 0 | 1 | D | 9 | 0 | C | 8
[26 empty] | 3678300% | 18:00 | 211 | 1351 | 55 | 2 | 8 | 31 | 2 | 15 | 50 | 2 | 8 | 60 | 2 | 8 | 23 | 2 | 15 | 56 | 2 | 8 | 125 | 2 | 19 | 9 | E | 9 | 8 | E | 9 | 23 | A | 7 | 18 | A | 7 | 73 | A | 7 | 985 | A | 7 | 140 | A | 7 | 3.1 | A | 7 | 16100 | B | 7 | 1140 | A | 7 | 2.6 | E | 8 | 0.16 | F | 8 | 0.16 | F | 8 | 6 | 1 | D | 9 | 0 | C | 8
[26 empty] | 3678300% | 19:00 | 12 | 439 | 0 | 2 | 8 | 0 | 2 | 15 | 0 | 2 | 8 | 0 | 2 | 8 | 0 | 2 | 15 | 0 | 2 | 8 | 0 | 2 | 19 | 10 | E | 9 | 10 | A | 7 | 21 | A | 7 | 19 | A | 7 | 88 | A | 7 | 985 | A | 7 | 330 | A | 7 | 2.6 | A | 7 | 9700 | B | 7 | 810 | A | 7 | 2.5 | E | 8 | 0.16 | F | 8 | 0.16 | F | 8 | 0 | 1 | D | 9 | 61 | C | 8
[26 empty] | 3678300% | 20:00 | 0 | 0 | 0 | 2 | 0 | 0 | 2 | 0 | 0 | 2 | 0 | 0 | 2 | 0 | 0 | 2 | 0 | 0 | 2 | 0 | 0 | 2 | 0 | 9 | E | 9 | 8 | E | 9 | 22 | A | 7 | 20 | A | 7 | 88 | A | 7 | 985 | A | 7 | 0 | A | 7 | 0 | A | 7 | 11300 | B | 7 | 1800 | A | 7 | 2.4 | E | 8 | 0.16 | F | 8 | 0.16 | F | 8 | 0 | 1 | D | 9 | 10 | C | 8
[26 empty] | 3678300% | 21:00 | 0 | 0 | 0 | 2 | 0 | 0 | 2 | 0 | 0 | 2 | 0 | 0 | 2 | 0 | 0 | 2 | 0 | 0 | 2 | 0 | 0 | 2 | 0 | 8 | E | 9 | 6 | E | 9 | 21 | A | 7 | 21 | A | 7 | 100 | A | 7 | 984 | A | 7 | 190 | A | 7 | 2.6 | A | 7 | 3200 | B | 7 | 77777 | A | 7 | 2.3 | E | 8 | 0.16 | F | 8 | 0.16 | F | 8 | 0 | 1 | D | 9 | 80 | C | 8
[26 empty] | 3678300% | 22:00 | 0 | 0 | 0 | 2 | 0 | 0 | 2 | 0 | 0 | 2 | 0 | 0 | 2 | 0 | 0 | 2 | 0 | 0 | 2 | 0 | 0 | 2 | 0 | 7 | E | 9 | 5 | E | 9 | 21 | A | 7 | 21 | A | 7 | 100 | A | 7 | 983 | A | 7 | 180 | A | 7 | 2.1 | A | 7 | 6400 | B | 7 | 77777 | A | 7 | 2.2 | E | 8 | 0.16 | F | 8 | 0.16 | F | 8 | 0 | 1 | D | 9 | 10 | C | 8
[26 empty] | 3678300% | 23:00 | 0 | 0 | 0 | 2 | 0 | 0 | 2 | 0 | 0 | 2 | 0 | 0 | 2 | 0 | 0 | 2 | 0 | 0 | 2 | 0 | 0 | 2 | 0 | 9 | E | 9 | 9 | A | 7 | 20 | A | 7 | 20 | A | 7 | 100 | A | 7 | 983 | A | 7 | 230 | A | 7 | 1.5 | A | 7 | 2400 | B | 7 | 30 | A | 7 | 2.1 | E | 8 | 0.16 | F | 8 | 0.16 | F | 8 | 0 | 1 | D | 9 | 10 | C | 8
[26 empty] | 3678300% | 24:00 | 0 | 0 | 0 | 2 | 0 | 0 | 2 | 0 | 0 | 2 | 0 | 0 | 2 | 0 | 0 | 2 | 0 | 0 | 2 | 0 | 0 | 2 | 0 | 9 | E | 9 | 9 | A | 7 | 21 | A | 7 | 19 | A | 7 | 88 | A | 7 | 983 | A | 7 | 250 | A | 7 | 2.6 | A | 7 | 8000 | B | 7 | 3600 | A | 7 | 1.9 | E | 8 | 0.16 | F | 8 | 0.16 | F | 8 | 0 | 1 | D | 9 | 10 | C | 8
[26 empty] | 3678400% | 1:00 | 0 | 0 | 0 | 2 | 0 | 0 | 2 | 0 | 0 | 2 | 0 | 0 | 2 | 0 | 0 | 2 | 0 | 0 | 2 | 0 | 0 | 2 | 0 | 10 | E | 9 | 10 | A | 7 | 21 | A | 7 | 18 | A | 7 | 83 | A | 7 | 983 | A | 7 | 240 | A | 7 | 2.1 | A | 7 | 11300 | B | 7 | 2100 | A | 7 | 1.8 | E | 8 | 0.159 | F | 8 | 0.16 | F | 8 | 3 | 1 | D | 9 | 10 | C | 8
[26 empty] | 3678400% | 2:00 | 0 | 0 | 0 | 2 | 0 | 0 | 2 | 0 | 0 | 2 | 0 | 0 | 2 | 0 | 0 | 2 | 0 | 0 | 2 | 0 | 0 | 2 | 0 | 10 | E | 9 | 10 | E | 9 | 19 | A | 7 | 16 | A | 7 | 83 | A | 7 | 982 | A | 7 | 300 | A | 7 | 3.6 | A | 7 | 9700 | B | 7 | 2400 | A | 7 | 1.9 | E | 8 | 0.159 | F | 8 | 0.16 | F | 8 | 0 | 1 | D | 9 | 61 | C | 8
[26 empty] | 3678400% | 3:00 | 0 | 0 | 0 | 2 | 0 | 0 | 2 | 0 | 0 | 2 | 0 | 0 | 2 | 0 | 0 | 2 | 0 | 0 | 2 | 0 | 0 | 2 | 0 | 10 | E | 9 | 10 | E | 9 | 18 | A | 7 | 15 | A | 7 | 83 | A | 7 | 982 | A | 7 | 340 | A | 7 | 2.6 | A | 7 | 16100 | B | 7 | 2100 | A | 7 | 1.9 | E | 8 | 0.159 | F | 8 | 0.16 | F | 8 | 0 | 1 | D | 9 | 0 | C | 8
[26 empty] | 3678400% | 4:00 | 0 | 0 | 0 | 2 | 0 | 0 | 2 | 0 | 0 | 2 | 0 | 0 | 2 | 0 | 0 | 2 | 0 | 0 | 2 | 0 | 0 | 2 | 0 | 10 | E | 9 | 10 | E | 9 | 18 | A | 7 | 14 | A | 7 | 77 | A | 7 | 982 | A | 7 | 330 | A | 7 | 5.7 | A | 7 | 16100 | B | 7 | 1350 | A | 7 | 1.9 | E | 8 | 0.159 | F | 8 | 0.16 | F | 8 | 0 | 1 | D | 9 | 0 | C | 8
[26 empty] | 3678400% | 5:00 | 0 | 0 | 0 | 2 | 0 | 0 | 2 | 0 | 0 | 2 | 0 | 0 | 2 | 0 | 0 | 2 | 0 | 0 | 2 | 0 | 0 | 2 | 0 | 10 | E | 9 | 10 | E | 9 | 17 | A | 7 | 14 | A | 7 | 82 | A | 7 | 982 | A | 7 | 310 | A | 7 | 4.6 | A | 7 | 16100 | B | 7 | 1170 | A | 7 | 1.9 | E | 8 | 0.159 | F | 8 | 0.16 | F | 8 | 0 | 1 | D | 9 | 0 | C | 8
[26 empty] | 3678400% | 6:00 | 1 | 146 | 0 | 2 | 8 | 0 | 2 | 15 | 0 | 2 | 8 | 0 | 2 | 8 | 0 | 2 | 15 | 0 | 2 | 8 | 0 | 2 | 19 | 8 | E | 9 | 8 | E | 9 | 16 | A | 7 | 12 | A | 7 | 77 | A | 7 | 983 | A | 7 | 320 | A | 7 | 3.1 | A | 7 | 16100 | B | 7 | 2700 | A | 7 | 2 | E | 8 | 0.159 | F | 8 | 0.16 | F | 8 | 0 | 1 | D | 9 | 0 | C | 8
[26 empty] | 3678400% | 7:00 | 154 | 1352 | 31 | 2 | 8 | 0 | 2 | 15 | 31 | 2 | 8 | 35 | 2 | 8 | 0 | 2 | 15 | 35 | 2 | 8 | 109 | 2 | 19 | 4 | E | 9 | 4 | E | 9 | 16 | A | 7 | 11 | A | 7 | 72 | A | 7 | 984 | A | 7 | 310 | A | 7 | 4.1 | A | 7 | 16100 | B | 7 | 77777 | A | 7 | 2 | E | 8 | 0.159 | F | 8 | 0.16 | F | 8 | 0 | 1 | D | 9 | 0 | C | 8
[26 empty] | 3678400% | 8:00 | 415 | 1352 | 244 | 2 | 8 | 452 | 2 | 15 | 105 | 2 | 8 | 254 | 2 | 8 | 402 | 2 | 15 | 131 | 2 | 8 | 198 | 2 | 19 | 0 | E | 9 | 0 | E | 9 | 16 | A | 7 | 10 | A | 7 | 68 | A | 7 | 984 | A | 7 | 310 | A | 7 | 4.6 | A | 7 | 16100 | B | 7 | 77777 | A | 7 | 2 | E | 8 | 0.159 | F | 8 | 0.16 | F | 8 | 0 | 1 | D | 9 | 0 | C | 8
[26 empty] | 3678400% | 9:00 | 652 | 1352 | 426 | 2 | 8 | 543 | 2 | 15 | 163 | 2 | 8 | 449 | 2 | 8 | 541 | 2 | 15 | 188 | 2 | 8 | 339 | 2 | 19 | 0 | E | 9 | 0 | E | 9 | 17 | A | 7 | 11 | A | 7 | 68 | A | 7 | 984 | A | 7 | 290 | A | 7 | 6.2 | A | 7 | 16100 | B | 7 | 77777 | A | 7 | 2 | E | 8 | 0.159 | F | 8 | 0.16 | F | 8 | 0 | 1 | D | 9 | 0 | C | 8
[26 empty] | 3678400% | 10:00 | 847 | 1352 | 424 | 2 | 8 | 219 | 2 | 15 | 286 | 2 | 8 | 462 | 2 | 8 | 230 | 2 | 15 | 318 | 2 | 8 | 794 | 2 | 19 | 8 | E | 9 | 8 | E | 9 | 18 | A | 7 | 11 | A | 7 | 64 | A | 7 | 984 | A | 7 | 320 | A | 7 | 3.6 | A | 7 | 16100 | B | 7 | 1200 | A | 7 | 2.1 | E | 8 | 0.159 | F | 8 | 0.16 | F | 8 | 0 | 1 | D | 9 | 0 | C | 8
[26 empty] | 3678400% | 11:00 | 988 | 1352 | 673 | 2 | 8 | 586 | 2 | 15 | 243 | 2 | 8 | 723 | 2 | 8 | 610 | 2 | 15 | 276 | 2 | 8 | 727 | 2 | 19 | 8 | E | 9 | 8 | E | 9 | 20 | A | 7 | 10 | A | 7 | 53 | A | 7 | 984 | A | 7 | 290 | A | 7 | 6.2 | A | 7 | 16100 | B | 7 | 1410 | A | 7 | 2.1 | E | 8 | 0.159 | F | 8 | 0.16 | F | 8 | 0 | 1 | D | 9 | 0 | C | 8
[26 empty] | 3678400% | 12:00 | 1065 | 1352 | 706 | 2 | 8 | 596 | 2 | 15 | 236 | 2 | 8 | 740 | 2 | 8 | 601 | 2 | 15 | 265 | 2 | 8 | 798 | 2 | 19 | 5 | E | 9 | 5 | E | 9 | 21 | A | 7 | 9 | A | 7 | 46 | A | 7 | 983 | A | 7 | 310 | A | 7 | 7.7 | A | 7 | 16100 | B | 7 | 77777 | A | 7 | 2.1 | E | 8 | 0.159 | F | 8 | 0.16 | F | 8 | 0 | 1 | D | 9 | 0 | C | 8
[26 empty] | 3678400% | 13:00 | 1072 | 1352 | 644 | 2 | 8 | 378 | 2 | 15 | 344 | 2 | 8 | 702 | 2 | 8 | 410 | 2 | 15 | 376 | 2 | 8 | 1194 | 2 | 19 | 1 | E | 9 | 1 | E | 9 | 21 | A | 7 | 8 | A | 7 | 43 | A | 7 | 983 | A | 7 | 290 | A | 7 | 7.2 | A | 7 | 16100 | B | 7 | 77777 | A | 7 | 2.1 | E | 8 | 0.159 | F | 8 | 0.16 | F | 8 | 0 | 1 | D | 9 | 0 | C | 8
[26 empty] | 3678400% | 14:00 | 1008 | 1352 | 695 | 2 | 8 | 478 | 2 | 15 | 338 | 2 | 8 | 724 | 2 | 8 | 495 | 2 | 15 | 354 | 2 | 8 | 1075 | 2 | 19 | 4 | E | 9 | 4 | E | 9 | 22 | A | 7 | 8 | A | 7 | 41 | A | 7 | 983 | A | 7 | 280 | A | 7 | 6.7 | A | 7 | 16100 | B | 7 | 77777 | A | 7 | 2.1 | E | 8 | 0.159 | F | 8 | 0.16 | F | 8 | 0 | 1 | D | 9 | 0 | C | 8
[26 empty] | 3678400% | 15:00 | 879 | 1352 | 97 | 2 | 8 | 0 | 2 | 15 | 97 | 2 | 8 | 121 | 2 | 8 | 0 | 2 | 15 | 121 | 2 | 8 | 496 | 2 | 19 | 10 | E | 9 | 10 | E | 9 | 17 | A | 7 | 9 | A | 7 | 59 | A | 7 | 984 | A | 7 | 310 | A | 7 | 9.8 | A | 7 | 16100 | B | 7 | 2100 | A | 7 | 2.1 | E | 8 | 0.159 | F | 8 | 0.16 | F | 8 | 0 | 1 | D | 9 | 0 | C | 8
[26 empty] | 3678400% | 16:00 | 692 | 1352 | 175 | 2 | 8 | 6 | 2 | 15 | 172 | 2 | 8 | 202 | 2 | 8 | 5 | 2 | 15 | 200 | 2 | 8 | 724 | 2 | 19 | 10 | E | 9 | 10 | E | 9 | 14 | A | 7 | 8 | A | 7 | 67 | A | 7 | 985 | A | 7 | 300 | A | 7 | 5.7 | A | 7 | 16100 | B | 7 | 2700 | A | 7 | 2.1 | E | 8 | 0.159 | F | 8 | 0.16 | F | 8 | 0 | 1 | D | 9 | 0 | C | 8
[26 empty] | 3678400% | 17:00 | 462 | 1352 | 71 | 2 | 8 | 0 | 2 | 15 | 71 | 2 | 8 | 84 | 2 | 8 | 0 | 2 | 15 | 84 | 2 | 8 | 301 | 2 | 19 | 8 | E | 9 | 8 | E | 9 | 14 | A | 7 | 9 | A | 7 | 72 | A | 7 | 985 | A | 7 | 280 | A | 7 | 4.6 | A | 7 | 16100 | B | 7 | 3000 | A | 7 | 2 | E | 8 | 0.159 | F | 8 | 0.16 | F | 8 | 0 | 1 | D | 9 | 0 | C | 8
[26 empty] | 3678400% | 18:00 | 204 | 1352 | 81 | 2 | 8 | 148 | 2 | 15 | 59 | 2 | 8 | 85 | 2 | 8 | 94 | 2 | 15 | 71 | 2 | 8 | 113 | 2 | 19 | 5 | E | 9 | 5 | E | 9 | 14 | A | 7 | 8 | A | 7 | 67 | A | 7 | 985 | A | 7 | 280 | A | 7 | 4.6 | A | 7 | 16100 | B | 7 | 77777 | A | 7 | 2 | E | 8 | 0.159 | F | 8 | 0.16 | F | 8 | 0 | 1 | D | 9 | 0 | C | 8
[26 empty] | 3678400% | 19:00 | 10 | 394 | 0 | 2 | 8 | 0 | 2 | 15 | 0 | 2 | 8 | 0 | 2 | 8 | 0 | 2 | 15 | 0 | 2 | 8 | 0 | 2 | 19 | 0 | E | 9 | 0 | A | 7 | 13 | A | 7 | 7 | A | 7 | 67 | A | 7 | 985 | A | 7 | 270 | A | 7 | 4.1 | A | 7 | 16100 | B | 7 | 77777 | A | 7 | 2 | E | 8 | 0.159 | F | 8 | 0.16 | F | 8 | 0 | 1 | D | 9 | 0 | C | 8
[26 empty] | 3678400% | 20:00 | 0 | 0 | 0 | 2 | 0 | 0 | 2 | 0 | 0 | 2 | 0 | 0 | 2 | 0 | 0 | 2 | 0 | 0 | 2 | 0 | 0 | 2 | 0 | 0 | E | 9 | 0 | E | 9 | 12 | A | 7 | 6 | A | 7 | 67 | A | 7 | 986 | A | 7 | 0 | A | 7 | 0 | A | 7 | 16100 | B | 7 | 77777 | A | 7 | 2 | E | 8 | 0.159 | F | 8 | 0.16 | F | 8 | 0 | 1 | D | 9 | 0 | C | 8
[26 empty] | 3678400% | 21:00 | 0 | 0 | 0 | 2 | 0 | 0 | 2 | 0 | 0 | 2 | 0 | 0 | 2 | 0 | 0 | 2 | 0 | 0 | 2 | 0 | 0 | 2 | 0 | 0 | E | 9 | 0 | E | 9 | 11 | A | 7 | 6 | A | 7 | 71 | A | 7 | 986 | A | 7 | 290 | A | 7 | 5.1 | A | 7 | 16100 | B | 7 | 77777 | A | 7 | 1.9 | E | 8 | 0.159 | F | 8 | 0.16 | F | 8 | 0 | 1 | D | 9 | 0 | C | 8
[26 empty] | 3678400% | 22:00 | 0 | 0 | 0 | 2 | 0 | 0 | 2 | 0 | 0 | 2 | 0 | 0 | 2 | 0 | 0 | 2 | 0 | 0 | 2 | 0 | 0 | 2 | 0 | 0 | E | 9 | 0 | E | 9 | 11 | A | 7 | 6 | A | 7 | 71 | A | 7 | 987 | A | 7 | 300 | A | 7 | 4.1 | A | 7 | 16100 | B | 7 | 77777 | A | 7 | 1.9 | E | 8 | 0.159 | F | 8 | 0.16 | F | 8 | 0 | 1 | D | 9 | 0 | C | 8
[26 empty] | 3678400% | 23:00 | 0 | 0 | 0 | 2 | 0 | 0 | 2 | 0 | 0 | 2 | 0 | 0 | 2 | 0 | 0 | 2 | 0 | 0 | 2 | 0 | 0 | 2 | 0 | 10 | E | 9 | 9 | A | 7 | 11 | A | 7 | 7 | A | 7 | 76 | A | 7 | 987 | A | 7 | 290 | A | 7 | 2.1 | A | 7 | 16100 | B | 7 | 2400 | A | 7 | 1.9 | E | 8 | 0.159 | F | 8 | 0.16 | F | 8 | 0 | 1 | D | 9 | 0 | C | 8
[26 empty] | 3678400% | 24:00 | 0 | 0 | 0 | 2 | 0 | 0 | 2 | 0 | 0 | 2 | 0 | 0 | 2 | 0 | 0 | 2 | 0 | 0 | 2 | 0 | 0 | 2 | 0 | 0 | E | 9 | 0 | A | 7 | 10 | A | 7 | 7 | A | 7 | 82 | A | 7 | 987 | A | 7 | 270 | A | 7 | 2.6 | A | 7 | 16100 | B | 7 | 77777 | A | 7 | 1.9 | E | 8 | 0.159 | F | 8 | 0.16 | F | 8 | 0 | 1 | D | 9 | 0 | C | 8
[26 empty] | 3678500% | 1:00 | 0 | 0 | 0 | 2 | 0 | 0 | 2 | 0 | 0 | 2 | 0 | 0 | 2 | 0 | 0 | 2 | 0 | 0 | 2 | 0 | 0 | 2 | 0 | 6 | E | 9 | 2 | A | 7 | 10 | A | 7 | 7 | A | 7 | 82 | A | 7 | 987 | A | 7 | 240 | A | 7 | 2.1 | A | 7 | 16100 | B | 7 | 77777 | A | 7 | 1.9 | E | 8 | 0.158 | F | 8 | 0.16 | F | 8 | 0 | 1 | D | 9 | 0 | C | 8
[26 empty] | 3678500% | 2:00 | 0 | 0 | 0 | 2 | 0 | 0 | 2 | 0 | 0 | 2 | 0 | 0 | 2 | 0 | 0 | 2 | 0 | 0 | 2 | 0 | 0 | 2 | 0 | 0 | E | 9 | 0 | E | 9 | 11 | A | 7 | 7 | A | 7 | 76 | A | 7 | 987 | A | 7 | 250 | A | 7 | 1.5 | A | 7 | 16100 | B | 7 | 77777 | A | 7 | 1.8 | E | 8 | 0.158 | F | 8 | 0.16 | F | 8 | 0 | 1 | D | 9 | 0 | C | 8
[26 empty] | 3678500% | 3:00 | 0 | 0 | 0 | 2 | 0 | 0 | 2 | 0 | 0 | 2 | 0 | 0 | 2 | 0 | 0 | 2 | 0 | 0 | 2 | 0 | 0 | 2 | 0 | 0 | E | 9 | 0 | E | 9 | 11 | A | 7 | 7 | A | 7 | 76 | A | 7 | 987 | A | 7 | 240 | A | 7 | 2.6 | A | 7 | 16100 | B | 7 | 77777 | A | 7 | 1.8 | E | 8 | 0.158 | F | 8 | 0.16 | F | 8 | 0 | 1 | D | 9 | 0 | C | 8
[26 empty] | 3678500% | 4:00 | 0 | 0 | 0 | 2 | 0 | 0 | 2 | 0 | 0 | 2 | 0 | 0 | 2 | 0 | 0 | 2 | 0 | 0 | 2 | 0 | 0 | 2 | 0 | 0 | E | 9 | 0 | E | 9 | 9 | A | 7 | 7 | A | 7 | 87 | A | 7 | 987 | A | 7 | 330 | A | 7 | 1.5 | A | 7 | 16100 | B | 7 | 77777 | A | 7 | 1.8 | E | 8 | 0.158 | F | 8 | 0.16 | F | 8 | 0 | 1 | D | 9 | 0 | C | 8
[26 empty] | 3678500% | 5:00 | 0 | 0 | 0 | 2 | 0 | 0 | 2 | 0 | 0 | 2 | 0 | 0 | 2 | 0 | 0 | 2 | 0 | 0 | 2 | 0 | 0 | 2 | 0 | 0 | E | 9 | 0 | E | 9 | 9 | A | 7 | 7 | A | 7 | 87 | A | 7 | 987 | A | 7 | 0 | A | 7 | 0 | A | 7 | 16100 | B | 7 | 77777 | A | 7 | 1.7 | E | 8 | 0.158 | F | 8 | 0.16 | F | 8 | 0 | 1 | D | 9 | 0 | C | 8
[26 empty] | 3678500% | 6:00 | 1 | 124 | 0 | 2 | 8 | 0 | 2 | 15 | 0 | 2 | 8 | 0 | 2 | 8 | 0 | 2 | 15 | 0 | 2 | 8 | 0 | 2 | 19 | 0 | E | 9 | 0 | E | 9 | 9 | A | 7 | 7 | A | 7 | 87 | A | 7 | 988 | A | 7 | 0 | A | 7 | 0 | A | 7 | 16100 | B | 7 | 77777 | A | 7 | 1.7 | E | 8 | 0.158 | F | 8 | 0.16 | F | 8 | 0 | 1 | D | 9 | 0 | C | 8
[26 empty] | 3678500% | 7:00 | 150 | 1353 | 63 | 2 | 8 | 44 | 2 | 15 | 58 | 2 | 8 | 69 | 2 | 8 | 30 | 2 | 15 | 65 | 2 | 8 | 124 | 2 | 19 | 0 | E | 9 | 0 | E | 9 | 9 | A | 7 | 8 | A | 7 | 93 | A | 7 | 988 | A | 7 | 160 | A | 7 | 1.5 | A | 7 | 16100 | B | 7 | 77777 | A | 7 | 1.7 | E | 8 | 0.158 | F | 8 | 0.16 | F | 8 | 0 | 1 | D | 9 | 0 | C | 8
[26 empty] | 3678500% | 8:00 | 411 | 1353 | 245 | 2 | 8 | 427 | 2 | 15 | 115 | 2 | 8 | 252 | 2 | 8 | 378 | 2 | 15 | 137 | 2 | 8 | 219 | 2 | 19 | 0 | E | 9 | 0 | E | 9 | 13 | A | 7 | 8 | A | 7 | 72 | A | 7 | 989 | A | 7 | 280 | A | 7 | 3.1 | A | 7 | 16100 | B | 7 | 77777 | A | 7 | 1.6 | E | 8 | 0.158 | F | 8 | 0.16 | F | 8 | 0 | 1 | D | 9 | 0 | C | 8
[26 empty] | 3678500% | 9:00 | 648 | 1353 | 426 | 2 | 8 | 525 | 2 | 15 | 174 | 2 | 8 | 446 | 2 | 8 | 522 | 2 | 15 | 196 | 2 | 8 | 364 | 2 | 19 | 10 | E | 9 | 10 | E | 9 | 13 | A | 7 | 8 | A | 7 | 72 | A | 7 | 990 | A | 7 | 0 | A | 7 | 0 | A | 7 | 16100 | B | 7 | 840 | A | 7 | 1.6 | E | 8 | 0.158 | F | 8 | 0.16 | F | 8 | 0 | 1 | D | 9 | 0 | C | 8
[26 empty] | 3678500% | 10:00 | 843 | 1353 | 250 | 2 | 8 | 24 | 2 | 15 | 235 | 2 | 8 | 289 | 2 | 8 | 21 | 2 | 15 | 276 | 2 | 8 | 1011 | 2 | 19 | 8 | E | 9 | 8 | E | 9 | 14 | A | 7 | 8 | A | 7 | 67 | A | 7 | 990 | A | 7 | 320 | B | 8 | 2.1 | B | 8 | 16100 | B | 7 | 900 | A | 7 | 1.5 | E | 8 | 0.158 | F | 8 | 0.16 | F | 8 | 0 | 1 | D | 9 | 0 | C | 8
[26 empty] | 3678500% | 11:00 | 984 | 1353 | 467 | 2 | 8 | 169 | 2 | 15 | 344 | 2 | 8 | 511 | 2 | 8 | 179 | 2 | 15 | 380 | 2 | 8 | 1085 | 2 | 19 | 8 | E | 9 | 8 | E | 9 | 15 | A | 7 | 8 | A | 7 | 63 | A | 7 | 990 | A | 7 | 280 | A | 7 | 4.1 | A | 7 | 16100 | B | 7 | 1440 | A | 7 | 1.5 | E | 8 | 0.158 | F | 8 | 0.16 | F | 8 | 0 | 1 | D | 9 | 0 | C | 8
[26 empty] | 3678500% | 12:00 | 1060 | 1353 | 207 | 2 | 8 | 6 | 2 | 15 | 202 | 2 | 8 | 250 | 2 | 8 | 5 | 2 | 15 | 246 | 2 | 8 | 996 | 2 | 19 | 10 | E | 9 | 10 | E | 9 | 14 | A | 7 | 9 | A | 7 | 72 | A | 7 | 990 | A | 7 | 290 | A | 7 | 5.1 | A | 7 | 16100 | B | 7 | 1800 | A | 7 | 1.5 | E | 8 | 0.158 | F | 8 | 0.16 | F | 8 | 8 | 1 | D | 9 | 61 | C | 8
[26 empty] | 3678500% | 13:00 | 1066 | 1353 | 131 | 2 | 8 | 0 | 2 | 15 | 131 | 2 | 8 | 164 | 2 | 8 | 0 | 2 | 15 | 164 | 2 | 8 | 686 | 2 | 19 | 10 | E | 9 | 10 | E | 9 | 12 | A | 7 | 10 | A | 7 | 88 | A | 7 | 991 | A | 7 | 320 | A | 7 | 7.2 | A | 7 | 6400 | B | 7 | 990 | A | 7 | 1.4 | E | 8 | 0.158 | F | 8 | 0.16 | F | 8 | 3 | 1 | D | 9 | 10 | C | 8
[26 empty] | 3678500% | 14:00 | 1003 | 1353 | 531 | 2 | 8 | 251 | 2 | 15 | 345 | 2 | 8 | 574 | 2 | 8 | 271 | 2 | 15 | 372 | 2 | 8 | 1082 | 2 | 19 | 8 | E | 9 | 8 | E | 9 | 16 | A | 7 | 11 | A | 7 | 72 | A | 7 | 991 | A | 7 | 330 | A | 7 | 5.7 | A | 7 | 16100 | B | 7 | 2400 | A | 7 | 1.4 | E | 8 | 0.158 | F | 8 | 0.16 | F | 8 | 0 | 1 | D | 9 | 0 | C | 8
[26 empty] | 3678500% | 15:00 | 873 | 1353 | 529 | 2 | 8 | 416 | 2 | 15 | 260 | 2 | 8 | 554 | 2 | 8 | 428 | 2 | 15 | 277 | 2 | 8 | 669 | 2 | 19 | 8 | E | 9 | 8 | E | 9 | 16 | A | 7 | 8 | A | 7 | 59 | A | 7 | 991 | A | 7 | 320 | A | 7 | 5.1 | A | 7 | 16100 | B | 7 | 2100 | A | 7 | 1.5 | E | 8 | 0.158 | F | 8 | 0.16 | F | 8 | 0 | 1 | D | 9 | 0 | C | 8
[26 empty] | 3678500% | 16:00 | 686 | 1353 | 71 | 2 | 8 | 0 | 2 | 15 | 71 | 2 | 8 | 88 | 2 | 8 | 0 | 2 | 15 | 88 | 2 | 8 | 344 | 2 | 19 | 8 | E | 9 | 8 | E | 9 | 16 | A | 7 | 8 | A | 7 | 59 | A | 7 | 991 | A | 7 | 300 | A | 7 | 5.7 | A | 7 | 16100 | B | 7 | 2100 | A | 7 | 1.5 | E | 8 | 0.158 | F | 8 | 0.16 | F | 8 | 0 | 1 | D | 9 | 0 | C | 8
[26 empty] | 3678500% | 17:00 | 455 | 1353 | 262 | 2 | 8 | 314 | 2 | 15 | 156 | 2 | 8 | 274 | 2 | 8 | 294 | 2 | 15 | 175 | 2 | 8 | 330 | 2 | 19 | 8 | E | 9 | 8 | E | 9 | 16 | A | 7 | 7 | A | 7 | 55 | A | 7 | 991 | A | 7 | 290 | A | 7 | 5.1 | A | 7 | 16100 | B | 7 | 2100 | A | 7 | 1.5 | E | 8 | 0.158 | F | 8 | 0.16 | F | 8 | 0 | 1 | D | 9 | 0 | C | 8
[26 empty] | 3678500% | 18:00 | 197 | 1353 | 76 | 2 | 8 | 193 | 2 | 15 | 48 | 2 | 8 | 79 | 2 | 8 | 123 | 2 | 15 | 61 | 2 | 8 | 87 | 2 | 19 | 8 | E | 9 | 8 | E | 9 | 14 | A | 7 | 7 | A | 7 | 63 | A | 7 | 992 | A | 7 | 290 | A | 7 | 5.1 | A | 7 | 16100 | B | 7 | 2100 | A | 7 | 1.5 | E | 8 | 0.158 | F | 8 | 0.16 | F | 8 | 0 | 1 | D | 9 | 0 | C | 8
[26 empty] | 3678500% | 19:00 | 8 | 349 | 0 | 2 | 8 | 0 | 2 | 15 | 0 | 2 | 8 | 0 | 2 | 8 | 0 | 2 | 15 | 0 | 2 | 8 | 0 | 2 | 19 | 10 | E | 9 | 9 | A | 7 | 12 | A | 7 | 7 | A | 7 | 71 | A | 7 | 992 | A | 7 | 260 | A | 7 | 3.1 | A | 7 | 16100 | B | 7 | 2400 | A | 7 | 1.5 | E | 8 | 0.158 | F | 8 | 0.16 | F | 8 | 0 | 1 | D | 9 | 0 | C | 8
[26 empty] | 3678500% | 20:00 | 0 | 0 | 0 | 2 | 0 | 0 | 2 | 0 | 0 | 2 | 0 | 0 | 2 | 0 | 0 | 2 | 0 | 0 | 2 | 0 | 0 | 2 | 0 | 0 | E | 9 | 0 | E | 9 | 12 | A | 7 | 6 | A | 7 | 67 | A | 7 | 993 | A | 7 | 240 | A | 7 | 2.1 | A | 7 | 16100 | B | 7 | 77777 | A | 7 | 1.5 | E | 8 | 0.158 | F | 8 | 0.16 | F | 8 | 0 | 1 | D | 9 | 0 | C | 8
[26 empty] | 3678500% | 21:00 | 0 | 0 | 0 | 2 | 0 | 0 | 2 | 0 | 0 | 2 | 0 | 0 | 2 | 0 | 0 | 2 | 0 | 0 | 2 | 0 | 0 | 2 | 0 | 0 | E | 9 | 0 | E | 9 | 12 | A | 7 | 6 | A | 7 | 67 | A | 7 | 994 | A | 7 | 250 | A | 7 | 2.6 | A | 7 | 16100 | B | 7 | 77777 | A | 7 | 1.5 | E | 8 | 0.158 | F | 8 | 0.16 | F | 8 | 0 | 1 | D | 9 | 0 | C | 8
[26 empty] | 3678500% | 22:00 | 0 | 0 | 0 | 2 | 0 | 0 | 2 | 0 | 0 | 2 | 0 | 0 | 2 | 0 | 0 | 2 | 0 | 0 | 2 | 0 | 0 | 2 | 0 | 0 | E | 9 | 0 | E | 9 | 11 | A | 7 | 6 | A | 7 | 71 | A | 7 | 994 | A | 7 | 290 | A | 7 | 2.1 | A | 7 | 16100 | B | 7 | 77777 | A | 7 | 1.5 | E | 8 | 0.158 | F | 8 | 0.16 | F | 8 | 0 | 1 | D | 9 | 0 | C | 8
[26 empty] | 3678500% | 23:00 | 0 | 0 | 0 | 2 | 0 | 0 | 2 | 0 | 0 | 2 | 0 | 0 | 2 | 0 | 0 | 2 | 0 | 0 | 2 | 0 | 0 | 2 | 0 | 0 | E | 9 | 0 | A | 7 | 9 | A | 7 | 6 | A | 7 | 81 | A | 7 | 995 | A | 7 | 210 | A | 7 | 1.5 | A | 7 | 16100 | B | 7 | 77777 | A | 7 | 1.5 | E | 8 | 0.158 | F | 8 | 0.16 | F | 8 | 0 | 1 | D | 9 | 0 | C | 8
[26 empty] | 3678500% | 24:00 | 0 | 0 | 0 | 2 | 0 | 0 | 2 | 0 | 0 | 2 | 0 | 0 | 2 | 0 | 0 | 2 | 0 | 0 | 2 | 0 | 0 | 2 | 0 | 0 | E | 9 | 0 | A | 7 | 9 | A | 7 | 6 | A | 7 | 81 | A | 7 | 995 | A | 7 | 260 | A | 7 | 3.1 | A | 7 | 16100 | B | 7 | 77777 | A | 7 | 1.5 | E | 8 | 0.158 | F | 8 | 0.16 | F | 8 | 0 | 1 | D | 9 | 0 | C | 8
[26 empty] | 3678600% | 1:00 | 0 | 0 | 0 | 2 | 0 | 0 | 2 | 0 | 0 | 2 | 0 | 0 | 2 | 0 | 0 | 2 | 0 | 0 | 2 | 0 | 0 | 2 | 0 | 0 | E | 9 | 0 | A | 7 | 9 | A | 7 | 6 | A | 7 | 81 | A | 7 | 995 | A | 7 | 220 | A | 7 | 2.6 | A | 7 | 16100 | B | 7 | 77777 | A | 7 | 1.5 | E | 8 | 0.157 | F | 8 | 0.16 | F | 8 | 0 | 1 | D | 9 | 0 | C | 8
[26 empty] | 3678600% | 2:00 | 0 | 0 | 0 | 2 | 0 | 0 | 2 | 0 | 0 | 2 | 0 | 0 | 2 | 0 | 0 | 2 | 0 | 0 | 2 | 0 | 0 | 2 | 0 | 0 | E | 9 | 0 | E | 9 | 10 | A | 7 | 6 | A | 7 | 76 | A | 7 | 995 | A | 7 | 220 | A | 7 | 3.6 | A | 7 | 16100 | B | 7 | 77777 | A | 7 | 1.6 | E | 8 | 0.157 | F | 8 | 0.16 | F | 8 | 0 | 1 | D | 9 | 0 | C | 8
[26 empty] | 3678600% | 3:00 | 0 | 0 | 0 | 2 | 0 | 0 | 2 | 0 | 0 | 2 | 0 | 0 | 2 | 0 | 0 | 2 | 0 | 0 | 2 | 0 | 0 | 2 | 0 | 0 | E | 9 | 0 | E | 9 | 9 | A | 7 | 6 | A | 7 | 81 | A | 7 | 995 | A | 7 | 200 | A | 7 | 2.6 | A | 7 | 16100 | B | 7 | 77777 | A | 7 | 1.6 | E | 8 | 0.157 | F | 8 | 0.16 | F | 8 | 0 | 1 | D | 9 | 0 | C | 8
[26 empty] | 3678600% | 4:00 | 0 | 0 | 0 | 2 | 0 | 0 | 2 | 0 | 0 | 2 | 0 | 0 | 2 | 0 | 0 | 2 | 0 | 0 | 2 | 0 | 0 | 2 | 0 | 0 | E | 9 | 0 | E | 9 | 9 | A | 7 | 6 | A | 7 | 81 | A | 7 | 996 | A | 7 | 190 | A | 7 | 2.1 | A | 7 | 16100 | B | 7 | 77777 | A | 7 | 1.6 | E | 8 | 0.157 | F | 8 | 0.16 | F | 8 | 0 | 1 | D | 9 | 0 | C | 8
[26 empty] | 3678600% | 5:00 | 0 | 0 | 0 | 2 | 0 | 0 | 2 | 0 | 0 | 2 | 0 | 0 | 2 | 0 | 0 | 2 | 0 | 0 | 2 | 0 | 0 | 2 | 0 | 0 | E | 9 | 0 | E | 9 | 7 | A | 7 | 6 | A | 7 | 93 | A | 7 | 996 | A | 7 | 180 | A | 7 | 2.1 | A | 7 | 16100 | B | 7 | 77777 | A | 7 | 1.7 | E | 8 | 0.157 | F | 8 | 0.16 | F | 8 | 0 | 1 | D | 9 | 0 | C | 8
[26 empty] | 3678600% | 6:00 | 1 | 102 | 0 | 2 | 8 | 0 | 2 | 15 | 0 | 2 | 8 | 0 | 2 | 8 | 0 | 2 | 15 | 0 | 2 | 8 | 0 | 2 | 19 | 0 | E | 9 | 0 | E | 9 | 7 | A | 7 | 6 | A | 7 | 93 | A | 7 | 996 | A | 7 | 170 | A | 7 | 2.1 | A | 7 | 16100 | B | 7 | 77777 | A | 7 | 1.7 | E | 8 | 0.157 | F | 8 | 0.16 | F | 8 | 0 | 1 | D | 9 | 0 | C | 8
[26 empty] | 3678600% | 7:00 | 146 | 1354 | 49 | 2 | 8 | 0 | 2 | 15 | 49 | 2 | 8 | 53 | 2 | 8 | 0 | 2 | 15 | 53 | 2 | 8 | 143 | 2 | 19 | 0 | E | 9 | 0 | E | 9 | 8 | A | 7 | 6 | A | 7 | 87 | A | 7 | 996 | A | 7 | 0 | A | 7 | 0 | A | 7 | 16100 | B | 7 | 77777 | A | 7 | 1.8 | E | 8 | 0.157 | F | 8 | 0.16 | F | 8 | 0 | 1 | D | 9 | 0 | C | 8
[26 empty] | 3678600% | 8:00 | 407 | 1354 | 231 | 2 | 8 | 402 | 2 | 15 | 110 | 2 | 8 | 239 | 2 | 8 | 355 | 2 | 15 | 132 | 2 | 8 | 208 | 2 | 19 | 0 | E | 9 | 0 | E | 9 | 11 | A | 7 | 6 | A | 7 | 71 | A | 7 | 996 | A | 7 | 200 | A | 7 | 2.1 | A | 7 | 16100 | B | 7 | 77777 | A | 7 | 1.8 | E | 8 | 0.157 | F | 8 | 0.16 | F | 8 | 0 | 1 | D | 9 | 0 | C | 8
[26 empty] | 3678600% | 9:00 | 644 | 1354 | 413 | 2 | 8 | 581 | 2 | 15 | 136 | 2 | 8 | 426 | 2 | 8 | 563 | 2 | 15 | 158 | 2 | 8 | 273 | 2 | 19 | 0 | E | 9 | 0 | E | 9 | 12 | A | 7 | 6 | A | 7 | 67 | A | 7 | 997 | A | 7 | 200 | A | 7 | 3.1 | A | 7 | 16100 | B | 7 | 77777 | A | 7 | 1.8 | E | 8 | 0.157 | F | 8 | 0.16 | F | 8 | 0 | 1 | D | 9 | 0 | C | 8
[26 empty] | 3678600% | 10:00 | 839 | 1354 | 585 | 2 | 8 | 706 | 2 | 15 | 146 | 2 | 8 | 617 | 2 | 8 | 712 | 2 | 15 | 175 | 2 | 8 | 357 | 2 | 19 | 0 | E | 9 | 0 | E | 9 | 14 | A | 7 | 6 | A | 7 | 59 | A | 7 | 997 | A | 7 | 230 | A | 7 | 3.6 | A | 7 | 16100 | B | 7 | 77777 | A | 7 | 1.9 | E | 8 | 0.157 | F | 8 | 0.16 | F | 8 | 0 | 1 | D | 9 | 0 | C | 8
[26 empty] | 3678600% | 11:00 | 980 | 1354 | 691 | 2 | 8 | 749 | 2 | 15 | 148 | 2 | 8 | 741 | 2 | 8 | 767 | 2 | 15 | 185 | 2 | 8 | 443 | 2 | 19 | 0 | E | 9 | 0 | E | 9 | 17 | A | 7 | 6 | A | 7 | 48 | A | 7 | 996 | A | 7 | 250 | A | 7 | 5.7 | A | 7 | 16100 | B | 7 | 77777 | A | 7 | 1.9 | E | 8 | 0.157 | F | 8 | 0.16 | F | 8 | 0 | 1 | D | 9 | 0 | C | 8
[26 empty] | 3678600% | 12:00 | 1055 | 1354 | 761 | 2 | 8 | 782 | 2 | 15 | 150 | 2 | 8 | 798 | 2 | 8 | 786 | 2 | 15 | 183 | 2 | 8 | 468 | 2 | 19 | 0 | E | 9 | 0 | E | 9 | 19 | A | 7 | 7 | A | 7 | 46 | A | 7 | 996 | A | 7 | 260 | A | 7 | 5.1 | A | 7 | 16100 | B | 7 | 77777 | A | 7 | 2 | E | 8 | 0.157 | F | 8 | 0.16 | F | 8 | 0 | 1 | D | 9 | 0 | C | 8
[26 empty] | 3678600% | 13:00 | 1061 | 1354 | 775 | 2 | 8 | 779 | 2 | 15 | 163 | 2 | 8 | 806 | 2 | 8 | 780 | 2 | 15 | 193 | 2 | 8 | 503 | 2 | 19 | 0 | E | 9 | 0 | E | 9 | 19 | A | 7 | 7 | A | 7 | 46 | A | 7 | 995 | A | 7 | 190 | A | 7 | 4.6 | A | 7 | 16100 | B | 7 | 77777 | A | 7 | 2 | E | 8 | 0.157 | F | 8 | 0.16 | F | 8 | 0 | 1 | D | 9 | 0 | C | 8
[26 empty] | 3678600% | 14:00 | 997 | 1354 | 718 | 2 | 8 | 758 | 2 | 15 | 158 | 2 | 8 | 768 | 2 | 8 | 775 | 2 | 15 | 195 | 2 | 8 | 485 | 2 | 19 | 0 | E | 9 | 0 | E | 9 | 21 | A | 7 | 7 | A | 7 | 40 | A | 7 | 994 | A | 7 | 260 | A | 7 | 3.6 | A | 7 | 16100 | B | 7 | 77777 | A | 7 | 2 | E | 8 | 0.157 | F | 8 | 0.16 | F | 8 | 0 | 1 | D | 9 | 0 | C | 8
[26 empty] | 3678600% | 15:00 | 867 | 1354 | 603 | 2 | 8 | 736 | 2 | 15 | 130 | 2 | 8 | 643 | 2 | 8 | 749 | 2 | 15 | 163 | 2 | 8 | 334 | 2 | 19 | 0 | E | 9 | 0 | E | 9 | 22 | A | 7 | 6 | A | 7 | 35 | A | 7 | 993 | A | 7 | 250 | A | 7 | 5.1 | A | 7 | 16100 | B | 7 | 77777 | A | 7 | 2 | E | 8 | 0.157 | F | 8 | 0.16 | F | 8 | 0 | 1 | D | 9 | 0 | C | 8
[26 empty] | 3678600% | 16:00 | 679 | 1354 | 437 | 2 | 8 | 634 | 2 | 15 | 118 | 2 | 8 | 458 | 2 | 8 | 625 | 2 | 15 | 144 | 2 | 8 | 251 | 2 | 19 | 0 | E | 9 | 0 | E | 9 | 22 | A | 7 | 6 | A | 7 | 35 | A | 7 | 993 | A | 7 | 220 | A | 7 | 4.1 | A | 7 | 16100 | B | 7 | 77777 | A | 7 | 1.9 | E | 8 | 0.157 | F | 8 | 0.16 | F | 8 | 0 | 1 | D | 9 | 0 | C | 8
[26 empty] | 3678600% | 17:00 | 448 | 1354 | 261 | 2 | 8 | 531 | 2 | 15 | 85 | 2 | 8 | 269 | 2 | 8 | 480 | 2 | 15 | 110 | 2 | 8 | 159 | 2 | 19 | 0 | E | 9 | 0 | E | 9 | 21 | A | 7 | 6 | A | 7 | 38 | A | 7 | 993 | A | 7 | 220 | A | 7 | 4.1 | A | 7 | 16100 | B | 7 | 77777 | A | 7 | 1.9 | E | 8 | 0.157 | F | 8 | 0.16 | F | 8 | 0 | 1 | D | 9 | 0 | C | 8
[26 empty] | 3678600% | 18:00 | 189 | 1354 | 78 | 2 | 8 | 272 | 2 | 15 | 40 | 2 | 8 | 82 | 2 | 8 | 170 | 2 | 15 | 58 | 2 | 8 | 71 | 2 | 19 | 0 | E | 9 | 0 | E | 9 | 20 | A | 7 | 8 | A | 7 | 46 | A | 7 | 992 | A | 7 | 220 | A | 7 | 3.6 | A | 7 | 16100 | B | 7 | 77777 | A | 7 | 1.9 | E | 8 | 0.157 | F | 8 | 0.16 | F | 8 | 0 | 1 | D | 9 | 0 | C | 8
[26 empty] | 3678600% | 19:00 | 7 | 327 | 0 | 2 | 8 | 0 | 2 | 15 | 0 | 2 | 8 | 0 | 2 | 8 | 0 | 2 | 15 | 0 | 2 | 8 | 0 | 2 | 19 | 0 | E | 9 | 0 | A | 7 | 18 | A | 7 | 8 | A | 7 | 52 | A | 7 | 993 | A | 7 | 180 | A | 7 | 2.1 | A | 7 | 16100 | B | 7 | 77777 | A | 7 | 1.8 | E | 8 | 0.157 | F | 8 | 0.16 | F | 8 | 0 | 1 | D | 9 | 0 | C | 8
[26 empty] | 3678600% | 20:00 | 0 | 0 | 0 | 2 | 0 | 0 | 2 | 0 | 0 | 2 | 0 | 0 | 2 | 0 | 0 | 2 | 0 | 0 | 2 | 0 | 0 | 2 | 0 | 0 | E | 9 | 0 | E | 9 | 17 | A | 7 | 7 | A | 7 | 52 | A | 7 | 993 | A | 7 | 190 | A | 7 | 3.1 | A | 7 | 16100 | B | 7 | 77777 | A | 7 | 1.8 | E | 8 | 0.157 | F | 8 | 0.16 | F | 8 | 0 | 1 | D | 9 | 0 | C | 8
[26 empty] | 3678600% | 21:00 | 0 | 0 | 0 | 2 | 0 | 0 | 2 | 0 | 0 | 2 | 0 | 0 | 2 | 0 | 0 | 2 | 0 | 0 | 2 | 0 | 0 | 2 | 0 | 0 | E | 9 | 0 | E | 9 | 16 | A | 7 | 8 | A | 7 | 59 | A | 7 | 993 | A | 7 | 180 | A | 7 | 1.5 | A | 7 | 16100 | B | 7 | 77777 | A | 7 | 1.8 | E | 8 | 0.157 | F | 8 | 0.16 | F | 8 | 0 | 1 | D | 9 | 0 | C | 8
[26 empty] | 3678600% | 22:00 | 0 | 0 | 0 | 2 | 0 | 0 | 2 | 0 | 0 | 2 | 0 | 0 | 2 | 0 | 0 | 2 | 0 | 0 | 2 | 0 | 0 | 2 | 0 | 1 | E | 9 | 1 | E | 9 | 15 | A | 7 | 8 | A | 7 | 63 | A | 7 | 994 | A | 7 | 190 | A | 7 | 3.1 | A | 7 | 16100 | B | 7 | 77777 | A | 7 | 1.7 | E | 8 | 0.157 | F | 8 | 0.16 | F | 8 | 0 | 1 | D | 9 | 0 | C | 8
[26 empty] | 3678600% | 23:00 | 0 | 0 | 0 | 2 | 0 | 0 | 2 | 0 | 0 | 2 | 0 | 0 | 2 | 0 | 0 | 2 | 0 | 0 | 2 | 0 | 0 | 2 | 0 | 0 | E | 9 | 0 | A | 7 | 14 | A | 7 | 8 | A | 7 | 67 | A | 7 | 994 | A | 7 | 200 | A | 7 | 2.6 | A | 7 | 16100 | B | 7 | 77777 | A | 7 | 1.7 | E | 8 | 0.157 | F | 8 | 0.16 | F | 8 | 0 | 1 | D | 9 | 0 | C | 8
[26 empty] | 3678600% | 24:00 | 0 | 0 | 0 | 2 | 0 | 0 | 2 | 0 | 0 | 2 | 0 | 0 | 2 | 0 | 0 | 2 | 0 | 0 | 2 | 0 | 0 | 2 | 0 | 0 | E | 9 | 0 | A | 7 | 14 | A | 7 | 8 | A | 7 | 67 | A | 7 | 994 | A | 7 | 210 | A | 7 | 2.6 | A | 7 | 16100 | B | 7 | 77777 | A | 7 | 1.7 | E | 8 | 0.157 | F | 8 | 0.16 | F | 8 | 0 | 1 | D | 9 | 0 | C | 8
[26 empty] | 3678700% | 1:00 | 0 | 0 | 0 | 2 | 0 | 0 | 2 | 0 | 0 | 2 | 0 | 0 | 2 | 0 | 0 | 2 | 0 | 0 | 2 | 0 | 0 | 2 | 0 | 0 | E | 9 | 0 | A | 7 | 13 | A | 7 | 8 | A | 7 | 72 | A | 7 | 994 | A | 7 | 0 | A | 7 | 0 | A | 7 | 16100 | B | 7 | 77777 | A | 7 | 1.6 | E | 8 | 0.155 | F | 8 | 0.16 | F | 8 | 0 | 1 | D | 9 | 0 | C | 8
[26 empty] | 3678700% | 2:00 | 0 | 0 | 0 | 2 | 0 | 0 | 2 | 0 | 0 | 2 | 0 | 0 | 2 | 0 | 0 | 2 | 0 | 0 | 2 | 0 | 0 | 2 | 0 | 5 | E | 9 | 3 | E | 9 | 12 | A | 7 | 9 | A | 7 | 82 | A | 7 | 994 | A | 7 | 150 | A | 7 | 2.6 | A | 7 | 16100 | B | 7 | 77777 | A | 7 | 1.7 | E | 8 | 0.155 | F | 8 | 0.16 | F | 8 | 0 | 1 | D | 9 | 0 | C | 8
[26 empty] | 3678700% | 3:00 | 0 | 0 | 0 | 2 | 0 | 0 | 2 | 0 | 0 | 2 | 0 | 0 | 2 | 0 | 0 | 2 | 0 | 0 | 2 | 0 | 0 | 2 | 0 | 4 | E | 9 | 2 | E | 9 | 12 | A | 7 | 9 | A | 7 | 82 | A | 7 | 994 | A | 7 | 140 | A | 7 | 3.6 | A | 7 | 16100 | B | 7 | 77777 | A | 7 | 1.8 | E | 8 | 0.155 | F | 8 | 0.16 | F | 8 | 0 | 1 | D | 9 | 0 | C | 8
[26 empty] | 3678700% | 4:00 | 0 | 0 | 0 | 2 | 0 | 0 | 2 | 0 | 0 | 2 | 0 | 0 | 2 | 0 | 0 | 2 | 0 | 0 | 2 | 0 | 0 | 2 | 0 | 3 | E | 9 | 2 | E | 9 | 12 | A | 7 | 9 | A | 7 | 82 | A | 7 | 995 | A | 7 | 130 | A | 7 | 2.6 | A | 7 | 16100 | B | 7 | 77777 | A | 7 | 1.9 | E | 8 | 0.155 | F | 8 | 0.16 | F | 8 | 0 | 1 | D | 9 | 0 | C | 8
[26 empty] | 3678700% | 5:00 | 0 | 0 | 0 | 2 | 0 | 0 | 2 | 0 | 0 | 2 | 0 | 0 | 2 | 0 | 0 | 2 | 0 | 0 | 2 | 0 | 0 | 2 | 0 | 1 | E | 9 | 1 | E | 9 | 12 | A | 7 | 9 | A | 7 | 82 | A | 7 | 995 | A | 7 | 150 | A | 7 | 2.6 | A | 7 | 16100 | B | 7 | 77777 | A | 7 | 1.9 | E | 8 | 0.155 | F | 8 | 0.16 | F | 8 | 0 | 1 | D | 9 | 0 | C | 8
[26 empty] | 3678700% | 6:00 | 0 | 79 | 0 | 2 | 8 | 0 | 2 | 15 | 0 | 2 | 8 | 0 | 2 | 8 | 0 | 2 | 15 | 0 | 2 | 8 | 0 | 2 | 19 | 2 | E | 9 | 1 | E | 9 | 11 | A | 7 | 9 | A | 7 | 87 | A | 7 | 995 | A | 7 | 160 | A | 7 | 2.1 | A | 7 | 16100 | B | 7 | 77777 | A | 7 | 2 | E | 8 | 0.155 | F | 8 | 0.16 | F | 8 | 0 | 1 | D | 9 | 0 | C | 8
[26 empty] | 3678700% | 7:00 | 142 | 1354 | 51 | 2 | 8 | 0 | 2 | 15 | 51 | 2 | 8 | 55 | 2 | 8 | 0 | 2 | 15 | 55 | 2 | 8 | 144 | 2 | 19 | 3 | E | 9 | 2 | E | 9 | 12 | A | 7 | 9 | A | 7 | 82 | A | 7 | 996 | A | 7 | 110 | A | 7 | 1.5 | A | 7 | 16100 | B | 7 | 77777 | A | 7 | 2.1 | E | 8 | 0.155 | F | 8 | 0.16 | F | 8 | 0 | 1 | D | 9 | 0 | C | 8
[26 empty] | 3678700% | 8:00 | 403 | 1354 | 193 | 2 | 8 | 149 | 2 | 15 | 148 | 2 | 8 | 206 | 2 | 8 | 134 | 2 | 15 | 166 | 2 | 8 | 331 | 2 | 19 | 6 | E | 9 | 3 | E | 9 | 13 | A | 7 | 10 | A | 7 | 82 | A | 7 | 997 | A | 7 | 170 | A | 7 | 2.6 | A | 7 | 16100 | B | 7 | 77777 | A | 7 | 2.2 | E | 8 | 0.155 | F | 8 | 0.16 | F | 8 | 0 | 1 | D | 9 | 0 | C | 8
[26 empty] | 3678700% | 9:00 | 640 | 1354 | 345 | 2 | 8 | 321 | 2 | 15 | 193 | 2 | 8 | 368 | 2 | 8 | 329 | 2 | 15 | 212 | 2 | 8 | 428 | 2 | 19 | 6 | E | 9 | 3 | E | 9 | 16 | A | 7 | 9 | A | 7 | 63 | A | 7 | 997 | A | 7 | 180 | A | 7 | 1.5 | A | 7 | 16100 | B | 7 | 77777 | A | 7 | 2.3 | E | 8 | 0.155 | F | 8 | 0.16 | F | 8 | 0 | 1 | D | 9 | 0 | C | 8
[26 empty] | 3678700% | 10:00 | 835 | 1354 | 488 | 2 | 8 | 365 | 2 | 15 | 263 | 2 | 8 | 526 | 2 | 8 | 389 | 2 | 15 | 285 | 2 | 8 | 671 | 2 | 19 | 8 | E | 9 | 3 | E | 9 | 18 | A | 7 | 9 | A | 7 | 56 | A | 7 | 997 | A | 7 | 180 | A | 7 | 2.1 | A | 7 | 16100 | B | 7 | 77777 | A | 7 | 2.3 | E | 8 | 0.155 | F | 8 | 0.16 | F | 8 | 0 | 1 | D | 9 | 0 | C | 8
[26 empty] | 3678700% | 11:00 | 975 | 1354 | 392 | 2 | 8 | 85 | 2 | 15 | 331 | 2 | 8 | 432 | 2 | 8 | 87 | 2 | 15 | 369 | 2 | 8 | 1192 | 2 | 19 | 6 | E | 9 | 3 | E | 9 | 19 | A | 7 | 9 | A | 7 | 52 | A | 7 | 996 | A | 7 | 0 | A | 7 | 0 | A | 7 | 16100 | B | 7 | 77777 | A | 7 | 2.4 | E | 8 | 0.155 | F | 8 | 0.16 | F | 8 | 0 | 1 | D | 9 | 0 | C | 8
[26 empty] | 3678700% | 12:00 | 1051 | 1354 | 724 | 2 | 8 | 559 | 2 | 15 | 289 | 2 | 8 | 771 | 2 | 8 | 582 | 2 | 15 | 318 | 2 | 8 | 978 | 2 | 19 | 6 | E | 9 | 3 | E | 9 | 21 | A | 7 | 10 | A | 7 | 49 | A | 7 | 996 | A | 7 | 220 | A | 7 | 2.1 | A | 7 | 16100 | B | 7 | 77777 | A | 7 | 2.5 | E | 8 | 0.155 | F | 8 | 0.16 | F | 8 | 0 | 1 | D | 9 | 0 | C | 8
[26 empty] | 3678700% | 13:00 | 1056 | 1354 | 471 | 2 | 8 | 144 | 2 | 15 | 359 | 2 | 8 | 518 | 2 | 8 | 153 | 2 | 15 | 398 | 2 | 8 | 1239 | 2 | 19 | 7 | E | 9 | 4 | E | 9 | 22 | A | 7 | 10 | A | 7 | 46 | A | 7 | 996 | A | 7 | 0 | A | 7 | 0 | A | 7 | 16100 | B | 7 | 77777 | A | 7 | 2.6 | E | 8 | 0.155 | F | 8 | 0.16 | F | 8 | 0 | 1 | D | 9 | 0 | C | 8
[26 empty] | 3678700% | 14:00 | 991 | 1354 | 584 | 2 | 8 | 340 | 2 | 15 | 334 | 2 | 8 | 630 | 2 | 8 | 367 | 2 | 15 | 361 | 2 | 8 | 1026 | 2 | 19 | 9 | E | 9 | 6 | E | 9 | 22 | A | 7 | 10 | A | 7 | 46 | A | 7 | 995 | A | 7 | 90 | B | 8 | 2.9 | B | 8 | 16100 | B | 7 | 4500 | A | 7 | 2.7 | E | 8 | 0.155 | F | 8 | 0.16 | F | 8 | 0 | 1 | D | 9 | 0 | C | 8
[26 empty] | 3678700% | 15:00 | 860 | 1354 | 591 | 2 | 8 | 647 | 2 | 15 | 179 | 2 | 8 | 616 | 2 | 8 | 648 | 2 | 15 | 204 | 2 | 8 | 436 | 2 | 19 | 7 | E | 9 | 6 | E | 9 | 23 | A | 7 | 10 | A | 7 | 44 | A | 7 | 995 | A | 7 | 180 | A | 7 | 5.7 | A | 7 | 16100 | B | 7 | 4500 | A | 7 | 2.7 | E | 8 | 0.155 | F | 8 | 0.16 | F | 8 | 0 | 1 | D | 9 | 0 | C | 8
[26 empty] | 3678700% | 16:00 | 673 | 1354 | 338 | 2 | 8 | 241 | 2 | 15 | 218 | 2 | 8 | 360 | 2 | 8 | 249 | 2 | 15 | 235 | 2 | 8 | 499 | 2 | 19 | 9 | E | 9 | 7 | E | 9 | 22 | A | 7 | 11 | A | 7 | 50 | A | 7 | 994 | A | 7 | 180 | A | 7 | 2.6 | A | 7 | 16100 | B | 7 | 4800 | A | 7 | 2.8 | E | 8 | 0.155 | F | 8 | 0.16 | F | 8 | 0 | 1 | D | 9 | 0 | C | 8
[26 empty] | 3678700% | 17:00 | 441 | 1354 | 115 | 2 | 8 | 6 | 2 | 15 | 113 | 2 | 8 | 130 | 2 | 8 | 4 | 2 | 15 | 129 | 2 | 8 | 423 | 2 | 19 | 9 | E | 9 | 7 | E | 9 | 22 | A | 7 | 11 | A | 7 | 50 | A | 7 | 995 | A | 7 | 170 | A | 7 | 2.1 | A | 7 | 16100 | B | 7 | 4500 | A | 7 | 2.9 | E | 8 | 0.155 | F | 8 | 0.16 | F | 8 | 0 | 1 | D | 9 | 0 | C | 8
[26 empty] | 3678700% | 18:00 | 182 | 1354 | 26 | 2 | 8 | 0 | 2 | 15 | 26 | 2 | 8 | 30 | 2 | 8 | 0 | 2 | 15 | 30 | 2 | 8 | 99 | 2 | 19 | 10 | E | 9 | 7 | E | 9 | 21 | A | 7 | 12 | A | 7 | 56 | A | 7 | 994 | A | 7 | 80 | A | 7 | 1.5 | A | 7 | 16100 | B | 7 | 4500 | A | 7 | 3 | E | 8 | 0.155 | F | 8 | 0.16 | F | 8 | 0 | 1 | D | 9 | 0 | C | 8
[26 empty] | 3678700% | 19:00 | 5 | 282 | 0 | 2 | 8 | 0 | 2 | 15 | 0 | 2 | 8 | 0 | 2 | 8 | 0 | 2 | 15 | 0 | 2 | 8 | 0 | 2 | 19 | 0 | E | 9 | 0 | A | 7 | 19 | A | 7 | 14 | A | 7 | 73 | A | 7 | 994 | A | 7 | 140 | A | 7 | 2.6 | A | 7 | 16100 | B | 7 | 77777 | A | 7 | 3.1 | E | 8 | 0.155 | F | 8 | 0.16 | F | 8 | 0 | 1 | D | 9 | 0 | C | 8
[26 empty] | 3678700% | 20:00 | 0 | 0 | 0 | 2 | 0 | 0 | 2 | 0 | 0 | 2 | 0 | 0 | 2 | 0 | 0 | 2 | 0 | 0 | 2 | 0 | 0 | 2 | 0 | 7 | E | 9 | 5 | E | 9 | 18 | A | 7 | 13 | A | 7 | 73 | A | 7 | 994 | A | 7 | 150 | A | 7 | 2.1 | A | 7 | 16100 | B | 7 | 77777 | A | 7 | 3.2 | E | 8 | 0.155 | F | 8 | 0.16 | F | 8 | 0 | 1 | D | 9 | 0 | C | 8
[26 empty] | 3678700% | 21:00 | 0 | 0 | 0 | 2 | 0 | 0 | 2 | 0 | 0 | 2 | 0 | 0 | 2 | 0 | 0 | 2 | 0 | 0 | 2 | 0 | 0 | 2 | 0 | 7 | E | 9 | 3 | E | 9 | 18 | A | 7 | 12 | A | 7 | 68 | A | 7 | 995 | A | 7 | 180 | A | 7 | 3.6 | A | 7 | 16100 | B | 7 | 77777 | A | 7 | 3.2 | E | 8 | 0.155 | F | 8 | 0.16 | F | 8 | 0 | 1 | D | 9 | 0 | C | 8
[26 empty] | 3678700% | 22:00 | 0 | 0 | 0 | 2 | 0 | 0 | 2 | 0 | 0 | 2 | 0 | 0 | 2 | 0 | 0 | 2 | 0 | 0 | 2 | 0 | 0 | 2 | 0 | 8 | E | 9 | 6 | E | 9 | 18 | A | 7 | 12 | A | 7 | 68 | A | 7 | 995 | A | 7 | 170 | A | 7 | 3.1 | A | 7 | 16100 | B | 7 | 77777 | A | 7 | 3.3 | E | 8 | 0.155 | F | 8 | 0.16 | F | 8 | 0 | 1 | D | 9 | 0 | C | 8
[26 empty] | 3678700% | 23:00 | 0 | 0 | 0 | 2 | 0 | 0 | 2 | 0 | 0 | 2 | 0 | 0 | 2 | 0 | 0 | 2 | 0 | 0 | 2 | 0 | 0 | 2 | 0 | 0 | E | 9 | 0 | A | 7 | 17 | A | 7 | 12 | A | 7 | 72 | A | 7 | 994 | A | 7 | 120 | A | 7 | 2.6 | A | 7 | 16100 | B | 7 | 77777 | A | 7 | 3.4 | E | 8 | 0.155 | F | 8 | 0.16 | F | 8 | 0 | 1 | D | 9 | 0 | C | 8
[26 empty] | 3678700% | 24:00 | 0 | 0 | 0 | 2 | 0 | 0 | 2 | 0 | 0 | 2 | 0 | 0 | 2 | 0 | 0 | 2 | 0 | 0 | 2 | 0 | 0 | 2 | 0 | 0 | E | 9 | 0 | A | 7 | 17 | A | 7 | 12 | A | 7 | 72 | A | 7 | 994 | A | 7 | 160 | A | 7 | 1.5 | A | 7 | 16100 | B | 7 | 77777 | A | 7 | 3.5 | E | 8 | 0.155 | F | 8 | 0.16 | F | 8 | 0 | 1 | D | 9 | 0 | C | 8
[26 empty] | 3678800% | 1:00 | 0 | 0 | 0 | 2 | 0 | 0 | 2 | 0 | 0 | 2 | 0 | 0 | 2 | 0 | 0 | 2 | 0 | 0 | 2 | 0 | 0 | 2 | 0 | 0 | E | 9 | 0 | A | 7 | 16 | A | 7 | 13 | A | 7 | 82 | A | 7 | 993 | A | 7 | 120 | A | 7 | 2.6 | A | 7 | 16100 | B | 7 | 77777 | A | 7 | 3.6 | E | 8 | 0.154 | F | 8 | 0.16 | F | 8 | 0 | 1 | D | 9 | 0 | C | 8
[26 empty] | 3678800% | 2:00 | 0 | 0 | 0 | 2 | 0 | 0 | 2 | 0 | 0 | 2 | 0 | 0 | 2 | 0 | 0 | 2 | 0 | 0 | 2 | 0 | 0 | 2 | 0 | 9 | E | 9 | 8 | E | 9 | 16 | A | 7 | 13 | A | 7 | 82 | A | 7 | 993 | A | 7 | 80 | A | 7 | 1.5 | A | 7 | 14500 | B | 7 | 77777 | A | 7 | 3.6 | E | 8 | 0.154 | F | 8 | 0.16 | F | 8 | 0 | 1 | D | 9 | 0 | C | 8
[26 empty] | 3678800% | 3:00 | 0 | 0 | 0 | 2 | 0 | 0 | 2 | 0 | 0 | 2 | 0 | 0 | 2 | 0 | 0 | 2 | 0 | 0 | 2 | 0 | 0 | 2 | 0 | 9 | E | 9 | 9 | E | 9 | 16 | A | 7 | 13 | A | 7 | 82 | A | 7 | 992 | A | 7 | 110 | A | 7 | 1.5 | A | 7 | 14500 | B | 7 | 2400 | A | 7 | 3.6 | E | 8 | 0.154 | F | 8 | 0.16 | F | 8 | 0 | 1 | D | 9 | 0 | C | 8
[26 empty] | 3678800% | 4:00 | 0 | 0 | 0 | 2 | 0 | 0 | 2 | 0 | 0 | 2 | 0 | 0 | 2 | 0 | 0 | 2 | 0 | 0 | 2 | 0 | 0 | 2 | 0 | 10 | E | 9 | 10 | E | 9 | 16 | A | 7 | 13 | A | 7 | 82 | A | 7 | 992 | A | 7 | 0 | A | 7 | 0 | A | 7 | 12900 | B | 7 | 2400 | A | 7 | 3.6 | E | 8 | 0.154 | F | 8 | 0.16 | F | 8 | 0 | 1 | D | 9 | 0 | C | 8
[26 empty] | 3678800% | 5:00 | 0 | 0 | 0 | 2 | 0 | 0 | 2 | 0 | 0 | 2 | 0 | 0 | 2 | 0 | 0 | 2 | 0 | 0 | 2 | 0 | 0 | 2 | 0 | 9 | E | 9 | 9 | E | 9 | 16 | A | 7 | 12 | A | 7 | 77 | A | 7 | 991 | A | 7 | 0 | A | 7 | 0 | A | 7 | 16100 | B | 7 | 1800 | A | 7 | 3.6 | E | 8 | 0.154 | F | 8 | 0.16 | F | 8 | 0 | 1 | D | 9 | 0 | C | 8
[26 empty] | 3678800% | 6:00 | 0 | 56 | 0 | 2 | 8 | 0 | 2 | 15 | 0 | 2 | 8 | 0 | 2 | 8 | 0 | 2 | 15 | 0 | 2 | 8 | 0 | 2 | 19 | 10 | E | 9 | 10 | E | 9 | 14 | A | 7 | 13 | A | 7 | 94 | A | 7 | 991 | A | 7 | 320 | A | 7 | 1.5 | A | 7 | 11300 | B | 7 | 1500 | A | 7 | 3.6 | E | 8 | 0.154 | F | 8 | 0.16 | F | 8 | 3 | 1 | D | 9 | 0 | C | 8
[26 empty] | 3678800% | 7:00 | 138 | 1355 | 18 | 2 | 8 | 0 | 2 | 15 | 18 | 2 | 8 | 21 | 2 | 8 | 0 | 2 | 15 | 21 | 2 | 8 | 68 | 2 | 19 | 10 | E | 9 | 10 | E | 9 | 14 | A | 7 | 13 | A | 7 | 94 | A | 7 | 991 | A | 7 | 350 | A | 7 | 3.1 | A | 7 | 4800 | B | 7 | 1230 | A | 7 | 3.6 | E | 8 | 0.154 | F | 8 | 0.16 | F | 8 | 8 | 1 | D | 9 | 10 | C | 8
[26 empty] | 3678800% | 8:00 | 399 | 1355 | 46 | 2 | 8 | 0 | 2 | 15 | 46 | 2 | 8 | 55 | 2 | 8 | 0 | 2 | 15 | 55 | 2 | 8 | 198 | 2 | 19 | 10 | E | 9 | 10 | E | 9 | 14 | A | 7 | 14 | A | 7 | 100 | A | 7 | 991 | A | 7 | 360 | A | 7 | 2.6 | A | 7 | 3200 | B | 7 | 630 | A | 7 | 3.6 | E | 8 | 0.154 | F | 8 | 0.16 | F | 8 | 25 | 1 | D | 9 | 61 | C | 8
[26 empty] | 3678800% | 9:00 | 635 | 1355 | 81 | 2 | 8 | 0 | 2 | 15 | 81 | 2 | 8 | 98 | 2 | 8 | 0 | 2 | 15 | 98 | 2 | 8 | 377 | 2 | 19 | 10 | E | 9 | 10 | E | 9 | 14 | A | 7 | 14 | A | 7 | 100 | A | 7 | 990 | A | 7 | 340 | A | 7 | 3.1 | A | 7 | 2000 | B | 7 | 60 | A | 7 | 3.6 | E | 8 | 0.154 | F | 8 | 0.16 | F | 8 | 0 | 1 | D | 9 | 10 | C | 8
[26 empty] | 3678800% | 10:00 | 831 | 1355 | 96 | 2 | 8 | 0 | 2 | 15 | 96 | 2 | 8 | 119 | 2 | 8 | 0 | 2 | 15 | 119 | 2 | 8 | 482 | 2 | 19 | 10 | E | 9 | 10 | E | 9 | 15 | A | 7 | 15 | A | 7 | 100 | A | 7 | 990 | A | 7 | 350 | A | 7 | 4.1 | A | 7 | 1600 | B | 7 | 540 | A | 7 | 3.6 | E | 8 | 0.154 | F | 8 | 0.16 | F | 8 | 3 | 1 | D | 9 | 10 | C | 8
[26 empty] | 3678800% | 11:00 | 971 | 1355 | 112 | 2 | 8 | 0 | 2 | 15 | 112 | 2 | 8 | 140 | 2 | 8 | 0 | 2 | 15 | 140 | 2 | 8 | 582 | 2 | 19 | 10 | E | 9 | 10 | E | 9 | 15 | A | 7 | 15 | A | 7 | 100 | A | 7 | 989 | A | 7 | 340 | A | 7 | 5.1 | A | 7 | 1600 | B | 7 | 90 | A | 7 | 3.6 | E | 8 | 0.154 | F | 8 | 0.16 | F | 8 | 0 | 1 | D | 9 | 61 | C | 8
[26 empty] | 3678800% | 12:00 | 1046 | 1355 | 152 | 2 | 8 | 0 | 2 | 15 | 152 | 2 | 8 | 187 | 2 | 8 | 0 | 2 | 15 | 187 | 2 | 8 | 779 | 2 | 19 | 10 | E | 9 | 10 | E | 9 | 16 | A | 7 | 16 | A | 7 | 100 | A | 7 | 989 | A | 7 | 350 | A | 7 | 5.7 | A | 7 | 1600 | B | 7 | 90 | A | 7 | 3.6 | E | 8 | 0.154 | F | 8 | 0.16 | F | 8 | 17 | 1 | D | 9 | 10 | C | 8
[26 empty] | 3678800% | 13:00 | 1051 | 1355 | 119 | 2 | 8 | 0 | 2 | 15 | 119 | 2 | 8 | 149 | 2 | 8 | 0 | 2 | 15 | 149 | 2 | 8 | 627 | 2 | 19 | 10 | E | 9 | 10 | E | 9 | 16 | A | 7 | 16 | A | 7 | 100 | A | 7 | 988 | A | 7 | 340 | A | 7 | 3.6 | A | 7 | 4800 | B | 7 | 600 | A | 7 | 3.6 | E | 8 | 0.154 | F | 8 | 0.16 | F | 8 | 5 | 1 | D | 9 | 10 | C | 8
[26 empty] | 3678800% | 14:00 | 986 | 1355 | 111 | 2 | 8 | 0 | 2 | 15 | 111 | 2 | 8 | 139 | 2 | 8 | 0 | 2 | 15 | 139 | 2 | 8 | 580 | 2 | 19 | 10 | E | 9 | 10 | E | 9 | 16 | A | 7 | 16 | A | 7 | 100 | A | 7 | 988 | A | 7 | 340 | A | 7 | 4.1 | A | 7 | 3200 | B | 7 | 630 | A | 7 | 3.5 | E | 8 | 0.154 | F | 8 | 0.16 | F | 8 | 15 | 1 | D | 9 | 10 | C | 8
[26 empty] | 3678800% | 15:00 | 854 | 1355 | 97 | 2 | 8 | 0 | 2 | 15 | 97 | 2 | 8 | 120 | 2 | 8 | 0 | 2 | 15 | 120 | 2 | 8 | 491 | 2 | 19 | 10 | E | 9 | 10 | E | 9 | 16 | A | 7 | 16 | A | 7 | 100 | A | 7 | 987 | A | 7 | 340 | A | 7 | 3.1 | A | 7 | 9700 | B | 7 | 1470 | A | 7 | 3.4 | E | 8 | 0.154 | F | 8 | 0.16 | F | 8 | 6 | 1 | D | 9 | 61 | C | 8
[26 empty] | 3678800% | 16:00 | 666 | 1355 | 71 | 2 | 8 | 0 | 2 | 15 | 71 | 2 | 8 | 87 | 2 | 8 | 0 | 2 | 15 | 87 | 2 | 8 | 341 | 2 | 19 | 10 | E | 9 | 10 | E | 9 | 16 | A | 7 | 16 | A | 7 | 100 | A | 7 | 988 | A | 7 | 300 | A | 7 | 2.6 | A | 7 | 4800 | B | 7 | 1470 | A | 7 | 3.2 | E | 8 | 0.154 | F | 8 | 0.16 | F | 8 | 8 | 1 | D | 9 | 10 | C | 8
[26 empty] | 3678800% | 17:00 | 434 | 1355 | 40 | 2 | 8 | 0 | 2 | 15 | 40 | 2 | 8 | 49 | 2 | 8 | 0 | 2 | 15 | 49 | 2 | 8 | 178 | 2 | 19 | 10 | E | 9 | 10 | E | 9 | 16 | A | 7 | 15 | A | 7 | 94 | A | 7 | 988 | A | 7 | 0 | A | 7 | 0 | A | 7 | 6400 | B | 7 | 1800 | A | 7 | 3.1 | E | 8 | 0.154 | F | 8 | 0.16 | F | 8 | 5 | 1 | D | 9 | 10 | C | 8
[26 empty] | 3678800% | 18:00 | 175 | 1355 | 32 | 2 | 8 | 0 | 2 | 15 | 32 | 2 | 8 | 37 | 2 | 8 | 0 | 2 | 15 | 37 | 2 | 8 | 115 | 2 | 19 | 10 | E | 9 | 10 | E | 9 | 16 | A | 7 | 14 | A | 7 | 88 | A | 7 | 988 | A | 7 | 220 | A | 7 | 1.5 | A | 7 | 9700 | B | 7 | 3000 | A | 7 | 3 | E | 8 | 0.154 | F | 8 | 0.16 | F | 8 | 3 | 1 | D | 9 | 10 | C | 8
[26 empty] | 3678800% | 19:00 | 4 | 237 | 0 | 2 | 8 | 0 | 2 | 15 | 0 | 2 | 8 | 0 | 2 | 8 | 0 | 2 | 15 | 0 | 2 | 8 | 0 | 2 | 19 | 10 | E | 9 | 10 | A | 7 | 15 | A | 7 | 14 | A | 7 | 94 | A | 7 | 988 | A | 7 | 220 | A | 7 | 2.6 | A | 7 | 16100 | B | 7 | 1800 | A | 7 | 2.9 | E | 8 | 0.154 | F | 8 | 0.16 | F | 8 | 0 | 1 | D | 9 | 61 | C | 8
[26 empty] | 3678800% | 20:00 | 0 | 0 | 0 | 2 | 0 | 0 | 2 | 0 | 0 | 2 | 0 | 0 | 2 | 0 | 0 | 2 | 0 | 0 | 2 | 0 | 0 | 2 | 0 | 9 | E | 9 | 6 | E | 9 | 15 | A | 7 | 15 | A | 7 | 100 | A | 7 | 989 | A | 7 | 190 | A | 7 | 2.1 | A | 7 | 8000 | B | 7 | 77777 | A | 7 | 2.7 | E | 8 | 0.154 | F | 8 | 0.16 | F | 8 | 0 | 1 | D | 9 | 10 | C | 8
[26 empty] | 3678800% | 21:00 | 0 | 0 | 0 | 2 | 0 | 0 | 2 | 0 | 0 | 2 | 0 | 0 | 2 | 0 | 0 | 2 | 0 | 0 | 2 | 0 | 0 | 2 | 0 | 7 | E | 9 | 3 | E | 9 | 15 | A | 7 | 14 | A | 7 | 94 | A | 7 | 989 | A | 7 | 170 | A | 7 | 2.1 | A | 7 | 9700 | B | 7 | 77777 | A | 7 | 2.6 | E | 8 | 0.154 | F | 8 | 0.16 | F | 8 | 0 | 1 | D | 9 | 10 | C | 8
[26 empty] | 3678800% | 22:00 | 0 | 0 | 0 | 2 | 0 | 0 | 2 | 0 | 0 | 2 | 0 | 0 | 2 | 0 | 0 | 2 | 0 | 0 | 2 | 0 | 0 | 2 | 0 | 5 | E | 9 | 2 | E | 9 | 14 | A | 7 | 14 | A | 7 | 100 | A | 7 | 989 | A | 7 | 160 | A | 7 | 2.1 | A | 7 | 6400 | B | 7 | 77777 | A | 7 | 2.5 | E | 8 | 0.154 | F | 8 | 0.16 | F | 8 | 0 | 1 | D | 9 | 10 | C | 8
[26 empty] | 3678800% | 23:00 | 0 | 0 | 0 | 2 | 0 | 0 | 2 | 0 | 0 | 2 | 0 | 0 | 2 | 0 | 0 | 2 | 0 | 0 | 2 | 0 | 0 | 2 | 0 | 0 | E | 9 | 0 | A | 7 | 14 | A | 7 | 14 | A | 7 | 100 | A | 7 | 989 | A | 7 | 130 | A | 7 | 2.1 | A | 7 | 8000 | B | 7 | 77777 | A | 7 | 2.4 | E | 8 | 0.154 | F | 8 | 0.16 | F | 8 | 0 | 1 | D | 9 | 10 | C | 8
[26 empty] | 3678800% | 24:00 | 0 | 0 | 0 | 2 | 0 | 0 | 2 | 0 | 0 | 2 | 0 | 0 | 2 | 0 | 0 | 2 | 0 | 0 | 2 | 0 | 0 | 2 | 0 | 0 | E | 9 | 0 | A | 7 | 14 | A | 7 | 14 | A | 7 | 100 | A | 7 | 989 | A | 7 | 140 | A | 7 | 1.5 | A | 7 | 11300 | B | 7 | 77777 | A | 7 | 2.2 | E | 8 | 0.154 | F | 8 | 0.16 | F | 8 | 3 | 1 | D | 9 | 10 | C | 8
[26 empty] | 3678900% | 1:00 | 0 | 0 | 0 | 2 | 0 | 0 | 2 | 0 | 0 | 2 | 0 | 0 | 2 | 0 | 0 | 2 | 0 | 0 | 2 | 0 | 0 | 2 | 0 | 0 | E | 9 | 0 | A | 7 | 14 | A | 7 | 14 | A | 7 | 100 | A | 7 | 989 | A | 7 | 150 | A | 7 | 1.5 | A | 7 | 8000 | B | 7 | 77777 | A | 7 | 2.1 | E | 8 | 0.153 | F | 8 | 0.16 | F | 8 | 0 | 1 | D | 9 | 0 | C | 8
[26 empty] | 3678900% | 2:00 | 0 | 0 | 0 | 2 | 0 | 0 | 2 | 0 | 0 | 2 | 0 | 0 | 2 | 0 | 0 | 2 | 0 | 0 | 2 | 0 | 0 | 2 | 0 | 0 | E | 9 | 0 | E | 9 | 14 | A | 7 | 14 | A | 7 | 100 | A | 7 | 989 | A | 7 | 180 | A | 7 | 1.5 | A | 7 | 4800 | B | 7 | 77777 | A | 7 | 2.1 | E | 8 | 0.153 | F | 8 | 0.16 | F | 8 | 0 | 1 | D | 9 | 10 | C | 8
[26 empty] | 3678900% | 3:00 | 0 | 0 | 0 | 2 | 0 | 0 | 2 | 0 | 0 | 2 | 0 | 0 | 2 | 0 | 0 | 2 | 0 | 0 | 2 | 0 | 0 | 2 | 0 | 10 | E | 9 | 10 | E | 9 | 13 | A | 7 | 13 | A | 7 | 100 | A | 7 | 989 | A | 7 | 0 | A | 7 | 0 | A | 7 | 400 | B | 7 | 60 | A | 7 | 2.2 | E | 8 | 0.153 | F | 8 | 0.16 | F | 8 | 0 | 1 | D | 9 | 44 | C | 8
[26 empty] | 3678900% | 4:00 | 0 | 0 | 0 | 2 | 0 | 0 | 2 | 0 | 0 | 2 | 0 | 0 | 2 | 0 | 0 | 2 | 0 | 0 | 2 | 0 | 0 | 2 | 0 | 10 | E | 9 | 10 | A | 7 | 13 | A | 7 | 13 | A | 7 | 100 | A | 7 | 989 | A | 7 | 0 | A | 7 | 0 | A | 7 | 400 | B | 7 | 15 | A | 7 | 2.2 | E | 8 | 0.153 | F | 8 | 0.16 | F | 8 | 0 | 1 | D | 9 | 45 | C | 8
[26 empty] | 3678900% | 5:00 | 0 | 0 | 0 | 2 | 0 | 0 | 2 | 0 | 0 | 2 | 0 | 0 | 2 | 0 | 0 | 2 | 0 | 0 | 2 | 0 | 0 | 2 | 0 | 10 | E | 9 | 10 | E | 9 | 13 | A | 7 | 13 | A | 7 | 100 | A | 7 | 989 | A | 7 | 0 | A | 7 | 0 | A | 7 | 400 | B | 7 | 60 | A | 7 | 2.2 | E | 8 | 0.153 | F | 8 | 0.16 | F | 8 | 0 | 1 | D | 9 | 44 | C | 8
[26 empty] | 3678900% | 6:00 | 0 | 34 | 0 | 2 | 8 | 0 | 2 | 15 | 0 | 2 | 8 | 0 | 2 | 8 | 0 | 2 | 15 | 0 | 2 | 8 | 0 | 2 | 19 | 10 | E | 9 | 10 | A | 7 | 13 | A | 7 | 13 | A | 7 | 100 | A | 7 | 989 | A | 7 | 0 | A | 7 | 0 | A | 7 | 400 | B | 7 | 15 | A | 7 | 2.3 | E | 8 | 0.153 | F | 8 | 0.16 | F | 8 | 3 | 1 | D | 9 | 45 | C | 8
[26 empty] | 3678900% | 7:00 | 134 | 1356 | 0 | 2 | 8 | 0 | 2 | 15 | 0 | 2 | 8 | 0 | 2 | 8 | 0 | 2 | 15 | 0 | 2 | 8 | 0 | 2 | 19 | 10 | E | 9 | 10 | A | 7 | 12 | A | 7 | 12 | A | 7 | 100 | A | 7 | 990 | A | 7 | 0 | A | 7 | 0 | A | 7 | 400 | B | 7 | 15 | A | 7 | 2.3 | E | 8 | 0.153 | F | 8 | 0.16 | F | 8 | 0 | 1 | D | 9 | 45 | C | 8
[26 empty] | 3678900% | 8:00 | 394 | 1356 | 155 | 2 | 8 | 65 | 2 | 15 | 136 | 2 | 8 | 169 | 2 | 8 | 59 | 2 | 15 | 152 | 2 | 8 | 340 | 2 | 19 | 4 | E | 9 | 4 | E | 9 | 15 | A | 7 | 15 | A | 7 | 100 | A | 7 | 990 | A | 7 | 180 | A | 7 | 2.6 | A | 7 | 2400 | B | 7 | 77777 | A | 7 | 2.3 | E | 8 | 0.153 | F | 8 | 0.16 | F | 8 | 0 | 1 | D | 9 | 10 | C | 8
[26 empty] | 3678900% | 9:00 | 631 | 1356 | 278 | 2 | 8 | 130 | 2 | 15 | 218 | 2 | 8 | 302 | 2 | 8 | 131 | 2 | 15 | 240 | 2 | 8 | 531 | 2 | 19 | 0 | E | 9 | 0 | E | 9 | 17 | A | 7 | 16 | A | 7 | 94 | A | 7 | 990 | A | 7 | 180 | A | 7 | 2.6 | A | 7 | 8000 | B | 7 | 77777 | A | 7 | 2.3 | E | 8 | 0.153 | F | 8 | 0.16 | F | 8 | 0 | 1 | D | 9 | 10 | C | 8
[26 empty] | 3678900% | 10:00 | 826 | 1356 | 553 | 2 | 8 | 615 | 2 | 15 | 177 | 2 | 8 | 574 | 2 | 8 | 613 | 2 | 15 | 200 | 2 | 8 | 413 | 2 | 19 | 0 | E | 9 | 0 | E | 9 | 19 | A | 7 | 16 | A | 7 | 83 | A | 7 | 990 | A | 7 | 180 | A | 7 | 3.6 | A | 7 | 16100 | B | 7 | 77777 | A | 7 | 2.4 | E | 8 | 0.153 | F | 8 | 0.16 | F | 8 | 0 | 1 | D | 9 | 0 | C | 8
[26 empty] | 3678900% | 11:00 | 966 | 1356 | 685 | 2 | 8 | 743 | 2 | 15 | 154 | 2 | 8 | 731 | 2 | 8 | 759 | 2 | 15 | 189 | 2 | 8 | 448 | 2 | 19 | 0 | E | 9 | 0 | E | 9 | 23 | A | 7 | 16 | A | 7 | 65 | A | 7 | 990 | A | 7 | 220 | A | 7 | 3.6 | A | 7 | 16100 | B | 7 | 77777 | A | 7 | 2.4 | E | 8 | 0.153 | F | 8 | 0.16 | F | 8 | 0 | 1 | D | 9 | 0 | C | 8
[26 empty] | 3678900% | 12:00 | 1041 | 1356 | 743 | 2 | 8 | 758 | 2 | 15 | 159 | 2 | 8 | 772 | 2 | 8 | 759 | 2 | 15 | 187 | 2 | 8 | 469 | 2 | 19 | 0 | E | 9 | 0 | E | 9 | 25 | A | 7 | 17 | A | 7 | 61 | A | 7 | 990 | A | 7 | 220 | A | 7 | 4.1 | A | 7 | 16100 | B | 7 | 77777 | A | 7 | 2.4 | E | 8 | 0.153 | F | 8 | 0.16 | F | 8 | 0 | 1 | D | 9 | 0 | C | 8
[26 empty] | 3678900% | 13:00 | 1045 | 1356 | 745 | 2 | 8 | 719 | 2 | 15 | 189 | 2 | 8 | 791 | 2 | 8 | 733 | 2 | 15 | 224 | 2 | 8 | 624 | 2 | 19 | 0 | E | 9 | 0 | E | 9 | 27 | A | 7 | 16 | A | 7 | 51 | A | 7 | 989 | A | 7 | 230 | A | 7 | 4.1 | A | 7 | 16100 | B | 7 | 77777 | A | 7 | 2.5 | E | 8 | 0.153 | F | 8 | 0.16 | F | 8 | 0 | 1 | D | 9 | 0 | C | 8
[26 empty] | 3678900% | 14:00 | 980 | 1356 | 694 | 2 | 8 | 722 | 2 | 15 | 171 | 2 | 8 | 737 | 2 | 8 | 735 | 2 | 15 | 204 | 2 | 8 | 503 | 2 | 19 | 0 | E | 9 | 0 | E | 9 | 28 | A | 7 | 16 | A | 7 | 48 | A | 7 | 988 | A | 7 | 200 | A | 7 | 3.6 | A | 7 | 16100 | B | 7 | 77777 | A | 7 | 2.5 | E | 8 | 0.153 | F | 8 | 0.16 | F | 8 | 0 | 1 | D | 9 | 0 | C | 8
[26 empty] | 3678900% | 15:00 | 848 | 1356 | 567 | 2 | 8 | 659 | 2 | 15 | 154 | 2 | 8 | 597 | 2 | 8 | 664 | 2 | 15 | 181 | 2 | 8 | 377 | 2 | 19 | 1 | E | 9 | 1 | E | 9 | 29 | A | 7 | 16 | A | 7 | 45 | A | 7 | 988 | A | 7 | 200 | A | 7 | 4.1 | A | 7 | 16100 | B | 7 | 77777 | A | 7 | 2.6 | E | 8 | 0.153 | F | 8 | 0.16 | F | 8 | 0 | 1 | D | 9 | 0 | C | 8
[26 empty] | 3678900% | 16:00 | 659 | 1356 | 413 | 2 | 8 | 581 | 2 | 15 | 130 | 2 | 8 | 429 | 2 | 8 | 567 | 2 | 15 | 152 | 2 | 8 | 267 | 2 | 19 | 2 | E | 9 | 1 | E | 9 | 28 | A | 7 | 16 | A | 7 | 48 | A | 7 | 986 | A | 7 | 190 | A | 7 | 6.2 | A | 7 | 16100 | B | 7 | 77777 | A | 7 | 2.7 | E | 8 | 0.153 | F | 8 | 0.16 | F | 8 | 0 | 1 | D | 9 | 0 | C | 8
[26 empty] | 3678900% | 17:00 | 427 | 1356 | 239 | 2 | 8 | 444 | 2 | 15 | 99 | 2 | 8 | 252 | 2 | 8 | 399 | 2 | 15 | 126 | 2 | 8 | 185 | 2 | 19 | 0 | E | 9 | 0 | E | 9 | 27 | A | 7 | 17 | A | 7 | 54 | A | 7 | 986 | A | 7 | 180 | A | 7 | 4.1 | A | 7 | 16100 | B | 7 | 77777 | A | 7 | 2.8 | E | 8 | 0.153 | F | 8 | 0.16 | F | 8 | 0 | 1 | D | 9 | 0 | C | 8
[26 empty] | 3678900% | 18:00 | 168 | 1356 | 67 | 2 | 8 | 216 | 2 | 15 | 40 | 2 | 8 | 69 | 2 | 8 | 126 | 2 | 15 | 54 | 2 | 8 | 72 | 2 | 19 | 0 | E | 9 | 0 | E | 9 | 26 | A | 7 | 17 | A | 7 | 58 | A | 7 | 986 | A | 7 | 170 | A | 7 | 4.1 | A | 7 | 16100 | B | 7 | 77777 | A | 7 | 2.9 | E | 8 | 0.153 | F | 8 | 0.16 | F | 8 | 0 | 1 | D | 9 | 0 | C | 8
[26 empty] | 3678900% | 19:00 | 3 | 215 | 0 | 2 | 8 | 0 | 2 | 15 | 0 | 2 | 8 | 0 | 2 | 8 | 0 | 2 | 15 | 0 | 2 | 8 | 0 | 2 | 19 | 0 | E | 9 | 0 | A | 7 | 24 | A | 7 | 17 | A | 7 | 65 | A | 7 | 985 | A | 7 | 160 | A | 7 | 4.6 | A | 7 | 16100 | B | 7 | 77777 | A | 7 | 3 | E | 8 | 0.153 | F | 8 | 0.16 | F | 8 | 0 | 1 | D | 9 | 0 | C | 8
[26 empty] | 3678900% | 20:00 | 0 | 0 | 0 | 2 | 0 | 0 | 2 | 0 | 0 | 2 | 0 | 0 | 2 | 0 | 0 | 2 | 0 | 0 | 2 | 0 | 0 | 2 | 0 | 1 | E | 9 | 1 | E | 9 | 24 | A | 7 | 17 | A | 7 | 65 | A | 7 | 985 | A | 7 | 180 | A | 7 | 5.7 | A | 7 | 16100 | B | 7 | 77777 | A | 7 | 3 | E | 8 | 0.153 | F | 8 | 0.16 | F | 8 | 0 | 1 | D | 9 | 0 | C | 8
[26 empty] | 3678900% | 21:00 | 0 | 0 | 0 | 2 | 0 | 0 | 2 | 0 | 0 | 2 | 0 | 0 | 2 | 0 | 0 | 2 | 0 | 0 | 2 | 0 | 0 | 2 | 0 | 0 | E | 9 | 0 | E | 9 | 23 | A | 7 | 17 | A | 7 | 69 | A | 7 | 985 | A | 7 | 190 | A | 7 | 4.6 | A | 7 | 16100 | B | 7 | 77777 | A | 7 | 3.1 | E | 8 | 0.153 | F | 8 | 0.16 | F | 8 | 0 | 1 | D | 9 | 0 | C | 8
[26 empty] | 3678900% | 22:00 | 0 | 0 | 0 | 2 | 0 | 0 | 2 | 0 | 0 | 2 | 0 | 0 | 2 | 0 | 0 | 2 | 0 | 0 | 2 | 0 | 0 | 2 | 0 | 1 | E | 9 | 0 | E | 9 | 23 | A | 7 | 17 | A | 7 | 69 | A | 7 | 984 | A | 7 | 180 | A | 7 | 4.1 | A | 7 | 16100 | B | 7 | 77777 | A | 7 | 3.2 | E | 8 | 0.153 | F | 8 | 0.16 | F | 8 | 0 | 1 | D | 9 | 0 | C | 8
[26 empty] | 3678900% | 23:00 | 0 | 0 | 0 | 2 | 0 | 0 | 2 | 0 | 0 | 2 | 0 | 0 | 2 | 0 | 0 | 2 | 0 | 0 | 2 | 0 | 0 | 2 | 0 | 0 | E | 9 | 0 | A | 7 | 22 | A | 7 | 17 | A | 7 | 73 | A | 7 | 983 | A | 7 | 190 | A | 7 | 4.1 | A | 7 | 16100 | B | 7 | 77777 | A | 7 | 3.3 | E | 8 | 0.153 | F | 8 | 0.16 | F | 8 | 0 | 1 | D | 9 | 0 | C | 8
[26 empty] | 3678900% | 24:00 | 0 | 0 | 0 | 2 | 0 | 0 | 2 | 0 | 0 | 2 | 0 | 0 | 2 | 0 | 0 | 2 | 0 | 0 | 2 | 0 | 0 | 2 | 0 | 0 | E | 9 | 0 | A | 7 | 21 | A | 7 | 17 | A | 7 | 78 | A | 7 | 983 | A | 7 | 180 | A | 7 | 3.1 | A | 7 | 16100 | B | 7 | 77777 | A | 7 | 3.4 | E | 8 | 0.153 | F | 8 | 0.16 | F | 8 | 0 | 1 | D | 9 | 0 | C | 8
[26 empty] | 3679000% | 1:00 | 0 | 0 | 0 | 2 | 0 | 0 | 2 | 0 | 0 | 2 | 0 | 0 | 2 | 0 | 0 | 2 | 0 | 0 | 2 | 0 | 0 | 2 | 0 | 0 | E | 9 | 0 | A | 7 | 21 | A | 7 | 17 | A | 7 | 78 | A | 7 | 982 | A | 7 | 190 | A | 7 | 5.1 | A | 7 | 16100 | B | 7 | 77777 | A | 7 | 3.5 | E | 8 | 0.152 | F | 8 | 0.16 | F | 8 | 0 | 1 | D | 9 | 0 | C | 8
[26 empty] | 3679000% | 2:00 | 0 | 0 | 0 | 2 | 0 | 0 | 2 | 0 | 0 | 2 | 0 | 0 | 2 | 0 | 0 | 2 | 0 | 0 | 2 | 0 | 0 | 2 | 0 | 9 | E | 9 | 5 | E | 9 | 21 | A | 7 | 17 | A | 7 | 78 | A | 7 | 981 | A | 7 | 190 | A | 7 | 4.6 | A | 7 | 16100 | B | 7 | 77777 | A | 7 | 3.4 | E | 8 | 0.152 | F | 8 | 0.16 | F | 8 | 0 | 1 | D | 9 | 0 | C | 8
[26 empty] | 3679000% | 3:00 | 0 | 0 | 0 | 2 | 0 | 0 | 2 | 0 | 0 | 2 | 0 | 0 | 2 | 0 | 0 | 2 | 0 | 0 | 2 | 0 | 0 | 2 | 0 | 10 | E | 9 | 10 | E | 9 | 20 | A | 7 | 18 | A | 7 | 88 | A | 7 | 983 | A | 7 | 280 | A | 7 | 7.2 | A | 7 | 16100 | B | 7 | 720 | A | 7 | 3.3 | E | 8 | 0.152 | F | 8 | 0.16 | F | 8 | 0 | 1 | D | 9 | 61 | C | 8
[26 empty] | 3679000% | 4:00 | 0 | 0 | 0 | 2 | 0 | 0 | 2 | 0 | 0 | 2 | 0 | 0 | 2 | 0 | 0 | 2 | 0 | 0 | 2 | 0 | 0 | 2 | 0 | 8 | E | 9 | 5 | E | 9 | 19 | A | 7 | 12 | A | 7 | 64 | A | 7 | 984 | A | 7 | 290 | A | 7 | 11.3 | A | 7 | 16100 | B | 7 | 77777 | A | 7 | 3.2 | E | 8 | 0.152 | F | 8 | 0.16 | F | 8 | 0 | 1 | D | 9 | 0 | C | 8
[26 empty] | 3679000% | 5:00 | 0 | 0 | 0 | 2 | 0 | 0 | 2 | 0 | 0 | 2 | 0 | 0 | 2 | 0 | 0 | 2 | 0 | 0 | 2 | 0 | 0 | 2 | 0 | 10 | E | 9 | 10 | E | 9 | 18 | A | 7 | 12 | A | 7 | 68 | A | 7 | 986 | A | 7 | 290 | A | 7 | 6.7 | A | 7 | 16100 | B | 7 | 3000 | A | 7 | 3.1 | E | 8 | 0.152 | F | 8 | 0.16 | F | 8 | 0 | 1 | D | 9 | 0 | C | 8
[26 empty] | 3679000% | 6:00 | 0 | 11 | 0 | 2 | 0 | 0 | 2 | 0 | 0 | 2 | 0 | 0 | 2 | 1 | 0 | 2 | 2 | 0 | 2 | 2 | 0 | 2 | 1 | 10 | E | 9 | 10 | E | 9 | 18 | A | 7 | 11 | A | 7 | 64 | A | 7 | 987 | A | 7 | 230 | A | 7 | 2.6 | A | 7 | 16100 | B | 7 | 2400 | A | 7 | 3 | E | 8 | 0.152 | F | 8 | 0.16 | F | 8 | 0 | 1 | D | 9 | 0 | C | 8
[26 empty] | 3679000% | 7:00 | 130 | 1357 | 0 | 2 | 8 | 0 | 2 | 15 | 0 | 2 | 8 | 0 | 2 | 8 | 0 | 2 | 15 | 0 | 2 | 8 | 0 | 2 | 19 | 10 | E | 9 | 10 | E | 9 | 18 | A | 7 | 11 | A | 7 | 64 | A | 7 | 987 | A | 7 | 270 | A | 7 | 3.6 | A | 7 | 16100 | B | 7 | 3000 | A | 7 | 2.9 | E | 8 | 0.152 | F | 8 | 0.16 | F | 8 | 0 | 1 | D | 9 | 0 | C | 8
[26 empty] | 3679000% | 8:00 | 390 | 1357 | 39 | 2 | 8 | 0 | 2 | 15 | 39 | 2 | 8 | 47 | 2 | 8 | 0 | 2 | 15 | 47 | 2 | 8 | 170 | 2 | 19 | 1 | E | 9 | 1 | E | 9 | 17 | A | 7 | 11 | A | 7 | 68 | A | 7 | 987 | A | 7 | 260 | A | 7 | 6.2 | A | 7 | 16100 | B | 7 | 77777 | A | 7 | 2.8 | E | 8 | 0.152 | F | 8 | 0.16 | F | 8 | 0 | 1 | D | 9 | 0 | C | 8
[26 empty] | 3679000% | 9:00 | 627 | 1357 | 394 | 2 | 8 | 347 | 2 | 15 | 233 | 2 | 8 | 413 | 2 | 8 | 353 | 2 | 15 | 250 | 2 | 8 | 538 | 2 | 19 | 3 | E | 9 | 3 | E | 9 | 19 | A | 7 | 11 | A | 7 | 60 | A | 7 | 988 | A | 7 | 270 | A | 7 | 5.1 | A | 7 | 16100 | B | 7 | 77777 | A | 7 | 2.7 | E | 8 | 0.152 | F | 8 | 0.16 | F | 8 | 0 | 1 | D | 9 | 0 | C | 8
[26 empty] | 3679000% | 10:00 | 822 | 1357 | 489 | 2 | 8 | 414 | 2 | 15 | 237 | 2 | 8 | 512 | 2 | 8 | 424 | 2 | 15 | 254 | 2 | 8 | 573 | 2 | 19 | 3 | E | 9 | 3 | E | 9 | 20 | A | 7 | 10 | A | 7 | 53 | A | 7 | 988 | A | 7 | 290 | A | 7 | 9.3 | A | 7 | 16100 | B | 7 | 77777 | A | 7 | 2.6 | E | 8 | 0.152 | F | 8 | 0.16 | F | 8 | 0 | 1 | D | 9 | 0 | C | 8
[26 empty] | 3679000% | 11:00 | 961 | 1357 | 636 | 2 | 8 | 592 | 2 | 15 | 215 | 2 | 8 | 662 | 2 | 8 | 594 | 2 | 15 | 240 | 2 | 8 | 594 | 2 | 19 | 4 | E | 9 | 4 | E | 9 | 19 | A | 7 | 9 | A | 7 | 52 | A | 7 | 988 | A | 7 | 280 | A | 7 | 8.2 | A | 7 | 16100 | B | 7 | 77777 | A | 7 | 2.6 | E | 8 | 0.152 | F | 8 | 0.16 | F | 8 | 0 | 1 | D | 9 | 0 | C | 8
[26 empty] | 3679000% | 12:00 | 1036 | 1357 | 724 | 2 | 8 | 686 | 2 | 15 | 199 | 2 | 8 | 765 | 2 | 8 | 697 | 2 | 15 | 232 | 2 | 8 | 640 | 2 | 19 | 0 | E | 9 | 0 | E | 9 | 21 | A | 7 | 9 | A | 7 | 46 | A | 7 | 989 | A | 7 | 300 | A | 7 | 7.2 | A | 7 | 16100 | B | 7 | 77777 | A | 7 | 2.5 | E | 8 | 0.152 | F | 8 | 0.16 | F | 8 | 0 | 1 | D | 9 | 0 | C | 8
[26 empty] | 3679000% | 13:00 | 1040 | 1357 | 745 | 2 | 8 | 737 | 2 | 15 | 178 | 2 | 8 | 793 | 2 | 8 | 753 | 2 | 15 | 214 | 2 | 8 | 584 | 2 | 19 | 0 | E | 9 | 0 | E | 9 | 22 | A | 7 | 9 | A | 7 | 43 | A | 7 | 989 | A | 7 | 290 | A | 7 | 10.8 | A | 7 | 16100 | B | 7 | 77777 | A | 7 | 2.4 | E | 8 | 0.152 | F | 8 | 0.16 | F | 8 | 0 | 1 | D | 9 | 0 | C | 8
[26 empty] | 3679000% | 14:00 | 974 | 1357 | 682 | 2 | 8 | 698 | 2 | 15 | 180 | 2 | 8 | 721 | 2 | 8 | 708 | 2 | 15 | 211 | 2 | 8 | 521 | 2 | 19 | 3 | E | 9 | 3 | E | 9 | 22 | A | 7 | 10 | A | 7 | 46 | A | 7 | 989 | A | 7 | 300 | A | 7 | 7.2 | A | 7 | 16100 | B | 7 | 77777 | A | 7 | 2.3 | E | 8 | 0.152 | F | 8 | 0.16 | F | 8 | 0 | 1 | D | 9 | 0 | C | 8
[26 empty] | 3679000% | 15:00 | 842 | 1357 | 561 | 2 | 8 | 670 | 2 | 15 | 144 | 2 | 8 | 593 | 2 | 8 | 676 | 2 | 15 | 172 | 2 | 8 | 353 | 2 | 19 | 0 | E | 9 | 0 | E | 9 | 21 | A | 7 | 9 | A | 7 | 46 | A | 7 | 990 | A | 7 | 320 | A | 7 | 6.7 | A | 7 | 16100 | B | 7 | 77777 | A | 7 | 2.3 | E | 8 | 0.152 | F | 8 | 0.16 | F | 8 | 0 | 1 | D | 9 | 0 | C | 8
[26 empty] | 3679000% | 16:00 | 653 | 1357 | 429 | 2 | 8 | 668 | 2 | 15 | 107 | 2 | 8 | 451 | 2 | 8 | 656 | 2 | 15 | 135 | 2 | 8 | 226 | 2 | 19 | 0 | E | 9 | 0 | E | 9 | 21 | A | 7 | 9 | A | 7 | 46 | A | 7 | 990 | A | 7 | 300 | A | 7 | 7.2 | A | 7 | 16100 | B | 7 | 77777 | A | 7 | 2.2 | E | 8 | 0.152 | F | 8 | 0.16 | F | 8 | 0 | 1 | D | 9 | 0 | C | 8
[26 empty] | 3679000% | 17:00 | 420 | 1357 | 233 | 2 | 8 | 449 | 2 | 15 | 94 | 2 | 8 | 246 | 2 | 8 | 401 | 2 | 15 | 122 | 2 | 8 | 175 | 2 | 19 | 0 | E | 9 | 0 | E | 9 | 19 | A | 7 | 8 | A | 7 | 49 | A | 7 | 991 | A | 7 | 300 | A | 7 | 7.2 | A | 7 | 16100 | B | 7 | 77777 | A | 7 | 2.1 | E | 8 | 0.152 | F | 8 | 0.16 | F | 8 | 0 | 1 | D | 9 | 0 | C | 8
[26 empty] | 3679000% | 18:00 | 161 | 1357 | 55 | 2 | 8 | 199 | 2 | 15 | 31 | 2 | 8 | 58 | 2 | 8 | 114 | 2 | 15 | 45 | 2 | 8 | 54 | 2 | 19 | 0 | E | 9 | 0 | E | 9 | 17 | A | 7 | 8 | A | 7 | 55 | A | 7 | 991 | A | 7 | 310 | A | 7 | 4.1 | A | 7 | 16100 | B | 7 | 77777 | A | 7 | 2.1 | E | 8 | 0.152 | F | 8 | 0.16 | F | 8 | 0 | 1 | D | 9 | 0 | C | 8
[26 empty] | 3679000% | 19:00 | 2 | 170 | 0 | 2 | 8 | 0 | 2 | 15 | 0 | 2 | 8 | 0 | 2 | 8 | 0 | 2 | 15 | 0 | 2 | 8 | 0 | 2 | 19 | 0 | E | 9 | 0 | A | 7 | 17 | A | 7 | 8 | A | 7 | 55 | A | 7 | 992 | A | 7 | 80 | A | 7 | 2.1 | A | 7 | 16100 | B | 7 | 77777 | A | 7 | 2 | E | 8 | 0.152 | F | 8 | 0.16 | F | 8 | 0 | 1 | D | 9 | 0 | C | 8
[26 empty] | 3679000% | 20:00 | 0 | 0 | 0 | 2 | 0 | 0 | 2 | 0 | 0 | 2 | 0 | 0 | 2 | 0 | 0 | 2 | 0 | 0 | 2 | 0 | 0 | 2 | 0 | 0 | E | 9 | 0 | E | 9 | 14 | A | 7 | 8 | A | 7 | 67 | A | 7 | 993 | A | 7 | 320 | A | 7 | 2.6 | A | 7 | 16100 | B | 7 | 77777 | A | 7 | 2 | E | 8 | 0.152 | F | 8 | 0.16 | F | 8 | 0 | 1 | D | 9 | 0 | C | 8
[26 empty] | 3679000% | 21:00 | 0 | 0 | 0 | 2 | 0 | 0 | 2 | 0 | 0 | 2 | 0 | 0 | 2 | 0 | 0 | 2 | 0 | 0 | 2 | 0 | 0 | 2 | 0 | 0 | E | 9 | 0 | E | 9 | 14 | A | 7 | 8 | A | 7 | 67 | A | 7 | 993 | A | 7 | 0 | A | 7 | 0 | A | 7 | 16100 | B | 7 | 77777 | A | 7 | 1.9 | E | 8 | 0.152 | F | 8 | 0.16 | F | 8 | 0 | 1 | D | 9 | 0 | C | 8
[26 empty] | 3679000% | 22:00 | 0 | 0 | 0 | 2 | 0 | 0 | 2 | 0 | 0 | 2 | 0 | 0 | 2 | 0 | 0 | 2 | 0 | 0 | 2 | 0 | 0 | 2 | 0 | 0 | E | 9 | 0 | E | 9 | 15 | A | 7 | 7 | A | 7 | 59 | A | 7 | 994 | A | 7 | 0 | A | 7 | 0 | A | 7 | 16100 | B | 7 | 77777 | A | 7 | 1.9 | E | 8 | 0.152 | F | 8 | 0.16 | F | 8 | 0 | 1 | D | 9 | 0 | C | 8
[26 empty] | 3679000% | 23:00 | 0 | 0 | 0 | 2 | 0 | 0 | 2 | 0 | 0 | 2 | 0 | 0 | 2 | 0 | 0 | 2 | 0 | 0 | 2 | 0 | 0 | 2 | 0 | 0 | E | 9 | 0 | A | 7 | 14 | A | 7 | 8 | A | 7 | 67 | A | 7 | 995 | A | 7 | 210 | A | 7 | 2.6 | A | 7 | 16100 | B | 7 | 77777 | A | 7 | 1.8 | E | 8 | 0.152 | F | 8 | 0.16 | F | 8 | 0 | 1 | D | 9 | 0 | C | 8
[26 empty] | 3679000% | 24:00 | 0 | 0 | 0 | 2 | 0 | 0 | 2 | 0 | 0 | 2 | 0 | 0 | 2 | 0 | 0 | 2 | 0 | 0 | 2 | 0 | 0 | 2 | 0 | 0 | E | 9 | 0 | A | 7 | 13 | A | 7 | 8 | A | 7 | 72 | A | 7 | 995 | A | 7 | 250 | A | 7 | 2.6 | A | 7 | 16100 | B | 7 | 77777 | A | 7 | 1.7 | E | 8 | 0.152 | F | 8 | 0.16 | F | 8 | 0 | 1 | D | 9 | 0 | C | 8
[26 empty] | 3679100% | 1:00 | 0 | 0 | 0 | 2 | 0 | 0 | 2 | 0 | 0 | 2 | 0 | 0 | 2 | 0 | 0 | 2 | 0 | 0 | 2 | 0 | 0 | 2 | 0 | 0 | E | 9 | 0 | A | 7 | 12 | A | 7 | 8 | A | 7 | 76 | A | 7 | 996 | A | 7 | 200 | A | 7 | 2.1 | A | 7 | 16100 | B | 7 | 77777 | A | 7 | 1.7 | E | 8 | 0.151 | F | 8 | 0.16 | F | 8 | 0 | 1 | D | 9 | 0 | C | 8
[26 empty] | 3679100% | 2:00 | 0 | 0 | 0 | 2 | 0 | 0 | 2 | 0 | 0 | 2 | 0 | 0 | 2 | 0 | 0 | 2 | 0 | 0 | 2 | 0 | 0 | 2 | 0 | 0 | E | 9 | 0 | E | 9 | 11 | A | 7 | 8 | A | 7 | 82 | A | 7 | 996 | A | 7 | 310 | A | 7 | 2.1 | A | 7 | 16100 | B | 7 | 77777 | A | 7 | 1.8 | E | 8 | 0.151 | F | 8 | 0.16 | F | 8 | 0 | 1 | D | 9 | 0 | C | 8
[26 empty] | 3679100% | 3:00 | 0 | 0 | 0 | 2 | 0 | 0 | 2 | 0 | 0 | 2 | 0 | 0 | 2 | 0 | 0 | 2 | 0 | 0 | 2 | 0 | 0 | 2 | 0 | 0 | E | 9 | 0 | E | 9 | 11 | A | 7 | 8 | A | 7 | 82 | A | 7 | 996 | A | 7 | 340 | A | 7 | 1.5 | A | 7 | 16100 | B | 7 | 77777 | A | 7 | 1.9 | E | 8 | 0.151 | F | 8 | 0.16 | F | 8 | 0 | 1 | D | 9 | 0 | C | 8
[26 empty] | 3679100% | 4:00 | 0 | 0 | 0 | 2 | 0 | 0 | 2 | 0 | 0 | 2 | 0 | 0 | 2 | 0 | 0 | 2 | 0 | 0 | 2 | 0 | 0 | 2 | 0 | 0 | E | 9 | 0 | E | 9 | 10 | A | 7 | 8 | A | 7 | 87 | A | 7 | 996 | A | 7 | 0 | A | 7 | 0 | A | 7 | 16100 | B | 7 | 77777 | A | 7 | 2.1 | E | 8 | 0.151 | F | 8 | 0.16 | F | 8 | 0 | 1 | D | 9 | 0 | C | 8
[26 empty] | 3679100% | 5:00 | 0 | 0 | 0 | 2 | 0 | 0 | 2 | 0 | 0 | 2 | 0 | 0 | 2 | 0 | 0 | 2 | 0 | 0 | 2 | 0 | 0 | 2 | 0 | 0 | E | 9 | 0 | E | 9 | 11 | A | 7 | 8 | A | 7 | 82 | A | 7 | 996 | A | 7 | 350 | A | 7 | 2.6 | A | 7 | 16100 | B | 7 | 77777 | A | 7 | 2.2 | E | 8 | 0.151 | F | 8 | 0.16 | F | 8 | 0 | 1 | D | 9 | 0 | C | 8
[26 empty] | 3679100% | 6:00 | 0 | 0 | 0 | 2 | 0 | 0 | 2 | 0 | 0 | 2 | 0 | 0 | 2 | 0 | 0 | 2 | 0 | 0 | 2 | 0 | 0 | 2 | 0 | 0 | E | 9 | 0 | E | 9 | 10 | A | 7 | 8 | A | 7 | 87 | A | 7 | 997 | A | 7 | 350 | A | 7 | 3.1 | A | 7 | 16100 | B | 7 | 77777 | A | 7 | 2.4 | E | 8 | 0.151 | F | 8 | 0.16 | F | 8 | 0 | 1 | D | 9 | 0 | C | 8
[26 empty] | 3679100% | 7:00 | 126 | 1346 | 0 | 2 | 8 | 0 | 2 | 15 | 0 | 2 | 8 | 0 | 2 | 8 | 0 | 2 | 15 | 0 | 2 | 8 | 0 | 2 | 19 | 0 | E | 9 | 0 | E | 9 | 9 | A | 7 | 8 | A | 7 | 93 | A | 7 | 998 | A | 7 | 330 | A | 7 | 2.6 | A | 7 | 12900 | B | 7 | 77777 | A | 7 | 2.5 | E | 8 | 0.151 | F | 8 | 0.16 | F | 8 | 0 | 1 | D | 9 | 0 | C | 8
[26 empty] | 3679100% | 8:00 | 386 | 1357 | 227 | 2 | 8 | 398 | 2 | 15 | 113 | 2 | 8 | 232 | 2 | 8 | 344 | 2 | 15 | 134 | 2 | 8 | 215 | 2 | 19 | 0 | E | 9 | 0 | E | 9 | 12 | A | 7 | 9 | A | 7 | 82 | A | 7 | 999 | A | 7 | 0 | A | 7 | 0 | A | 7 | 16100 | B | 7 | 77777 | A | 7 | 2.6 | E | 8 | 0.151 | F | 8 | 0.16 | F | 8 | 0 | 1 | D | 9 | 0 | C | 8
[26 empty] | 3679100% | 9:00 | 623 | 1357 | 394 | 2 | 8 | 532 | 2 | 15 | 149 | 2 | 8 | 417 | 2 | 8 | 525 | 2 | 15 | 175 | 2 | 8 | 303 | 2 | 19 | 1 | E | 9 | 1 | E | 9 | 14 | A | 7 | 9 | A | 7 | 72 | A | 7 | 999 | A | 7 | 0 | A | 7 | 0 | A | 7 | 16100 | B | 7 | 77777 | A | 7 | 2.8 | E | 8 | 0.151 | F | 8 | 0.16 | F | 8 | 0 | 1 | D | 9 | 0 | C | 8
[26 empty] | 3679100% | 10:00 | 818 | 1357 | 553 | 2 | 8 | 688 | 2 | 15 | 138 | 2 | 8 | 585 | 2 | 8 | 693 | 2 | 15 | 166 | 2 | 8 | 330 | 2 | 19 | 0 | E | 9 | 0 | E | 9 | 17 | A | 7 | 9 | A | 7 | 59 | A | 7 | 999 | A | 7 | 310 | B | 8 | 0.9 | B | 8 | 16100 | B | 7 | 77777 | A | 7 | 2.9 | E | 8 | 0.151 | F | 8 | 0.16 | F | 8 | 0 | 1 | D | 9 | 0 | C | 8
[26 empty] | 3679100% | 11:00 | 957 | 1357 | 673 | 2 | 8 | 731 | 2 | 15 | 156 | 2 | 8 | 716 | 2 | 8 | 745 | 2 | 15 | 190 | 2 | 8 | 446 | 2 | 19 | 0 | E | 9 | 0 | E | 9 | 17 | A | 7 | 8 | A | 7 | 55 | A | 7 | 999 | A | 7 | 250 | B | 8 | 1.7 | B | 8 | 16100 | B | 7 | 77777 | A | 7 | 3 | E | 8 | 0.151 | F | 8 | 0.16 | F | 8 | 0 | 1 | D | 9 | 0 | C | 8
[26 empty] | 3679100% | 12:00 | 1031 | 1357 | 730 | 2 | 8 | 740 | 2 | 15 | 167 | 2 | 8 | 781 | 2 | 8 | 757 | 2 | 15 | 204 | 2 | 8 | 541 | 2 | 19 | 0 | E | 9 | 0 | E | 9 | 18 | A | 7 | 7 | A | 7 | 49 | A | 7 | 998 | A | 7 | 200 | A | 7 | 2.6 | A | 7 | 16100 | B | 7 | 77777 | A | 7 | 3.2 | E | 8 | 0.151 | F | 8 | 0.16 | F | 8 | 0 | 1 | D | 9 | 0 | C | 8
[26 empty] | 3679100% | 13:00 | 1035 | 1357 | 727 | 2 | 8 | 689 | 2 | 15 | 200 | 2 | 8 | 767 | 2 | 8 | 699 | 2 | 15 | 232 | 2 | 8 | 640 | 2 | 19 | 5 | E | 9 | 5 | E | 9 | 19 | A | 7 | 9 | A | 7 | 52 | A | 7 | 997 | A | 7 | 170 | A | 7 | 3.6 | A | 7 | 16100 | B | 7 | 77777 | A | 7 | 3.3 | E | 8 | 0.151 | F | 8 | 0.16 | F | 8 | 0 | 1 | D | 9 | 0 | C | 8
[26 empty] | 3679100% | 14:00 | 968 | 1357 | 682 | 2 | 8 | 716 | 2 | 15 | 170 | 2 | 8 | 723 | 2 | 8 | 728 | 2 | 15 | 202 | 2 | 8 | 490 | 2 | 19 | 0 | E | 9 | 0 | E | 9 | 19 | A | 7 | 9 | A | 7 | 52 | A | 7 | 997 | A | 7 | 170 | B | 8 | 4.1 | B | 8 | 16100 | B | 7 | 77777 | A | 7 | 3.4 | E | 8 | 0.151 | F | 8 | 0.16 | F | 8 | 0 | 1 | D | 9 | 0 | C | 8
[26 empty] | 3679100% | 15:00 | 835 | 1357 | 572 | 2 | 8 | 718 | 2 | 15 | 129 | 2 | 8 | 609 | 2 | 8 | 727 | 2 | 15 | 160 | 2 | 8 | 318 | 2 | 19 | 0 | E | 9 | 0 | E | 9 | 20 | A | 7 | 9 | A | 7 | 49 | A | 7 | 997 | A | 7 | 170 | A | 7 | 4.6 | A | 7 | 16100 | B | 7 | 77777 | A | 7 | 3.5 | E | 8 | 0.151 | F | 8 | 0.16 | F | 8 | 0 | 1 | D | 9 | 0 | C | 8
[26 empty] | 3679100% | 16:00 | 646 | 1357 | 412 | 2 | 8 | 598 | 2 | 15 | 127 | 2 | 8 | 428 | 2 | 8 | 582 | 2 | 15 | 150 | 2 | 8 | 259 | 2 | 19 | 0 | E | 9 | 0 | E | 9 | 21 | A | 7 | 9 | A | 7 | 46 | A | 7 | 996 | A | 7 | 180 | B | 8 | 4.6 | B | 8 | 16100 | B | 7 | 77777 | A | 7 | 3.7 | E | 8 | 0.151 | F | 8 | 0.16 | F | 8 | 0 | 1 | D | 9 | 0 | C | 8
[26 empty] | 3679100% | 17:00 | 413 | 1357 | 227 | 2 | 8 | 403 | 2 | 15 | 104 | 2 | 8 | 236 | 2 | 8 | 358 | 2 | 15 | 127 | 2 | 8 | 196 | 2 | 19 | 1 | E | 9 | 0 | E | 9 | 20 | A | 7 | 11 | A | 7 | 56 | A | 7 | 996 | A | 7 | 180 | A | 7 | 4.6 | A | 7 | 16100 | B | 7 | 77777 | A | 7 | 3.8 | E | 8 | 0.151 | F | 8 | 0.16 | F | 8 | 0 | 1 | D | 9 | 0 | C | 8
[26 empty] | 3679100% | 18:00 | 154 | 1357 | 44 | 2 | 8 | 86 | 2 | 15 | 34 | 2 | 8 | 47 | 2 | 8 | 45 | 2 | 15 | 42 | 2 | 8 | 61 | 2 | 19 | 1 | E | 9 | 0 | E | 9 | 19 | A | 7 | 11 | A | 7 | 60 | A | 7 | 995 | A | 7 | 160 | A | 7 | 3.1 | A | 7 | 16100 | B | 7 | 77777 | A | 7 | 3.9 | E | 8 | 0.151 | F | 8 | 0.16 | F | 8 | 0 | 1 | D | 9 | 0 | C | 8
[26 empty] | 3679100% | 19:00 | 1 | 124 | 0 | 2 | 8 | 0 | 2 | 15 | 0 | 2 | 8 | 0 | 2 | 8 | 0 | 2 | 15 | 0 | 2 | 8 | 0 | 2 | 19 | 0 | E | 9 | 0 | A | 7 | 17 | A | 7 | 11 | A | 7 | 68 | A | 7 | 995 | A | 7 | 150 | A | 7 | 1.5 | A | 7 | 16100 | B | 7 | 77777 | A | 7 | 4.1 | E | 8 | 0.151 | F | 8 | 0.16 | F | 8 | 0 | 1 | D | 9 | 0 | C | 8
[26 empty] | 3679100% | 20:00 | 0 | 0 | 0 | 2 | 0 | 0 | 2 | 0 | 0 | 2 | 0 | 0 | 2 | 0 | 0 | 2 | 0 | 0 | 2 | 0 | 0 | 2 | 0 | 0 | E | 9 | 0 | E | 9 | 17 | A | 7 | 12 | A | 7 | 72 | A | 7 | 996 | A | 7 | 140 | A | 7 | 3.1 | A | 7 | 16100 | B | 7 | 77777 | A | 7 | 4.2 | E | 8 | 0.151 | F | 8 | 0.16 | F | 8 | 0 | 1 | D | 9 | 0 | C | 8
[26 empty] | 3679100% | 21:00 | 0 | 0 | 0 | 2 | 0 | 0 | 2 | 0 | 0 | 2 | 0 | 0 | 2 | 0 | 0 | 2 | 0 | 0 | 2 | 0 | 0 | 2 | 0 | 0 | E | 9 | 0 | E | 9 | 16 | A | 7 | 12 | A | 7 | 77 | A | 7 | 995 | A | 7 | 140 | A | 7 | 3.1 | A | 7 | 16100 | B | 7 | 77777 | A | 7 | 4.3 | E | 8 | 0.151 | F | 8 | 0.16 | F | 8 | 0 | 1 | D | 9 | 0 | C | 8
[26 empty] | 3679100% | 22:00 | 0 | 0 | 0 | 2 | 0 | 0 | 2 | 0 | 0 | 2 | 0 | 0 | 2 | 0 | 0 | 2 | 0 | 0 | 2 | 0 | 0 | 2 | 0 | 0 | E | 9 | 0 | E | 9 | 16 | A | 7 | 12 | A | 7 | 77 | A | 7 | 995 | A | 7 | 160 | A | 7 | 4.1 | A | 7 | 16100 | B | 7 | 77777 | A | 7 | 4.4 | E | 8 | 0.151 | F | 8 | 0.16 | F | 8 | 0 | 1 | D | 9 | 0 | C | 8
[26 empty] | 3679100% | 23:00 | 0 | 0 | 0 | 2 | 0 | 0 | 2 | 0 | 0 | 2 | 0 | 0 | 2 | 0 | 0 | 2 | 0 | 0 | 2 | 0 | 0 | 2 | 0 | 0 | E | 9 | 0 | A | 7 | 16 | A | 7 | 12 | A | 7 | 77 | A | 7 | 995 | A | 7 | 160 | A | 7 | 3.6 | A | 7 | 16100 | B | 7 | 77777 | A | 7 | 4.6 | E | 8 | 0.151 | F | 8 | 0.16 | F | 8 | 0 | 1 | D | 9 | 0 | C | 8
[26 empty] | 3679100% | 24:00 | 0 | 0 | 0 | 2 | 0 | 0 | 2 | 0 | 0 | 2 | 0 | 0 | 2 | 0 | 0 | 2 | 0 | 0 | 2 | 0 | 0 | 2 | 0 | 0 | E | 9 | 0 | A | 7 | 16 | A | 7 | 12 | A | 7 | 77 | A | 7 | 994 | A | 7 | 160 | A | 7 | 4.1 | A | 7 | 16100 | B | 7 | 77777 | A | 7 | 4.7 | E | 8 | 0.151 | F | 8 | 0.16 | F | 8 | 0 | 1 | D | 9 | 0 | C | 8
[26 empty] | 3679200% | 1:00 | 0 | 0 | 0 | 2 | 0 | 0 | 2 | 0 | 0 | 2 | 0 | 0 | 2 | 0 | 0 | 2 | 0 | 0 | 2 | 0 | 0 | 2 | 0 | 5 | E | 9 | 5 | A | 7 | 16 | A | 7 | 13 | A | 7 | 82 | A | 7 | 994 | A | 7 | 140 | A | 7 | 3.1 | A | 7 | 16100 | B | 7 | 77777 | A | 7 | 4.8 | E | 8 | 0.15 | F | 8 | 0.16 | F | 8 | 0 | 1 | D | 9 | 0 | C | 8
[26 empty] | 3679200% | 2:00 | 0 | 0 | 0 | 2 | 0 | 0 | 2 | 0 | 0 | 2 | 0 | 0 | 2 | 0 | 0 | 2 | 0 | 0 | 2 | 0 | 0 | 2 | 0 | 10 | E | 9 | 10 | E | 9 | 16 | A | 7 | 13 | A | 7 | 82 | A | 7 | 993 | A | 7 | 150 | A | 7 | 3.1 | A | 7 | 16100 | B | 7 | 960 | A | 7 | 4.8 | E | 8 | 0.15 | F | 8 | 0.16 | F | 8 | 0 | 1 | D | 9 | 0 | C | 8
[26 empty] | 3679200% | 3:00 | 0 | 0 | 0 | 2 | 0 | 0 | 2 | 0 | 0 | 2 | 0 | 0 | 2 | 0 | 0 | 2 | 0 | 0 | 2 | 0 | 0 | 2 | 0 | 9 | E | 9 | 9 | E | 9 | 16 | A | 7 | 13 | A | 7 | 82 | A | 7 | 992 | A | 7 | 150 | A | 7 | 3.6 | A | 7 | 16100 | B | 7 | 960 | A | 7 | 4.8 | E | 8 | 0.15 | F | 8 | 0.16 | F | 8 | 0 | 1 | D | 9 | 0 | C | 8
[26 empty] | 3679200% | 4:00 | 0 | 0 | 0 | 2 | 0 | 0 | 2 | 0 | 0 | 2 | 0 | 0 | 2 | 0 | 0 | 2 | 0 | 0 | 2 | 0 | 0 | 2 | 0 | 9 | E | 9 | 8 | E | 9 | 16 | A | 7 | 13 | A | 7 | 82 | A | 7 | 992 | A | 7 | 180 | A | 7 | 2.6 | A | 7 | 16100 | B | 7 | 77777 | A | 7 | 4.8 | E | 8 | 0.15 | F | 8 | 0.16 | F | 8 | 0 | 1 | D | 9 | 0 | C | 8
[26 empty] | 3679200% | 5:00 | 0 | 0 | 0 | 2 | 0 | 0 | 2 | 0 | 0 | 2 | 0 | 0 | 2 | 0 | 0 | 2 | 0 | 0 | 2 | 0 | 0 | 2 | 0 | 10 | E | 9 | 9 | E | 9 | 16 | A | 7 | 14 | A | 7 | 88 | A | 7 | 992 | A | 7 | 180 | A | 7 | 3.1 | A | 7 | 16100 | B | 7 | 1800 | A | 7 | 4.8 | E | 8 | 0.15 | F | 8 | 0.16 | F | 8 | 0 | 1 | D | 9 | 0 | C | 8
[26 empty] | 3679200% | 6:00 | 0 | 0 | 0 | 2 | 0 | 0 | 2 | 0 | 0 | 2 | 0 | 0 | 2 | 0 | 0 | 2 | 0 | 0 | 2 | 0 | 0 | 2 | 0 | 10 | E | 9 | 9 | E | 9 | 16 | A | 7 | 14 | A | 7 | 88 | A | 7 | 993 | A | 7 | 160 | A | 7 | 2.6 | A | 7 | 14500 | B | 7 | 840 | A | 7 | 4.8 | E | 8 | 0.15 | F | 8 | 0.16 | F | 8 | 0 | 1 | D | 9 | 10 | C | 8
[26 empty] | 3679200% | 7:00 | 122 | 1324 | 0 | 2 | 8 | 0 | 2 | 15 | 0 | 2 | 8 | 0 | 2 | 8 | 0 | 2 | 15 | 0 | 2 | 8 | 0 | 2 | 19 | 9 | E | 9 | 9 | E | 9 | 16 | A | 7 | 14 | A | 7 | 88 | A | 7 | 993 | A | 7 | 150 | A | 7 | 3.1 | A | 7 | 11300 | B | 7 | 3000 | A | 7 | 4.8 | E | 8 | 0.15 | F | 8 | 0.16 | F | 8 | 10 | 1 | D | 9 | 0 | C | 8
[26 empty] | 3679200% | 8:00 | 382 | 1358 | 204 | 2 | 8 | 255 | 2 | 15 | 132 | 2 | 8 | 212 | 2 | 8 | 224 | 2 | 15 | 149 | 2 | 8 | 274 | 2 | 19 | 8 | E | 9 | 8 | E | 9 | 16 | A | 7 | 16 | A | 7 | 100 | A | 7 | 993 | A | 7 | 150 | A | 7 | 2.6 | A | 7 | 4800 | B | 7 | 2700 | A | 7 | 4.8 | E | 8 | 0.15 | F | 8 | 0.16 | F | 8 | 0 | 1 | D | 9 | 10 | C | 8
[26 empty] | 3679200% | 9:00 | 619 | 1358 | 225 | 2 | 8 | 43 | 2 | 15 | 205 | 2 | 8 | 246 | 2 | 8 | 42 | 2 | 15 | 227 | 2 | 8 | 585 | 2 | 19 | 8 | E | 9 | 8 | E | 9 | 17 | A | 7 | 16 | A | 7 | 94 | A | 7 | 993 | A | 7 | 190 | A | 7 | 1.5 | A | 7 | 4800 | B | 7 | 690 | A | 7 | 4.8 | E | 8 | 0.15 | F | 8 | 0.16 | F | 8 | 0 | 1 | D | 9 | 10 | C | 8
[26 empty] | 3679200% | 10:00 | 813 | 1358 | 348 | 2 | 8 | 104 | 2 | 15 | 285 | 2 | 8 | 382 | 2 | 8 | 106 | 2 | 15 | 318 | 2 | 8 | 903 | 2 | 19 | 10 | E | 9 | 10 | E | 9 | 17 | A | 7 | 17 | A | 7 | 100 | A | 7 | 993 | A | 7 | 320 | A | 7 | 1.5 | A | 7 | 4000 | B | 7 | 330 | A | 7 | 4.8 | E | 8 | 0.15 | F | 8 | 0.16 | F | 8 | 0 | 1 | D | 9 | 10 | C | 8
[26 empty] | 3679200% | 11:00 | 952 | 1358 | 224 | 2 | 8 | 6 | 2 | 15 | 220 | 2 | 8 | 265 | 2 | 8 | 5 | 2 | 15 | 262 | 2 | 8 | 1022 | 2 | 19 | 10 | E | 9 | 10 | E | 9 | 19 | A | 7 | 17 | A | 7 | 88 | A | 7 | 992 | A | 7 | 160 | A | 7 | 3.6 | A | 7 | 6400 | B | 7 | 330 | A | 7 | 4.8 | E | 8 | 0.15 | F | 8 | 0.16 | F | 8 | 3 | 1 | D | 9 | 10 | C | 8
[26 empty] | 3679200% | 12:00 | 1026 | 1358 | 207 | 2 | 8 | 6 | 2 | 15 | 202 | 2 | 8 | 248 | 2 | 8 | 5 | 2 | 15 | 245 | 2 | 8 | 984 | 2 | 19 | 10 | E | 9 | 10 | E | 9 | 20 | A | 7 | 18 | A | 7 | 88 | A | 7 | 991 | A | 7 | 140 | A | 7 | 2.6 | A | 7 | 12900 | B | 7 | 330 | A | 7 | 4.7 | E | 8 | 0.15 | F | 8 | 0.16 | F | 8 | 0 | 1 | D | 9 | 0 | C | 8
[26 empty] | 3679200% | 13:00 | 1029 | 1358 | 185 | 2 | 8 | 6 | 2 | 15 | 180 | 2 | 8 | 224 | 2 | 8 | 5 | 2 | 15 | 221 | 2 | 8 | 896 | 2 | 19 | 10 | E | 9 | 10 | E | 9 | 21 | A | 7 | 17 | A | 7 | 78 | A | 7 | 991 | A | 7 | 180 | A | 7 | 2.6 | A | 7 | 14500 | B | 7 | 390 | A | 7 | 4.7 | E | 8 | 0.15 | F | 8 | 0.16 | F | 8 | 0 | 1 | D | 9 | 0 | C | 8
[26 empty] | 3679200% | 14:00 | 962 | 1358 | 443 | 2 | 8 | 149 | 2 | 15 | 337 | 2 | 8 | 484 | 2 | 8 | 158 | 2 | 15 | 372 | 2 | 8 | 1034 | 2 | 19 | 8 | E | 9 | 8 | E | 9 | 22 | A | 7 | 18 | A | 7 | 78 | A | 7 | 990 | A | 7 | 170 | A | 7 | 2.6 | A | 7 | 16100 | B | 7 | 510 | A | 7 | 4.6 | E | 8 | 0.15 | F | 8 | 0.16 | F | 8 | 0 | 1 | D | 9 | 0 | C | 8
[26 empty] | 3679200% | 15:00 | 829 | 1358 | 283 | 2 | 8 | 36 | 2 | 15 | 261 | 2 | 8 | 311 | 2 | 8 | 36 | 2 | 15 | 289 | 2 | 8 | 855 | 2 | 19 | 10 | E | 9 | 10 | E | 9 | 22 | A | 7 | 19 | A | 7 | 83 | A | 7 | 989 | A | 7 | 180 | A | 7 | 4.6 | A | 7 | 16100 | B | 7 | 510 | A | 7 | 4.5 | E | 8 | 0.15 | F | 8 | 0.16 | F | 8 | 0 | 1 | D | 9 | 0 | C | 8
[26 empty] | 3679200% | 16:00 | 639 | 1358 | 276 | 2 | 8 | 123 | 2 | 15 | 218 | 2 | 8 | 299 | 2 | 8 | 125 | 2 | 15 | 240 | 2 | 8 | 533 | 2 | 19 | 8 | E | 9 | 8 | E | 9 | 22 | A | 7 | 19 | A | 7 | 83 | A | 7 | 989 | A | 7 | 150 | A | 7 | 3.6 | A | 7 | 16100 | B | 7 | 570 | A | 7 | 4.4 | E | 8 | 0.15 | F | 8 | 0.16 | F | 8 | 0 | 1 | D | 9 | 0 | C | 8
[26 empty] | 3679200% | 17:00 | 406 | 1358 | 216 | 2 | 8 | 340 | 2 | 15 | 115 | 2 | 8 | 230 | 2 | 8 | 306 | 2 | 15 | 138 | 2 | 8 | 230 | 2 | 19 | 8 | E | 9 | 8 | E | 9 | 22 | A | 7 | 19 | A | 7 | 83 | A | 7 | 988 | A | 7 | 130 | A | 7 | 3.1 | A | 7 | 12900 | B | 7 | 2700 | A | 7 | 4.2 | E | 8 | 0.15 | F | 8 | 0.16 | F | 8 | 0 | 1 | D | 9 | 0 | C | 8
[26 empty] | 3679200% | 18:00 | 146 | 1358 | 39 | 2 | 8 | 66 | 2 | 15 | 32 | 2 | 8 | 43 | 2 | 8 | 38 | 2 | 15 | 39 | 2 | 8 | 67 | 2 | 19 | 8 | E | 9 | 8 | E | 9 | 22 | A | 7 | 19 | A | 7 | 83 | A | 7 | 988 | A | 7 | 0 | A | 7 | 0 | A | 7 | 12900 | B | 7 | 3000 | A | 7 | 4.1 | E | 8 | 0.15 | F | 8 | 0.16 | F | 8 | 0 | 1 | D | 9 | 0 | C | 8
[26 empty] | 3679200% | 19:00 | 1 | 102 | 0 | 2 | 8 | 0 | 2 | 15 | 0 | 2 | 8 | 0 | 2 | 8 | 0 | 2 | 15 | 0 | 2 | 8 | 0 | 2 | 19 | 10 | E | 9 | 10 | A | 7 | 21 | A | 7 | 19 | A | 7 | 88 | A | 7 | 988 | A | 7 | 70 | A | 7 | 2.1 | A | 7 | 11300 | B | 7 | 660 | A | 7 | 4 | E | 8 | 0.15 | F | 8 | 0.16 | F | 8 | 0 | 1 | D | 9 | 0 | C | 8
[26 empty] | 3679200% | 20:00 | 0 | 0 | 0 | 2 | 0 | 0 | 2 | 0 | 0 | 2 | 0 | 0 | 2 | 0 | 0 | 2 | 0 | 0 | 2 | 0 | 0 | 2 | 0 | 10 | B | 8 | 10 | B | 8 | 20 | B | 8 | 19 | B | 8 | 94 | A | 7 | 988 | B | 8 | 40 | B | 8 | 1.1 | B | 8 | 9650 | C | 8 | 600 | B | 8 | 3.9 | E | 8 | 0.15 | F | 8 | 0.16 | F | 8 | 0 | 1 | D | 9 | 0 | C | 8
[26 empty] | 3679200% | 21:00 | 0 | 0 | 0 | 2 | 0 | 0 | 2 | 0 | 0 | 2 | 0 | 0 | 2 | 0 | 0 | 2 | 0 | 0 | 2 | 0 | 0 | 2 | 0 | 10 | E | 9 | 10 | E | 9 | 19 | A | 7 | 19 | A | 7 | 100 | A | 7 | 988 | A | 7 | 0 | A | 7 | 0 | A | 7 | 8000 | B | 7 | 540 | A | 7 | 3.7 | E | 8 | 0.15 | F | 8 | 0.16 | F | 8 | 0 | 1 | D | 9 | 10 | C | 8
[26 empty] | 3679200% | 22:00 | 0 | 0 | 0 | 2 | 0 | 0 | 2 | 0 | 0 | 2 | 0 | 0 | 2 | 0 | 0 | 2 | 0 | 0 | 2 | 0 | 0 | 2 | 0 | 10 | E | 9 | 10 | E | 9 | 19 | A | 7 | 18 | A | 7 | 94 | A | 7 | 988 | A | 7 | 300 | A | 7 | 1.5 | A | 7 | 6400 | B | 7 | 330 | A | 7 | 3.6 | E | 8 | 0.15 | F | 8 | 0.16 | F | 8 | 0 | 1 | D | 9 | 10 | C | 8
[26 empty] | 3679200% | 23:00 | 0 | 0 | 0 | 2 | 0 | 0 | 2 | 0 | 0 | 2 | 0 | 0 | 2 | 0 | 0 | 2 | 0 | 0 | 2 | 0 | 0 | 2 | 0 | 3 | E | 9 | 3 | A | 7 | 18 | A | 7 | 18 | A | 7 | 100 | A | 7 | 987 | A | 7 | 0 | A | 7 | 0 | A | 7 | 6400 | B | 7 | 77777 | A | 7 | 3.5 | E | 8 | 0.15 | F | 8 | 0.16 | F | 8 | 0 | 1 | D | 9 | 10 | C | 8
[26 empty] | 3679200% | 24:00 | 0 | 0 | 0 | 2 | 0 | 0 | 2 | 0 | 0 | 2 | 0 | 0 | 2 | 0 | 0 | 2 | 0 | 0 | 2 | 0 | 0 | 2 | 0 | 10 | E | 9 | 9 | A | 7 | 18 | A | 7 | 17 | A | 7 | 94 | A | 7 | 987 | A | 7 | 0 | A | 7 | 0 | A | 7 | 4000 | B | 7 | 3000 | A | 7 | 3.4 | E | 8 | 0.15 | F | 8 | 0.16 | F | 8 | 0 | 1 | D | 9 | 10 | C | 8
[26 empty] | 3679300% | 1:00 | 0 | 0 | 0 | 2 | 0 | 0 | 2 | 0 | 0 | 2 | 0 | 0 | 2 | 0 | 0 | 2 | 0 | 0 | 2 | 0 | 0 | 2 | 0 | 10 | E | 9 | 9 | A | 7 | 18 | A | 7 | 18 | A | 7 | 100 | A | 7 | 986 | A | 7 | 0 | A | 7 | 0 | A | 7 | 4800 | B | 7 | 150 | A | 7 | 3.2 | E | 8 | 0.148 | F | 8 | 0.16 | F | 8 | 0 | 1 | D | 9 | 10 | C | 8
[26 empty] | 3679300% | 2:00 | 0 | 0 | 0 | 2 | 0 | 0 | 2 | 0 | 0 | 2 | 0 | 0 | 2 | 0 | 0 | 2 | 0 | 0 | 2 | 0 | 0 | 2 | 0 | 10 | E | 9 | 10 | E | 9 | 18 | A | 7 | 18 | A | 7 | 100 | A | 7 | 985 | A | 7 | 0 | A | 7 | 0 | A | 7 | 4800 | B | 7 | 150 | A | 7 | 3.3 | E | 8 | 0.148 | F | 8 | 0.16 | F | 8 | 0 | 1 | D | 9 | 10 | C | 8
[26 empty] | 3679300% | 3:00 | 0 | 0 | 0 | 2 | 0 | 0 | 2 | 0 | 0 | 2 | 0 | 0 | 2 | 0 | 0 | 2 | 0 | 0 | 2 | 0 | 0 | 2 | 0 | 10 | E | 9 | 10 | E | 9 | 18 | A | 7 | 18 | A | 7 | 100 | A | 7 | 985 | A | 7 | 0 | A | 7 | 0 | A | 7 | 4800 | B | 7 | 60 | A | 7 | 3.4 | E | 8 | 0.148 | F | 8 | 0.16 | F | 8 | 0 | 1 | D | 9 | 10 | C | 8
[26 empty] | 3679300% | 4:00 | 0 | 0 | 0 | 2 | 0 | 0 | 2 | 0 | 0 | 2 | 0 | 0 | 2 | 0 | 0 | 2 | 0 | 0 | 2 | 0 | 0 | 2 | 0 | 10 | E | 9 | 10 | E | 9 | 18 | A | 7 | 18 | A | 7 | 100 | A | 7 | 984 | A | 7 | 0 | A | 7 | 0 | A | 7 | 4000 | B | 7 | 90 | A | 7 | 3.4 | E | 8 | 0.148 | F | 8 | 0.16 | F | 8 | 0 | 1 | D | 9 | 10 | C | 8
[26 empty] | 3679300% | 5:00 | 0 | 0 | 0 | 2 | 0 | 0 | 2 | 0 | 0 | 2 | 0 | 0 | 2 | 0 | 0 | 2 | 0 | 0 | 2 | 0 | 0 | 2 | 0 | 10 | E | 9 | 10 | E | 9 | 18 | A | 7 | 18 | A | 7 | 100 | A | 7 | 984 | A | 7 | 150 | A | 7 | 1.5 | A | 7 | 4000 | B | 7 | 30 | A | 7 | 3.5 | E | 8 | 0.148 | F | 8 | 0.16 | F | 8 | 0 | 1 | D | 9 | 10 | C | 8
[26 empty] | 3679300% | 6:00 | 0 | 0 | 0 | 2 | 0 | 0 | 2 | 0 | 0 | 2 | 0 | 0 | 2 | 0 | 0 | 2 | 0 | 0 | 2 | 0 | 0 | 2 | 0 | 10 | E | 9 | 10 | E | 9 | 18 | A | 7 | 18 | A | 7 | 100 | A | 7 | 985 | A | 7 | 0 | A | 7 | 0 | A | 7 | 400 | B | 7 | 30 | A | 7 | 3.6 | E | 8 | 0.148 | F | 8 | 0.16 | F | 8 | 0 | 1 | D | 9 | 10 | C | 8
[26 empty] | 3679300% | 7:00 | 118 | 1302 | 0 | 2 | 8 | 0 | 2 | 15 | 0 | 2 | 8 | 0 | 2 | 8 | 0 | 2 | 15 | 0 | 2 | 8 | 0 | 2 | 19 | 10 | E | 9 | 10 | A | 7 | 18 | A | 7 | 18 | A | 7 | 100 | A | 7 | 985 | A | 7 | 170 | A | 7 | 1.5 | A | 7 | 400 | B | 7 | 15 | A | 7 | 3.6 | E | 8 | 0.148 | F | 8 | 0.16 | F | 8 | 0 | 1 | D | 9 | 44 | C | 8
[26 empty] | 3679300% | 8:00 | 378 | 1359 | 126 | 2 | 8 | 26 | 2 | 15 | 119 | 2 | 8 | 138 | 2 | 8 | 23 | 2 | 15 | 132 | 2 | 8 | 302 | 2 | 19 | 10 | E | 9 | 10 | E | 9 | 19 | A | 7 | 19 | A | 7 | 100 | A | 7 | 985 | A | 7 | 270 | A | 7 | 2.1 | A | 7 | 800 | B | 7 | 30 | A | 7 | 3.7 | E | 8 | 0.148 | F | 8 | 0.16 | F | 8 | 0 | 1 | D | 9 | 45 | C | 8
[26 empty] | 3679300% | 9:00 | 614 | 1359 | 279 | 2 | 8 | 149 | 2 | 15 | 212 | 2 | 8 | 302 | 2 | 8 | 150 | 2 | 15 | 235 | 2 | 8 | 512 | 2 | 19 | 10 | E | 9 | 10 | E | 9 | 22 | A | 7 | 20 | A | 7 | 88 | A | 7 | 985 | A | 7 | 260 | A | 7 | 2.1 | A | 7 | 8000 | B | 7 | 270 | A | 7 | 3.8 | E | 8 | 0.148 | F | 8 | 0.16 | F | 8 | 0 | 1 | D | 9 | 10 | C | 8
[26 empty] | 3679300% | 10:00 | 809 | 1359 | 328 | 2 | 8 | 79 | 2 | 15 | 281 | 2 | 8 | 361 | 2 | 8 | 80 | 2 | 15 | 313 | 2 | 8 | 889 | 2 | 19 | 10 | E | 9 | 10 | E | 9 | 23 | A | 7 | 19 | A | 7 | 78 | A | 7 | 986 | A | 7 | 270 | A | 7 | 3.1 | A | 7 | 6400 | B | 7 | 1140 | A | 7 | 3.8 | E | 8 | 0.148 | F | 8 | 0.16 | F | 8 | 0 | 1 | D | 9 | 10 | C | 8
[26 empty] | 3679300% | 11:00 | 947 | 1359 | 256 | 2 | 8 | 12 | 2 | 15 | 247 | 2 | 8 | 299 | 2 | 8 | 10 | 2 | 15 | 292 | 2 | 8 | 1113 | 2 | 19 | 10 | E | 9 | 10 | E | 9 | 23 | A | 7 | 20 | A | 7 | 83 | A | 7 | 985 | A | 7 | 240 | A | 7 | 1.5 | A | 7 | 14500 | B | 7 | 660 | A | 7 | 3.9 | E | 8 | 0.148 | F | 8 | 0.16 | F | 8 | 0 | 1 | D | 9 | 5 | C | 8
[26 empty] | 3679300% | 12:00 | 1021 | 1359 | 207 | 2 | 8 | 0 | 2 | 15 | 207 | 2 | 8 | 248 | 2 | 8 | 0 | 2 | 15 | 248 | 2 | 8 | 1002 | 2 | 19 | 8 | E | 9 | 8 | E | 9 | 25 | A | 7 | 20 | A | 7 | 74 | A | 7 | 985 | A | 7 | 300 | A | 7 | 5.7 | A | 7 | 16100 | B | 7 | 1800 | A | 7 | 4 | E | 8 | 0.148 | F | 8 | 0.16 | F | 8 | 0 | 1 | D | 9 | 0 | C | 8
[26 empty] | 3679300% | 13:00 | 1024 | 1359 | 173 | 2 | 8 | 0 | 2 | 15 | 173 | 2 | 8 | 211 | 2 | 8 | 0 | 2 | 15 | 211 | 2 | 8 | 864 | 2 | 19 | 9 | E | 9 | 8 | E | 9 | 24 | A | 7 | 19 | A | 7 | 74 | A | 7 | 985 | A | 7 | 290 | A | 7 | 5.7 | A | 7 | 16100 | B | 7 | 1470 | A | 7 | 4.1 | E | 8 | 0.148 | F | 8 | 0.16 | F | 8 | 0 | 1 | D | 9 | 0 | C | 8
[26 empty] | 3679300% | 14:00 | 956 | 1359 | 111 | 2 | 8 | 0 | 2 | 15 | 111 | 2 | 8 | 138 | 2 | 8 | 0 | 2 | 15 | 138 | 2 | 8 | 574 | 2 | 19 | 10 | E | 9 | 10 | E | 9 | 22 | A | 7 | 18 | A | 7 | 78 | A | 7 | 985 | A | 7 | 330 | A | 7 | 6.7 | A | 7 | 16100 | B | 7 | 1140 | A | 7 | 3.9 | E | 8 | 0.148 | F | 8 | 0.16 | F | 8 | 0 | 1 | D | 9 | 0 | C | 8
[26 empty] | 3679300% | 15:00 | 823 | 1359 | 164 | 2 | 8 | 0 | 2 | 15 | 164 | 2 | 8 | 194 | 2 | 8 | 0 | 2 | 15 | 194 | 2 | 8 | 758 | 2 | 19 | 10 | E | 9 | 10 | E | 9 | 22 | A | 7 | 17 | A | 7 | 73 | A | 7 | 986 | A | 7 | 340 | A | 7 | 5.7 | A | 7 | 16100 | B | 7 | 1800 | A | 7 | 3.8 | E | 8 | 0.148 | F | 8 | 0.16 | F | 8 | 0 | 1 | D | 9 | 0 | C | 8
[26 empty] | 3679300% | 16:00 | 632 | 1359 | 173 | 2 | 8 | 6 | 2 | 15 | 170 | 2 | 8 | 197 | 2 | 8 | 5 | 2 | 15 | 195 | 2 | 8 | 681 | 2 | 19 | 10 | E | 9 | 10 | E | 9 | 21 | A | 7 | 16 | A | 7 | 73 | A | 7 | 986 | A | 7 | 320 | A | 7 | 6.7 | A | 7 | 16100 | B | 7 | 870 | A | 7 | 3.7 | E | 8 | 0.148 | F | 8 | 0.16 | F | 8 | 0 | 1 | D | 9 | 0 | C | 8
[26 empty] | 3679300% | 17:00 | 399 | 1359 | 98 | 2 | 8 | 6 | 2 | 15 | 96 | 2 | 8 | 111 | 2 | 8 | 3 | 2 | 15 | 110 | 2 | 8 | 358 | 2 | 19 | 10 | E | 9 | 10 | E | 9 | 19 | A | 7 | 15 | A | 7 | 78 | A | 7 | 987 | A | 7 | 320 | A | 7 | 5.7 | A | 7 | 16100 | B | 7 | 870 | A | 7 | 3.6 | E | 8 | 0.148 | F | 8 | 0.16 | F | 8 | 0 | 1 | D | 9 | 0 | C | 8
[26 empty] | 3679300% | 18:00 | 139 | 1359 | 44 | 2 | 8 | 122 | 2 | 15 | 32 | 2 | 8 | 47 | 2 | 8 | 60 | 2 | 15 | 41 | 2 | 8 | 57 | 2 | 19 | 10 | E | 9 | 10 | E | 9 | 18 | A | 7 | 14 | A | 7 | 77 | A | 7 | 987 | A | 7 | 350 | A | 7 | 3.6 | A | 7 | 16100 | B | 7 | 870 | A | 7 | 3.4 | E | 8 | 0.148 | F | 8 | 0.16 | F | 8 | 0 | 1 | D | 9 | 0 | C | 8
[26 empty] | 3679300% | 19:00 | 0 | 57 | 0 | 2 | 8 | 0 | 2 | 15 | 0 | 2 | 8 | 0 | 2 | 8 | 0 | 2 | 15 | 0 | 2 | 8 | 0 | 2 | 19 | 4 | E | 9 | 2 | A | 7 | 17 | A | 7 | 14 | A | 7 | 82 | A | 7 | 988 | A | 7 | 330 | A | 7 | 2.6 | A | 7 | 16100 | B | 7 | 77777 | A | 7 | 3.3 | E | 8 | 0.148 | F | 8 | 0.16 | F | 8 | 0 | 1 | D | 9 | 0 | C | 8
[26 empty] | 3679300% | 20:00 | 0 | 0 | 0 | 2 | 0 | 0 | 2 | 0 | 0 | 2 | 0 | 0 | 2 | 0 | 0 | 2 | 0 | 0 | 2 | 0 | 0 | 2 | 0 | 10 | E | 9 | 9 | E | 9 | 17 | A | 7 | 13 | A | 7 | 77 | A | 7 | 988 | A | 7 | 350 | A | 7 | 3.6 | A | 7 | 16100 | B | 7 | 3600 | A | 7 | 3.2 | E | 8 | 0.148 | F | 8 | 0.16 | F | 8 | 0 | 1 | D | 9 | 0 | C | 8
[26 empty] | 3679300% | 21:00 | 0 | 0 | 0 | 2 | 0 | 0 | 2 | 0 | 0 | 2 | 0 | 0 | 2 | 0 | 0 | 2 | 0 | 0 | 2 | 0 | 0 | 2 | 0 | 10 | E | 9 | 10 | E | 9 | 16 | A | 7 | 13 | A | 7 | 82 | A | 7 | 988 | A | 7 | 360 | A | 7 | 4.1 | A | 7 | 16100 | B | 7 | 3300 | A | 7 | 3.1 | E | 8 | 0.148 | F | 8 | 0.16 | F | 8 | 0 | 1 | D | 9 | 0 | C | 8
[26 empty] | 3679300% | 22:00 | 0 | 0 | 0 | 2 | 0 | 0 | 2 | 0 | 0 | 2 | 0 | 0 | 2 | 0 | 0 | 2 | 0 | 0 | 2 | 0 | 0 | 2 | 0 | 9 | E | 9 | 9 | E | 9 | 16 | A | 7 | 12 | A | 7 | 77 | A | 7 | 989 | A | 7 | 340 | A | 7 | 3.1 | A | 7 | 16100 | B | 7 | 3000 | A | 7 | 3 | E | 8 | 0.148 | F | 8 | 0.16 | F | 8 | 0 | 1 | D | 9 | 0 | C | 8
[26 empty] | 3679300% | 23:00 | 0 | 0 | 0 | 2 | 0 | 0 | 2 | 0 | 0 | 2 | 0 | 0 | 2 | 0 | 0 | 2 | 0 | 0 | 2 | 0 | 0 | 2 | 0 | 10 | E | 9 | 10 | A | 7 | 14 | A | 7 | 12 | A | 7 | 88 | A | 7 | 989 | A | 7 | 320 | A | 7 | 3.1 | A | 7 | 14500 | B | 7 | 2100 | A | 7 | 2.8 | E | 8 | 0.148 | F | 8 | 0.16 | F | 8 | 0 | 1 | D | 9 | 61 | C | 8
[26 empty] | 3679300% | 24:00 | 0 | 0 | 0 | 2 | 0 | 0 | 2 | 0 | 0 | 2 | 0 | 0 | 2 | 0 | 0 | 2 | 0 | 0 | 2 | 0 | 0 | 2 | 0 | 10 | E | 9 | 10 | A | 7 | 14 | A | 7 | 12 | A | 7 | 88 | A | 7 | 989 | A | 7 | 340 | A | 7 | 2.1 | A | 7 | 12900 | B | 7 | 870 | A | 7 | 2.7 | E | 8 | 0.148 | F | 8 | 0.16 | F | 8 | 0 | 1 | D | 9 | 0 | C | 8
[26 empty] | 3679400% | 1:00 | 0 | 0 | 0 | 2 | 0 | 0 | 2 | 0 | 0 | 2 | 0 | 0 | 2 | 0 | 0 | 2 | 0 | 0 | 2 | 0 | 0 | 2 | 0 | 10 | E | 9 | 10 | A | 7 | 14 | A | 7 | 12 | A | 7 | 88 | A | 7 | 989 | A | 7 | 350 | A | 7 | 3.1 | A | 7 | 14500 | B | 7 | 870 | A | 7 | 2.6 | E | 8 | 0.147 | F | 8 | 0.16 | F | 8 | 0 | 1 | D | 9 | 0 | C | 8
[26 empty] | 3679400% | 2:00 | 0 | 0 | 0 | 2 | 0 | 0 | 2 | 0 | 0 | 2 | 0 | 0 | 2 | 0 | 0 | 2 | 0 | 0 | 2 | 0 | 0 | 2 | 0 | 10 | E | 9 | 10 | E | 9 | 14 | A | 7 | 11 | A | 7 | 82 | A | 7 | 989 | A | 7 | 10 | A | 7 | 3.6 | A | 7 | 16100 | B | 7 | 1500 | A | 7 | 2.6 | E | 8 | 0.147 | F | 8 | 0.16 | F | 8 | 0 | 1 | D | 9 | 0 | C | 8
[26 empty] | 3679400% | 3:00 | 0 | 0 | 0 | 2 | 0 | 0 | 2 | 0 | 0 | 2 | 0 | 0 | 2 | 0 | 0 | 2 | 0 | 0 | 2 | 0 | 0 | 2 | 0 | 10 | E | 9 | 10 | E | 9 | 14 | A | 7 | 12 | A | 7 | 88 | A | 7 | 989 | A | 7 | 50 | A | 7 | 4.1 | A | 7 | 16100 | B | 7 | 1440 | A | 7 | 2.5 | E | 8 | 0.147 | F | 8 | 0.16 | F | 8 | 5 | 1 | D | 9 | 0 | C | 8
[26 empty] | 3679400% | 4:00 | 0 | 0 | 0 | 2 | 0 | 0 | 2 | 0 | 0 | 2 | 0 | 0 | 2 | 0 | 0 | 2 | 0 | 0 | 2 | 0 | 0 | 2 | 0 | 10 | E | 9 | 10 | E | 9 | 13 | A | 7 | 10 | A | 7 | 82 | A | 7 | 989 | A | 7 | 50 | A | 7 | 3.1 | A | 7 | 12900 | B | 7 | 1320 | A | 7 | 2.5 | E | 8 | 0.147 | F | 8 | 0.16 | F | 8 | 0 | 1 | D | 9 | 61 | C | 8
[26 empty] | 3679400% | 5:00 | 0 | 0 | 0 | 2 | 0 | 0 | 2 | 0 | 0 | 2 | 0 | 0 | 2 | 0 | 0 | 2 | 0 | 0 | 2 | 0 | 0 | 2 | 0 | 10 | E | 9 | 10 | E | 9 | 12 | A | 7 | 10 | A | 7 | 88 | A | 7 | 990 | A | 7 | 30 | A | 7 | 2.1 | A | 7 | 16100 | B | 7 | 1440 | A | 7 | 2.5 | E | 8 | 0.147 | F | 8 | 0.16 | F | 8 | 0 | 1 | D | 9 | 61 | C | 8
[26 empty] | 3679400% | 6:00 | 0 | 0 | 0 | 2 | 0 | 0 | 2 | 0 | 0 | 2 | 0 | 0 | 2 | 0 | 0 | 2 | 0 | 0 | 2 | 0 | 0 | 2 | 0 | 10 | E | 9 | 10 | E | 9 | 12 | A | 7 | 9 | A | 7 | 82 | A | 7 | 990 | A | 7 | 30 | A | 7 | 3.1 | A | 7 | 16100 | B | 7 | 1440 | A | 7 | 2.4 | E | 8 | 0.147 | F | 8 | 0.16 | F | 8 | 0 | 1 | D | 9 | 61 | C | 8
[26 empty] | 3679400% | 7:00 | 114 | 1281 | 0 | 2 | 8 | 0 | 2 | 15 | 0 | 2 | 8 | 0 | 2 | 8 | 0 | 2 | 15 | 0 | 2 | 8 | 0 | 2 | 19 | 10 | E | 9 | 10 | E | 9 | 12 | A | 7 | 10 | A | 7 | 88 | A | 7 | 991 | A | 7 | 10 | A | 7 | 2.6 | A | 7 | 16100 | B | 7 | 1500 | A | 7 | 2.4 | E | 8 | 0.147 | F | 8 | 0.16 | F | 8 | 0 | 1 | D | 9 | 0 | C | 8
[26 empty] | 3679400% | 8:00 | 374 | 1360 | 103 | 2 | 8 | 0 | 2 | 15 | 103 | 2 | 8 | 115 | 2 | 8 | 0 | 2 | 15 | 115 | 2 | 8 | 363 | 2 | 19 | 10 | E | 9 | 10 | E | 9 | 12 | A | 7 | 9 | A | 7 | 82 | A | 7 | 991 | A | 7 | 40 | A | 7 | 3.6 | A | 7 | 16100 | B | 7 | 1500 | A | 7 | 2.4 | E | 8 | 0.147 | F | 8 | 0.16 | F | 8 | 3 | 1 | D | 9 | 0 | C | 8
[26 empty] | 3679400% | 9:00 | 610 | 1360 | 157 | 2 | 8 | 0 | 2 | 15 | 157 | 2 | 8 | 180 | 2 | 8 | 0 | 2 | 15 | 180 | 2 | 8 | 631 | 2 | 19 | 10 | E | 9 | 10 | E | 9 | 13 | A | 7 | 8 | A | 7 | 72 | A | 7 | 991 | A | 7 | 40 | A | 7 | 4.6 | A | 7 | 16100 | B | 7 | 1500 | A | 7 | 2.3 | E | 8 | 0.147 | F | 8 | 0.16 | F | 8 | 0 | 1 | D | 9 | 0 | C | 8
[26 empty] | 3679400% | 10:00 | 804 | 1360 | 174 | 2 | 8 | 0 | 2 | 15 | 174 | 2 | 8 | 205 | 2 | 8 | 0 | 2 | 15 | 205 | 2 | 8 | 786 | 2 | 19 | 10 | E | 9 | 10 | E | 9 | 13 | A | 7 | 7 | A | 7 | 67 | A | 7 | 991 | A | 7 | 10 | A | 7 | 4.6 | A | 7 | 16100 | B | 7 | 1500 | A | 7 | 2.3 | E | 8 | 0.147 | F | 8 | 0.16 | F | 8 | 0 | 1 | D | 9 | 0 | C | 8
[26 empty] | 3679400% | 11:00 | 942 | 1360 | 118 | 2 | 8 | 0 | 2 | 15 | 118 | 2 | 8 | 146 | 2 | 8 | 0 | 2 | 15 | 146 | 2 | 8 | 603 | 2 | 19 | 10 | E | 9 | 9 | E | 9 | 13 | A | 7 | 7 | A | 7 | 67 | A | 7 | 991 | A | 7 | 20 | A | 7 | 4.1 | A | 7 | 16100 | B | 7 | 1800 | A | 7 | 2.3 | E | 8 | 0.147 | F | 8 | 0.16 | F | 8 | 10 | 1 | D | 9 | 61 | C | 8
[26 empty] | 3679400% | 12:00 | 1015 | 1360 | 116 | 2 | 8 | 0 | 2 | 15 | 116 | 2 | 8 | 145 | 2 | 8 | 0 | 2 | 15 | 145 | 2 | 8 | 608 | 2 | 19 | 10 | E | 9 | 10 | E | 9 | 11 | A | 7 | 9 | A | 7 | 87 | A | 7 | 991 | A | 7 | 20 | A | 7 | 2.6 | A | 7 | 4800 | B | 7 | 930 | A | 7 | 2.2 | E | 8 | 0.147 | F | 8 | 0.16 | F | 8 | 15 | 1 | D | 9 | 61 | C | 8
[26 empty] | 3679400% | 13:00 | 1018 | 1360 | 119 | 2 | 8 | 0 | 2 | 15 | 119 | 2 | 8 | 149 | 2 | 8 | 0 | 2 | 15 | 149 | 2 | 8 | 622 | 2 | 19 | 10 | E | 9 | 10 | E | 9 | 11 | A | 7 | 8 | A | 7 | 82 | A | 7 | 990 | A | 7 | 60 | A | 7 | 3.6 | A | 7 | 4800 | B | 7 | 990 | A | 7 | 2.2 | E | 8 | 0.147 | F | 8 | 0.16 | F | 8 | 15 | 1 | D | 9 | 61 | C | 8
[26 empty] | 3679400% | 14:00 | 950 | 1360 | 122 | 2 | 8 | 0 | 2 | 15 | 122 | 2 | 8 | 151 | 2 | 8 | 0 | 2 | 15 | 151 | 2 | 8 | 623 | 2 | 19 | 10 | E | 9 | 10 | E | 9 | 11 | A | 7 | 9 | A | 7 | 87 | A | 7 | 988 | A | 7 | 100 | A | 7 | 2.1 | A | 7 | 6400 | B | 7 | 1500 | A | 7 | 2.2 | E | 8 | 0.147 | F | 8 | 0.16 | F | 8 | 10 | 1 | D | 9 | 10 | C | 8
[26 empty] | 3679400% | 15:00 | 816 | 1360 | 102 | 2 | 8 | 0 | 2 | 15 | 102 | 2 | 8 | 125 | 2 | 8 | 0 | 2 | 15 | 125 | 2 | 8 | 505 | 2 | 19 | 10 | E | 9 | 10 | E | 9 | 11 | A | 7 | 8 | A | 7 | 82 | A | 7 | 988 | A | 7 | 90 | A | 7 | 3.1 | A | 7 | 6400 | B | 7 | 1500 | A | 7 | 2.2 | E | 8 | 0.147 | F | 8 | 0.16 | F | 8 | 20 | 1 | D | 9 | 5 | C | 8
[26 empty] | 3679400% | 16:00 | 626 | 1360 | 86 | 2 | 8 | 0 | 2 | 15 | 86 | 2 | 8 | 103 | 2 | 8 | 0 | 2 | 15 | 103 | 2 | 8 | 395 | 2 | 19 | 10 | E | 9 | 10 | E | 9 | 9 | A | 7 | 8 | A | 7 | 93 | A | 7 | 988 | A | 7 | 0 | A | 7 | 0 | A | 7 | 1600 | B | 7 | 900 | A | 7 | 2.2 | E | 8 | 0.147 | F | 8 | 0.16 | F | 8 | 0 | 1 | D | 9 | 63 | C | 8
[26 empty] | 3679400% | 17:00 | 391 | 1360 | 34 | 2 | 8 | 0 | 2 | 15 | 34 | 2 | 8 | 42 | 2 | 8 | 0 | 2 | 15 | 42 | 2 | 8 | 150 | 2 | 19 | 10 | E | 9 | 10 | E | 9 | 8 | A | 7 | 8 | A | 7 | 100 | A | 7 | 987 | A | 7 | 20 | A | 7 | 5.7 | A | 7 | 8000 | B | 7 | 1260 | A | 7 | 2.1 | E | 8 | 0.147 | F | 8 | 0.16 | F | 8 | 58 | 1 | D | 9 | 10 | C | 8
[26 empty] | 3679400% | 18:00 | 132 | 1360 | 12 | 2 | 8 | 0 | 2 | 15 | 12 | 2 | 8 | 14 | 2 | 8 | 0 | 2 | 15 | 14 | 2 | 8 | 47 | 2 | 19 | 10 | E | 9 | 10 | E | 9 | 7 | A | 7 | 7 | A | 7 | 100 | A | 7 | 988 | A | 7 | 30 | A | 7 | 5.7 | A | 7 | 4800 | B | 7 | 840 | A | 7 | 2.1 | E | 8 | 0.147 | F | 8 | 0.16 | F | 8 | 58 | 1 | D | 9 | 10 | C | 8
[26 empty] | 3679400% | 19:00 | 0 | 34 | 0 | 2 | 8 | 0 | 2 | 15 | 0 | 2 | 8 | 0 | 2 | 8 | 0 | 2 | 15 | 0 | 2 | 8 | 0 | 2 | 19 | 10 | E | 9 | 10 | A | 7 | 8 | A | 7 | 7 | A | 7 | 93 | A | 7 | 987 | A | 7 | 10 | A | 7 | 4.1 | A | 7 | 9700 | B | 7 | 2100 | A | 7 | 2.1 | E | 8 | 0.147 | F | 8 | 0.16 | F | 8 | 0 | 1 | D | 9 | 65 | C | 8
[26 empty] | 3679400% | 20:00 | 0 | 0 | 0 | 2 | 0 | 0 | 2 | 0 | 0 | 2 | 0 | 0 | 2 | 0 | 0 | 2 | 0 | 0 | 2 | 0 | 0 | 2 | 0 | 10 | E | 9 | 10 | E | 9 | 8 | A | 7 | 8 | A | 7 | 100 | A | 7 | 988 | A | 7 | 330 | A | 7 | 3.6 | A | 7 | 4800 | B | 7 | 720 | A | 7 | 2.1 | E | 8 | 0.147 | F | 8 | 0.16 | F | 8 | 43 | 1 | D | 9 | 63 | C | 8
[26 empty] | 3679400% | 21:00 | 0 | 0 | 0 | 2 | 0 | 0 | 2 | 0 | 0 | 2 | 0 | 0 | 2 | 0 | 0 | 2 | 0 | 0 | 2 | 0 | 0 | 2 | 0 | 10 | E | 9 | 10 | E | 9 | 8 | A | 7 | 8 | A | 7 | 100 | A | 7 | 987 | A | 7 | 30 | A | 7 | 4.1 | A | 7 | 14500 | B | 7 | 1500 | A | 7 | 2.1 | E | 8 | 0.147 | F | 8 | 0.16 | F | 8 | 36 | 1 | D | 9 | 63 | C | 8
[26 empty] | 3679400% | 22:00 | 0 | 0 | 0 | 2 | 0 | 0 | 2 | 0 | 0 | 2 | 0 | 0 | 2 | 0 | 0 | 2 | 0 | 0 | 2 | 0 | 0 | 2 | 0 | 10 | E | 9 | 10 | E | 9 | 9 | A | 7 | 8 | A | 7 | 93 | A | 7 | 988 | A | 7 | 360 | A | 7 | 3.6 | A | 7 | 16100 | B | 7 | 540 | A | 7 | 2.1 | E | 8 | 0.147 | F | 8 | 0.16 | F | 8 | 0 | 1 | D | 9 | 63 | C | 8
[26 empty] | 3679400% | 23:00 | 0 | 0 | 0 | 2 | 0 | 0 | 2 | 0 | 0 | 2 | 0 | 0 | 2 | 0 | 0 | 2 | 0 | 0 | 2 | 0 | 0 | 2 | 0 | 10 | E | 9 | 10 | A | 7 | 9 | A | 7 | 8 | A | 7 | 93 | A | 7 | 988 | A | 7 | 0 | A | 7 | 0 | A | 7 | 11300 | B | 7 | 360 | A | 7 | 2.1 | E | 8 | 0.147 | F | 8 | 0.16 | F | 8 | 0 | 1 | D | 9 | 0 | C | 8
[26 empty] | 3679400% | 24:00 | 0 | 0 | 0 | 2 | 0 | 0 | 2 | 0 | 0 | 2 | 0 | 0 | 2 | 0 | 0 | 2 | 0 | 0 | 2 | 0 | 0 | 2 | 0 | 10 | E | 9 | 10 | A | 7 | 8 | A | 7 | 8 | A | 7 | 100 | A | 7 | 987 | A | 7 | 40 | A | 7 | 3.1 | A | 7 | 9700 | B | 7 | 90 | A | 7 | 2 | E | 8 | 0.147 | F | 8 | 0.16 | F | 8 | 18 | 1 | D | 9 | 61 | C | 8
[26 empty] | 3679500% | 1:00 | 0 | 0 | 0 | 2 | 0 | 0 | 2 | 0 | 0 | 2 | 0 | 0 | 2 | 0 | 0 | 2 | 0 | 0 | 2 | 0 | 0 | 2 | 0 | 10 | E | 9 | 10 | A | 7 | 8 | A | 7 | 8 | A | 7 | 100 | A | 7 | 987 | A | 7 | 40 | A | 7 | 1.5 | A | 7 | 6400 | B | 7 | 450 | A | 7 | 2 | E | 8 | 0.146 | F | 8 | 0.16 | F | 8 | 3 | 1 | D | 9 | 10 | C | 8
[26 empty] | 3679500% | 2:00 | 0 | 0 | 0 | 2 | 0 | 0 | 2 | 0 | 0 | 2 | 0 | 0 | 2 | 0 | 0 | 2 | 0 | 0 | 2 | 0 | 0 | 2 | 0 | 10 | E | 9 | 10 | E | 9 | 8 | A | 7 | 7 | A | 7 | 93 | A | 7 | 987 | A | 7 | 30 | A | 7 | 3.1 | A | 7 | 8000 | B | 7 | 540 | A | 7 | 2 | E | 8 | 0.146 | F | 8 | 0.16 | F | 8 | 5 | 1 | D | 9 | 10 | C | 8
[26 empty] | 3679500% | 3:00 | 0 | 0 | 0 | 2 | 0 | 0 | 2 | 0 | 0 | 2 | 0 | 0 | 2 | 0 | 0 | 2 | 0 | 0 | 2 | 0 | 0 | 2 | 0 | 10 | E | 9 | 10 | E | 9 | 8 | A | 7 | 8 | A | 7 | 100 | A | 7 | 987 | A | 7 | 350 | A | 7 | 3.6 | A | 7 | 6400 | B | 7 | 600 | A | 7 | 2 | E | 8 | 0.146 | F | 8 | 0.16 | F | 8 | 3 | 1 | D | 9 | 10 | C | 8
[26 empty] | 3679500% | 4:00 | 0 | 0 | 0 | 2 | 0 | 0 | 2 | 0 | 0 | 2 | 0 | 0 | 2 | 0 | 0 | 2 | 0 | 0 | 2 | 0 | 0 | 2 | 0 | 10 | E | 9 | 10 | E | 9 | 8 | A | 7 | 8 | A | 7 | 100 | A | 7 | 988 | A | 7 | 330 | A | 7 | 3.6 | A | 7 | 4800 | B | 7 | 60 | A | 7 | 2 | E | 8 | 0.146 | F | 8 | 0.16 | F | 8 | 3 | 1 | D | 9 | 10 | C | 8
[26 empty] | 3679500% | 5:00 | 0 | 0 | 0 | 2 | 0 | 0 | 2 | 0 | 0 | 2 | 0 | 0 | 2 | 0 | 0 | 2 | 0 | 0 | 2 | 0 | 0 | 2 | 0 | 10 | E | 9 | 10 | E | 9 | 8 | A | 7 | 8 | A | 7 | 100 | A | 7 | 987 | A | 7 | 350 | A | 7 | 4.1 | A | 7 | 9700 | B | 7 | 60 | A | 7 | 2.1 | E | 8 | 0.146 | F | 8 | 0.16 | F | 8 | 3 | 1 | D | 9 | 10 | C | 8
[26 empty] | 3679500% | 6:00 | 0 | 0 | 0 | 2 | 0 | 0 | 2 | 0 | 0 | 2 | 0 | 0 | 2 | 0 | 0 | 2 | 0 | 0 | 2 | 0 | 0 | 2 | 0 | 10 | E | 9 | 10 | E | 9 | 8 | A | 7 | 8 | A | 7 | 100 | A | 7 | 988 | A | 7 | 340 | A | 7 | 4.1 | A | 7 | 4000 | B | 7 | 570 | A | 7 | 2.1 | E | 8 | 0.146 | F | 8 | 0.16 | F | 8 | 5 | 1 | D | 9 | 10 | C | 8
[26 empty] | 3679500% | 7:00 | 110 | 1259 | 0 | 2 | 8 | 0 | 2 | 15 | 0 | 2 | 8 | 0 | 2 | 8 | 0 | 2 | 15 | 0 | 2 | 8 | 0 | 2 | 19 | 10 | E | 9 | 10 | E | 9 | 8 | A | 7 | 8 | A | 7 | 100 | A | 7 | 989 | A | 7 | 350 | A | 7 | 4.1 | A | 7 | 3200 | B | 7 | 60 | A | 7 | 2.1 | E | 8 | 0.146 | F | 8 | 0.16 | F | 8 | 13 | 1 | D | 9 | 10 | C | 8
[26 empty] | 3679500% | 8:00 | 369 | 1361 | 48 | 2 | 8 | 0 | 2 | 15 | 48 | 2 | 8 | 57 | 2 | 8 | 0 | 2 | 15 | 57 | 2 | 8 | 200 | 2 | 19 | 10 | E | 9 | 10 | E | 9 | 8 | A | 7 | 8 | A | 7 | 100 | A | 7 | 989 | A | 7 | 340 | A | 7 | 4.6 | A | 7 | 3200 | B | 7 | 240 | A | 7 | 2.1 | E | 8 | 0.146 | F | 8 | 0.16 | F | 8 | 94 | 1 | D | 9 | 61 | C | 8
[26 empty] | 3679500% | 9:00 | 606 | 1361 | 82 | 2 | 8 | 0 | 2 | 15 | 82 | 2 | 8 | 99 | 2 | 8 | 0 | 2 | 15 | 99 | 2 | 8 | 374 | 2 | 19 | 10 | E | 9 | 10 | E | 9 | 8 | A | 7 | 8 | A | 7 | 100 | A | 7 | 990 | A | 7 | 340 | A | 7 | 5.1 | A | 7 | 4800 | B | 7 | 180 | A | 7 | 2.1 | E | 8 | 0.146 | F | 8 | 0.16 | F | 8 | 5 | 1 | D | 9 | 10 | C | 8
[26 empty] | 3679500% | 10:00 | 799 | 1361 | 110 | 2 | 8 | 0 | 2 | 15 | 110 | 2 | 8 | 134 | 2 | 8 | 0 | 2 | 15 | 134 | 2 | 8 | 535 | 2 | 19 | 10 | E | 9 | 10 | E | 9 | 9 | A | 7 | 8 | A | 7 | 93 | A | 7 | 991 | A | 7 | 360 | A | 7 | 5.1 | A | 7 | 4800 | B | 7 | 120 | A | 7 | 2.1 | E | 8 | 0.146 | F | 8 | 0.16 | F | 8 | 0 | 1 | D | 9 | 61 | C | 8
[26 empty] | 3679500% | 11:00 | 937 | 1361 | 131 | 2 | 8 | 0 | 2 | 15 | 131 | 2 | 8 | 161 | 2 | 8 | 0 | 2 | 15 | 161 | 2 | 8 | 660 | 2 | 19 | 10 | E | 9 | 10 | E | 9 | 9 | A | 7 | 8 | A | 7 | 93 | A | 7 | 991 | A | 7 | 10 | A | 7 | 6.7 | A | 7 | 11300 | B | 7 | 420 | A | 7 | 2.1 | E | 8 | 0.146 | F | 8 | 0.16 | F | 8 | 0 | 1 | D | 9 | 10 | C | 8
[26 empty] | 3679500% | 12:00 | 1010 | 1361 | 122 | 2 | 8 | 0 | 2 | 15 | 122 | 2 | 8 | 152 | 2 | 8 | 0 | 2 | 15 | 152 | 2 | 8 | 635 | 2 | 19 | 10 | E | 9 | 10 | E | 9 | 10 | A | 7 | 9 | A | 7 | 93 | A | 7 | 991 | A | 7 | 360 | A | 7 | 5.1 | A | 7 | 16100 | B | 7 | 810 | A | 7 | 2.1 | E | 8 | 0.146 | F | 8 | 0.16 | F | 8 | 0 | 1 | D | 9 | 0 | C | 8
[26 empty] | 3679500% | 13:00 | 1012 | 1361 | 250 | 2 | 8 | 12 | 2 | 15 | 241 | 2 | 8 | 296 | 2 | 8 | 10 | 2 | 15 | 289 | 2 | 8 | 1126 | 2 | 19 | 10 | E | 9 | 10 | E | 9 | 11 | A | 7 | 9 | A | 7 | 87 | A | 7 | 991 | A | 7 | 360 | A | 7 | 6.2 | A | 7 | 16100 | B | 7 | 390 | A | 7 | 2.1 | E | 8 | 0.146 | F | 8 | 0.16 | F | 8 | 0 | 1 | D | 9 | 0 | C | 8
[26 empty] | 3679500% | 14:00 | 944 | 1361 | 111 | 2 | 8 | 0 | 2 | 15 | 111 | 2 | 8 | 138 | 2 | 8 | 0 | 2 | 15 | 138 | 2 | 8 | 572 | 2 | 19 | 10 | E | 9 | 10 | E | 9 | 11 | A | 7 | 9 | A | 7 | 87 | A | 7 | 992 | A | 7 | 340 | A | 7 | 4.1 | A | 7 | 16100 | B | 7 | 480 | A | 7 | 2 | E | 8 | 0.146 | F | 8 | 0.16 | F | 8 | 0 | 1 | D | 9 | 0 | C | 8
[26 empty] | 3679500% | 15:00 | 810 | 1361 | 113 | 2 | 8 | 0 | 2 | 15 | 113 | 2 | 8 | 137 | 2 | 8 | 0 | 2 | 15 | 137 | 2 | 8 | 550 | 2 | 19 | 10 | E | 9 | 10 | E | 9 | 11 | A | 7 | 10 | A | 7 | 94 | A | 7 | 992 | A | 7 | 360 | A | 7 | 4.6 | A | 7 | 4000 | B | 7 | 420 | A | 7 | 2 | E | 8 | 0.146 | F | 8 | 0.16 | F | 8 | 0 | 1 | D | 9 | 0 | C | 8
[26 empty] | 3679500% | 16:00 | 619 | 1361 | 156 | 2 | 8 | 6 | 2 | 15 | 154 | 2 | 8 | 180 | 2 | 8 | 5 | 2 | 15 | 178 | 2 | 8 | 627 | 2 | 19 | 10 | E | 9 | 10 | E | 9 | 11 | A | 7 | 10 | A | 7 | 94 | A | 7 | 992 | A | 7 | 350 | A | 7 | 3.6 | A | 7 | 16100 | B | 7 | 120 | A | 7 | 1.9 | E | 8 | 0.146 | F | 8 | 0.16 | F | 8 | 0 | 1 | D | 9 | 10 | C | 8
[26 empty] | 3679500% | 17:00 | 384 | 1361 | 116 | 2 | 8 | 23 | 2 | 15 | 110 | 2 | 8 | 128 | 2 | 8 | 21 | 2 | 15 | 122 | 2 | 8 | 286 | 2 | 19 | 10 | B | 8 | 10 | B | 8 | 11.3 | B | 8 | 9.5 | B | 8 | 89 | A | 7 | 993 | B | 8 | 340 | B | 8 | 3.4 | B | 8 | 16100 | C | 8 | 405 | B | 8 | 1.9 | E | 8 | 0.146 | F | 8 | 0.16 | F | 8 | 0 | 1 | D | 9 | 0 | C | 8
[26 empty] | 3679500% | 18:00 | 125 | 1349 | 18 | 2 | 8 | 0 | 2 | 15 | 18 | 2 | 8 | 21 | 2 | 8 | 0 | 2 | 15 | 21 | 2 | 8 | 67 | 2 | 19 | 10 | E | 9 | 10 | E | 9 | 11 | A | 7 | 9 | A | 7 | 87 | A | 7 | 994 | A | 7 | 330 | A | 7 | 3.1 | A | 7 | 16100 | B | 7 | 690 | A | 7 | 1.8 | E | 8 | 0.146 | F | 8 | 0.16 | F | 8 | 0 | 1 | D | 9 | 0 | C | 8
[26 empty] | 3679500% | 19:00 | 0 | 0 | 0 | 2 | 0 | 0 | 2 | 0 | 0 | 2 | 0 | 0 | 2 | 0 | 0 | 2 | 0 | 0 | 2 | 0 | 0 | 2 | 0 | 10 | E | 9 | 10 | A | 7 | 11 | A | 7 | 9 | A | 7 | 87 | A | 7 | 994 | A | 7 | 320 | A | 7 | 1.5 | A | 7 | 16100 | B | 7 | 810 | A | 7 | 1.8 | E | 8 | 0.146 | F | 8 | 0.16 | F | 8 | 0 | 1 | D | 9 | 0 | C | 8
[26 empty] | 3679500% | 20:00 | 0 | 0 | 0 | 2 | 0 | 0 | 2 | 0 | 0 | 2 | 0 | 0 | 2 | 0 | 0 | 2 | 0 | 0 | 2 | 0 | 0 | 2 | 0 | 10 | E | 9 | 10 | E | 9 | 11 | A | 7 | 9 | A | 7 | 87 | A | 7 | 995 | A | 7 | 0 | A | 7 | 0 | A | 7 | 16100 | B | 7 | 1050 | A | 7 | 1.7 | E | 8 | 0.146 | F | 8 | 0.16 | F | 8 | 0 | 1 | D | 9 | 0 | C | 8
[26 empty] | 3679500% | 21:00 | 0 | 0 | 0 | 2 | 0 | 0 | 2 | 0 | 0 | 2 | 0 | 0 | 2 | 0 | 0 | 2 | 0 | 0 | 2 | 0 | 0 | 2 | 0 | 0 | E | 9 | 0 | E | 9 | 9 | A | 7 | 8 | A | 7 | 93 | A | 7 | 995 | A | 7 | 0 | A | 7 | 0 | A | 7 | 16100 | B | 7 | 77777 | A | 7 | 1.7 | E | 8 | 0.146 | F | 8 | 0.16 | F | 8 | 0 | 1 | D | 9 | 0 | C | 8
[26 empty] | 3679500% | 22:00 | 0 | 0 | 0 | 2 | 0 | 0 | 2 | 0 | 0 | 2 | 0 | 0 | 2 | 0 | 0 | 2 | 0 | 0 | 2 | 0 | 0 | 2 | 0 | 0 | E | 9 | 0 | E | 9 | 9 | A | 7 | 8 | A | 7 | 93 | A | 7 | 996 | A | 7 | 230 | A | 7 | 1.5 | A | 7 | 16100 | B | 7 | 77777 | A | 7 | 1.6 | E | 8 | 0.146 | F | 8 | 0.16 | F | 8 | 0 | 1 | D | 9 | 0 | C | 8
[26 empty] | 3679500% | 23:00 | 0 | 0 | 0 | 2 | 0 | 0 | 2 | 0 | 0 | 2 | 0 | 0 | 2 | 0 | 0 | 2 | 0 | 0 | 2 | 0 | 0 | 2 | 0 | 0 | E | 9 | 0 | A | 7 | 9 | A | 7 | 8 | A | 7 | 93 | A | 7 | 996 | A | 7 | 0 | A | 7 | 0 | A | 7 | 16100 | B | 7 | 77777 | A | 7 | 1.5 | E | 8 | 0.146 | F | 8 | 0.16 | F | 8 | 0 | 1 | D | 9 | 0 | C | 8
[26 empty] | 3679500% | 24:00 | 0 | 0 | 0 | 2 | 0 | 0 | 2 | 0 | 0 | 2 | 0 | 0 | 2 | 0 | 0 | 2 | 0 | 0 | 2 | 0 | 0 | 2 | 0 | 0 | E | 9 | 0 | A | 7 | 8 | A | 7 | 7 | A | 7 | 93 | A | 7 | 996 | A | 7 | 0 | A | 7 | 0 | A | 7 | 16100 | B | 7 | 77777 | A | 7 | 1.5 | E | 8 | 0.146 | F | 8 | 0.16 | F | 8 | 0 | 1 | D | 9 | 0 | C | 8
[26 empty] | 3679600% | 1:00 | 0 | 0 | 0 | 2 | 0 | 0 | 2 | 0 | 0 | 2 | 0 | 0 | 2 | 0 | 0 | 2 | 0 | 0 | 2 | 0 | 0 | 2 | 0 | 0 | E | 9 | 0 | A | 7 | 7 | A | 7 | 6 | A | 7 | 93 | A | 7 | 996 | A | 7 | 0 | A | 7 | 0 | A | 7 | 8000 | B | 7 | 77777 | A | 7 | 1.4 | E | 8 | 0.145 | F | 8 | 0.16 | F | 8 | 0 | 1 | D | 9 | 0 | C | 8
[26 empty] | 3679600% | 2:00 | 0 | 0 | 0 | 2 | 0 | 0 | 2 | 0 | 0 | 2 | 0 | 0 | 2 | 0 | 0 | 2 | 0 | 0 | 2 | 0 | 0 | 2 | 0 | 0 | E | 9 | 0 | E | 9 | 7 | A | 7 | 6 | A | 7 | 93 | A | 7 | 996 | A | 7 | 0 | A | 7 | 0 | A | 7 | 12900 | B | 7 | 77777 | A | 7 | 1.4 | E | 8 | 0.145 | F | 8 | 0.16 | F | 8 | 0 | 1 | D | 9 | 0 | C | 8
[26 empty] | 3679600% | 3:00 | 0 | 0 | 0 | 2 | 0 | 0 | 2 | 0 | 0 | 2 | 0 | 0 | 2 | 0 | 0 | 2 | 0 | 0 | 2 | 0 | 0 | 2 | 0 | 0 | E | 9 | 0 | E | 9 | 4 | A | 7 | 4 | A | 7 | 100 | A | 7 | 995 | A | 7 | 0 | A | 7 | 0 | A | 7 | 1600 | B | 7 | 77777 | A | 7 | 1.4 | E | 8 | 0.145 | F | 8 | 0.16 | F | 8 | 0 | 1 | D | 9 | 10 | C | 8
[26 empty] | 3679600% | 4:00 | 0 | 0 | 0 | 2 | 0 | 0 | 2 | 0 | 0 | 2 | 0 | 0 | 2 | 0 | 0 | 2 | 0 | 0 | 2 | 0 | 0 | 2 | 0 | 0 | E | 9 | 0 | E | 9 | 5 | A | 7 | 4 | A | 7 | 93 | A | 7 | 996 | A | 7 | 0 | A | 7 | 0 | A | 7 | 14500 | B | 7 | 77777 | A | 7 | 1.4 | E | 8 | 0.145 | F | 8 | 0.16 | F | 8 | 0 | 1 | D | 9 | 0 | C | 8
[26 empty] | 3679600% | 5:00 | 0 | 0 | 0 | 2 | 0 | 0 | 2 | 0 | 0 | 2 | 0 | 0 | 2 | 0 | 0 | 2 | 0 | 0 | 2 | 0 | 0 | 2 | 0 | 0 | E | 9 | 0 | E | 9 | 5 | A | 7 | 4 | A | 7 | 93 | A | 7 | 996 | A | 7 | 0 | A | 7 | 0 | A | 7 | 16100 | B | 7 | 77777 | A | 7 | 1.4 | E | 8 | 0.145 | F | 8 | 0.16 | F | 8 | 0 | 1 | D | 9 | 0 | C | 8
[26 empty] | 3679600% | 6:00 | 0 | 0 | 0 | 2 | 0 | 0 | 2 | 0 | 0 | 2 | 0 | 0 | 2 | 0 | 0 | 2 | 0 | 0 | 2 | 0 | 0 | 2 | 0 | 0 | E | 9 | 0 | E | 9 | 6 | A | 7 | 5 | A | 7 | 93 | A | 7 | 997 | A | 7 | 0 | A | 7 | 0 | A | 7 | 11300 | B | 7 | 77777 | A | 7 | 1.4 | E | 8 | 0.145 | F | 8 | 0.16 | F | 8 | 0 | 1 | D | 9 | 0 | C | 8
[26 empty] | 3679600% | 7:00 | 107 | 1237 | 0 | 2 | 8 | 0 | 2 | 15 | 0 | 2 | 8 | 0 | 2 | 8 | 0 | 2 | 15 | 0 | 2 | 8 | 0 | 2 | 19 | 0 | E | 9 | 0 | E | 9 | 7 | A | 7 | 6 | A | 7 | 93 | A | 7 | 997 | A | 7 | 200 | A | 7 | 1.5 | A | 7 | 11300 | B | 7 | 77777 | A | 7 | 1.4 | E | 8 | 0.145 | F | 8 | 0.16 | F | 8 | 0 | 1 | D | 9 | 0 | C | 8
[26 empty] | 3679600% | 8:00 | 365 | 1361 | 207 | 2 | 8 | 349 | 2 | 15 | 114 | 2 | 8 | 218 | 2 | 8 | 301 | 2 | 15 | 137 | 2 | 8 | 230 | 2 | 19 | 0 | E | 9 | 0 | E | 9 | 9 | A | 7 | 8 | A | 7 | 93 | A | 7 | 998 | A | 7 | 0 | A | 7 | 0 | A | 7 | 12900 | B | 7 | 77777 | A | 7 | 1.4 | E | 8 | 0.145 | F | 8 | 0.16 | F | 8 | 0 | 1 | D | 9 | 0 | C | 8
[26 empty] | 3679600% | 9:00 | 601 | 1361 | 376 | 2 | 8 | 509 | 2 | 15 | 151 | 2 | 8 | 396 | 2 | 8 | 499 | 2 | 15 | 175 | 2 | 8 | 305 | 2 | 19 | 0 | E | 9 | 0 | E | 9 | 12 | A | 7 | 8 | A | 7 | 76 | A | 7 | 998 | A | 7 | 230 | A | 7 | 3.1 | A | 7 | 16100 | B | 7 | 77777 | A | 7 | 1.4 | E | 8 | 0.145 | F | 8 | 0.16 | F | 8 | 3 | 1 | D | 9 | 0 | C | 8
[26 empty] | 3679600% | 10:00 | 795 | 1361 | 522 | 2 | 8 | 628 | 2 | 15 | 155 | 2 | 8 | 546 | 2 | 8 | 626 | 2 | 15 | 179 | 2 | 8 | 354 | 2 | 19 | 0 | E | 9 | 0 | E | 9 | 13 | A | 7 | 9 | A | 7 | 77 | A | 7 | 999 | A | 7 | 250 | B | 8 | 3.4 | B | 8 | 16100 | B | 7 | 77777 | A | 7 | 1.4 | E | 8 | 0.145 | F | 8 | 0.16 | F | 8 | 0 | 1 | D | 9 | 0 | C | 8
[26 empty] | 3679600% | 11:00 | 933 | 1361 | 642 | 2 | 8 | 689 | 2 | 15 | 169 | 2 | 8 | 678 | 2 | 8 | 698 | 2 | 15 | 199 | 2 | 8 | 458 | 2 | 19 | 0 | E | 9 | 0 | E | 9 | 15 | A | 7 | 9 | A | 7 | 67 | A | 7 | 998 | A | 7 | 270 | B | 8 | 3.8 | B | 8 | 16100 | B | 7 | 77777 | A | 7 | 1.4 | E | 8 | 0.145 | F | 8 | 0.16 | F | 8 | 0 | 1 | D | 9 | 0 | C | 8
[26 empty] | 3679600% | 12:00 | 1005 | 1361 | 700 | 2 | 8 | 704 | 2 | 15 | 179 | 2 | 8 | 742 | 2 | 8 | 716 | 2 | 15 | 212 | 2 | 8 | 545 | 2 | 19 | 0 | E | 9 | 0 | E | 9 | 17 | A | 7 | 9 | A | 7 | 59 | A | 7 | 998 | A | 7 | 290 | A | 7 | 4.1 | A | 7 | 16100 | B | 7 | 77777 | A | 7 | 1.4 | E | 8 | 0.145 | F | 8 | 0.16 | F | 8 | 0 | 1 | D | 9 | 0 | C | 8
[26 empty] | 3679600% | 13:00 | 1007 | 1361 | 721 | 2 | 8 | 743 | 2 | 15 | 170 | 2 | 8 | 767 | 2 | 8 | 758 | 2 | 15 | 205 | 2 | 8 | 522 | 2 | 19 | 0 | E | 9 | 0 | E | 9 | 17 | A | 7 | 9 | A | 7 | 59 | A | 7 | 997 | A | 7 | 0 | A | 7 | 0 | A | 7 | 16100 | B | 7 | 77777 | A | 7 | 1.4 | E | 8 | 0.145 | F | 8 | 0.16 | F | 8 | 0 | 1 | D | 9 | 0 | C | 8
[26 empty] | 3679600% | 14:00 | 938 | 1361 | 663 | 2 | 8 | 734 | 2 | 15 | 156 | 2 | 8 | 704 | 2 | 8 | 747 | 2 | 15 | 189 | 2 | 8 | 431 | 2 | 19 | 0 | E | 9 | 0 | E | 9 | 18 | A | 7 | 9 | A | 7 | 56 | A | 7 | 996 | A | 7 | 320 | B | 8 | 1.6 | B | 8 | 16100 | B | 7 | 77777 | A | 7 | 1.4 | E | 8 | 0.145 | F | 8 | 0.16 | F | 8 | 0 | 1 | D | 9 | 0 | C | 8
[26 empty] | 3679600% | 15:00 | 803 | 1361 | 542 | 2 | 8 | 699 | 2 | 15 | 129 | 2 | 8 | 575 | 2 | 8 | 704 | 2 | 15 | 158 | 2 | 8 | 306 | 2 | 19 | 0 | E | 9 | 0 | E | 9 | 19 | A | 7 | 10 | A | 7 | 56 | A | 7 | 996 | A | 7 | 280 | A | 7 | 3.1 | A | 7 | 16100 | B | 7 | 77777 | A | 7 | 1.5 | E | 8 | 0.145 | F | 8 | 0.16 | F | 8 | 0 | 1 | D | 9 | 0 | C | 8
[26 empty] | 3679600% | 16:00 | 612 | 1361 | 382 | 2 | 8 | 620 | 2 | 15 | 103 | 2 | 8 | 400 | 2 | 8 | 602 | 2 | 15 | 129 | 2 | 8 | 211 | 2 | 19 | 0 | E | 9 | 0 | E | 9 | 19 | A | 7 | 10 | A | 7 | 56 | A | 7 | 995 | A | 7 | 250 | A | 7 | 3.6 | A | 7 | 16100 | B | 7 | 77777 | A | 7 | 1.5 | E | 8 | 0.145 | F | 8 | 0.16 | F | 8 | 0 | 1 | D | 9 | 0 | C | 8
[26 empty] | 3679600% | 17:00 | 377 | 1361 | 198 | 2 | 8 | 444 | 2 | 15 | 75 | 2 | 8 | 203 | 2 | 8 | 380 | 2 | 15 | 98 | 2 | 8 | 136 | 2 | 19 | 0 | E | 9 | 0 | E | 9 | 19 | A | 7 | 10 | A | 7 | 56 | A | 7 | 995 | A | 7 | 220 | A | 7 | 3.1 | A | 7 | 16100 | B | 7 | 77777 | A | 7 | 1.5 | E | 8 | 0.145 | F | 8 | 0.16 | F | 8 | 0 | 1 | D | 9 | 0 | C | 8
[26 empty] | 3679600% | 18:00 | 118 | 1305 | 37 | 2 | 8 | 148 | 2 | 15 | 24 | 2 | 8 | 40 | 2 | 8 | 74 | 2 | 15 | 34 | 2 | 8 | 42 | 2 | 19 | 0 | E | 9 | 0 | E | 9 | 18 | A | 7 | 10 | A | 7 | 59 | A | 7 | 995 | A | 7 | 0 | A | 7 | 0 | A | 7 | 16100 | B | 7 | 77777 | A | 7 | 1.5 | E | 8 | 0.145 | F | 8 | 0.16 | F | 8 | 0 | 1 | D | 9 | 0 | C | 8
[26 empty] | 3679600% | 19:00 | 0 | 0 | 0 | 2 | 0 | 0 | 2 | 0 | 0 | 2 | 0 | 0 | 2 | 0 | 0 | 2 | 0 | 0 | 2 | 0 | 0 | 2 | 0 | 0 | E | 9 | 0 | A | 7 | 16 | A | 7 | 11 | A | 7 | 72 | A | 7 | 995 | A | 7 | 0 | A | 7 | 0 | A | 7 | 16100 | B | 7 | 77777 | A | 7 | 1.5 | E | 8 | 0.145 | F | 8 | 0.16 | F | 8 | 0 | 1 | D | 9 | 0 | C | 8
[26 empty] | 3679600% | 20:00 | 0 | 0 | 0 | 2 | 0 | 0 | 2 | 0 | 0 | 2 | 0 | 0 | 2 | 0 | 0 | 2 | 0 | 0 | 2 | 0 | 0 | 2 | 0 | 0 | E | 9 | 0 | E | 9 | 16 | A | 7 | 11 | A | 7 | 72 | A | 7 | 995 | A | 7 | 0 | A | 7 | 0 | A | 7 | 16100 | B | 7 | 77777 | A | 7 | 1.5 | E | 8 | 0.145 | F | 8 | 0.16 | F | 8 | 0 | 1 | D | 9 | 0 | C | 8
[26 empty] | 3679600% | 21:00 | 0 | 0 | 0 | 2 | 0 | 0 | 2 | 0 | 0 | 2 | 0 | 0 | 2 | 0 | 0 | 2 | 0 | 0 | 2 | 0 | 0 | 2 | 0 | 0 | E | 9 | 0 | E | 9 | 14 | A | 7 | 11 | A | 7 | 82 | A | 7 | 996 | A | 7 | 0 | A | 7 | 0 | A | 7 | 16100 | B | 7 | 77777 | A | 7 | 1.5 | E | 8 | 0.145 | F | 8 | 0.16 | F | 8 | 0 | 1 | D | 9 | 0 | C | 8
[26 empty] | 3679600% | 22:00 | 0 | 0 | 0 | 2 | 0 | 0 | 2 | 0 | 0 | 2 | 0 | 0 | 2 | 0 | 0 | 2 | 0 | 0 | 2 | 0 | 0 | 2 | 0 | 0 | E | 9 | 0 | E | 9 | 13 | A | 7 | 10 | A | 7 | 82 | A | 7 | 996 | A | 7 | 0 | A | 7 | 0 | A | 7 | 16100 | B | 7 | 77777 | A | 7 | 1.5 | E | 8 | 0.145 | F | 8 | 0.16 | F | 8 | 0 | 1 | D | 9 | 0 | C | 8
[26 empty] | 3679600% | 23:00 | 0 | 0 | 0 | 2 | 0 | 0 | 2 | 0 | 0 | 2 | 0 | 0 | 2 | 0 | 0 | 2 | 0 | 0 | 2 | 0 | 0 | 2 | 0 | 0 | E | 9 | 0 | A | 7 | 13 | A | 7 | 9 | A | 7 | 77 | A | 7 | 996 | A | 7 | 0 | A | 7 | 0 | A | 7 | 16100 | B | 7 | 77777 | A | 7 | 1.5 | E | 8 | 0.145 | F | 8 | 0.16 | F | 8 | 0 | 1 | D | 9 | 0 | C | 8
[26 empty] | 3679600% | 24:00 | 0 | 0 | 0 | 2 | 0 | 0 | 2 | 0 | 0 | 2 | 0 | 0 | 2 | 0 | 0 | 2 | 0 | 0 | 2 | 0 | 0 | 2 | 0 | 0 | E | 9 | 0 | A | 7 | 11 | A | 7 | 9 | A | 7 | 87 | A | 7 | 995 | A | 7 | 0 | A | 7 | 0 | A | 7 | 14500 | B | 7 | 77777 | A | 7 | 1.5 | E | 8 | 0.145 | F | 8 | 0.16 | F | 8 | 0 | 1 | D | 9 | 0 | C | 8
[26 empty] | 3679700% | 1:00 | 0 | 0 | 0 | 2 | 0 | 0 | 2 | 0 | 0 | 2 | 0 | 0 | 2 | 0 | 0 | 2 | 0 | 0 | 2 | 0 | 0 | 2 | 0 | 0 | E | 9 | 0 | A | 7 | 11 | A | 7 | 9 | A | 7 | 87 | A | 7 | 995 | A | 7 | 0 | A | 7 | 0 | A | 7 | 14500 | B | 7 | 77777 | A | 7 | 1.5 | E | 8 | 0.144 | F | 8 | 0.16 | F | 8 | 0 | 1 | D | 9 | 0 | C | 8
[26 empty] | 3679700% | 2:00 | 0 | 0 | 0 | 2 | 0 | 0 | 2 | 0 | 0 | 2 | 0 | 0 | 2 | 0 | 0 | 2 | 0 | 0 | 2 | 0 | 0 | 2 | 0 | 0 | E | 9 | 0 | E | 9 | 10 | A | 7 | 9 | A | 7 | 93 | A | 7 | 995 | A | 7 | 0 | A | 7 | 0 | A | 7 | 12900 | B | 7 | 77777 | A | 7 | 1.5 | E | 8 | 0.144 | F | 8 | 0.16 | F | 8 | 0 | 1 | D | 9 | 0 | C | 8
[26 empty] | 3679700% | 3:00 | 0 | 0 | 0 | 2 | 0 | 0 | 2 | 0 | 0 | 2 | 0 | 0 | 2 | 0 | 0 | 2 | 0 | 0 | 2 | 0 | 0 | 2 | 0 | 1 | E | 9 | 1 | E | 9 | 9 | A | 7 | 8 | A | 7 | 93 | A | 7 | 995 | A | 7 | 0 | A | 7 | 0 | A | 7 | 12900 | B | 7 | 77777 | A | 7 | 1.5 | E | 8 | 0.144 | F | 8 | 0.16 | F | 8 | 0 | 1 | D | 9 | 0 | C | 8
[26 empty] | 3679700% | 4:00 | 0 | 0 | 0 | 2 | 0 | 0 | 2 | 0 | 0 | 2 | 0 | 0 | 2 | 0 | 0 | 2 | 0 | 0 | 2 | 0 | 0 | 2 | 0 | 0 | E | 9 | 0 | E | 9 | 9 | A | 7 | 8 | A | 7 | 93 | A | 7 | 995 | A | 7 | 0 | A | 7 | 0 | A | 7 | 12900 | B | 7 | 77777 | A | 7 | 1.6 | E | 8 | 0.144 | F | 8 | 0.16 | F | 8 | 0 | 1 | D | 9 | 0 | C | 8
[26 empty] | 3679700% | 5:00 | 0 | 0 | 0 | 2 | 0 | 0 | 2 | 0 | 0 | 2 | 0 | 0 | 2 | 0 | 0 | 2 | 0 | 0 | 2 | 0 | 0 | 2 | 0 | 0 | E | 9 | 0 | E | 9 | 9 | A | 7 | 8 | A | 7 | 93 | A | 7 | 995 | A | 7 | 0 | A | 7 | 0 | A | 7 | 12900 | B | 7 | 77777 | A | 7 | 1.6 | E | 8 | 0.144 | F | 8 | 0.16 | F | 8 | 0 | 1 | D | 9 | 0 | C | 8
[26 empty] | 3679700% | 6:00 | 0 | 0 | 0 | 2 | 0 | 0 | 2 | 0 | 0 | 2 | 0 | 0 | 2 | 0 | 0 | 2 | 0 | 0 | 2 | 0 | 0 | 2 | 0 | 0 | E | 9 | 0 | E | 9 | 8 | A | 7 | 8 | A | 7 | 100 | A | 7 | 996 | A | 7 | 0 | A | 7 | 0 | A | 7 | 11300 | B | 7 | 77777 | A | 7 | 1.6 | E | 8 | 0.144 | F | 8 | 0.16 | F | 8 | 0 | 1 | D | 9 | 0 | C | 8
[26 empty] | 3679700% | 7:00 | 103 | 1237 | 0 | 2 | 8 | 0 | 2 | 15 | 0 | 2 | 8 | 0 | 2 | 8 | 0 | 2 | 15 | 0 | 2 | 8 | 0 | 2 | 19 | 0 | E | 9 | 0 | E | 9 | 9 | A | 7 | 8 | A | 7 | 93 | A | 7 | 996 | A | 7 | 0 | A | 7 | 0 | A | 7 | 8000 | B | 7 | 77777 | A | 7 | 1.6 | E | 8 | 0.144 | F | 8 | 0.16 | F | 8 | 0 | 1 | D | 9 | 10 | C | 8
[26 empty] | 3679700% | 8:00 | 361 | 1362 | 192 | 2 | 8 | 317 | 2 | 15 | 108 | 2 | 8 | 202 | 2 | 8 | 272 | 2 | 15 | 130 | 2 | 8 | 216 | 2 | 19 | 0 | E | 9 | 0 | E | 9 | 11 | A | 7 | 9 | A | 7 | 87 | A | 7 | 997 | A | 7 | 0 | A | 7 | 0 | A | 7 | 9700 | B | 7 | 77777 | A | 7 | 1.6 | E | 8 | 0.144 | F | 8 | 0.16 | F | 8 | 0 | 1 | D | 9 | 10 | C | 8
[26 empty] | 3679700% | 9:00 | 597 | 1362 | 376 | 2 | 8 | 565 | 2 | 15 | 128 | 2 | 8 | 387 | 2 | 8 | 539 | 2 | 15 | 150 | 2 | 8 | 249 | 2 | 19 | 0 | E | 9 | 0 | E | 9 | 14 | A | 7 | 11 | A | 7 | 82 | A | 7 | 998 | A | 7 | 0 | A | 7 | 0 | A | 7 | 16100 | B | 7 | 77777 | A | 7 | 1.6 | E | 8 | 0.144 | F | 8 | 0.16 | F | 8 | 0 | 1 | D | 9 | 0 | C | 8
[26 empty] | 3679700% | 10:00 | 790 | 1362 | 516 | 2 | 8 | 579 | 2 | 15 | 179 | 2 | 8 | 553 | 2 | 8 | 592 | 2 | 15 | 208 | 2 | 8 | 409 | 2 | 19 | 0 | E | 9 | 0 | E | 9 | 16 | A | 7 | 11 | A | 7 | 72 | A | 7 | 998 | A | 7 | 300 | A | 7 | 2.1 | A | 7 | 16100 | B | 7 | 77777 | A | 7 | 1.6 | E | 8 | 0.144 | F | 8 | 0.16 | F | 8 | 0 | 1 | D | 9 | 0 | C | 8
[26 empty] | 3679700% | 11:00 | 928 | 1362 | 605 | 2 | 8 | 586 | 2 | 15 | 205 | 2 | 8 | 630 | 2 | 8 | 587 | 2 | 15 | 228 | 2 | 8 | 536 | 2 | 19 | 0 | E | 9 | 0 | E | 9 | 17 | A | 7 | 11 | A | 7 | 68 | A | 7 | 998 | A | 7 | 340 | A | 7 | 2.6 | A | 7 | 16100 | B | 7 | 77777 | A | 7 | 1.6 | E | 8 | 0.144 | F | 8 | 0.16 | F | 8 | 0 | 1 | D | 9 | 0 | C | 8
[26 empty] | 3679700% | 12:00 | 999 | 1362 | 657 | 2 | 8 | 547 | 2 | 15 | 254 | 2 | 8 | 703 | 2 | 8 | 569 | 2 | 15 | 284 | 2 | 8 | 767 | 2 | 19 | 1 | E | 9 | 1 | E | 9 | 18 | A | 7 | 12 | A | 7 | 68 | A | 7 | 998 | A | 7 | 340 | A | 7 | 2.1 | A | 7 | 16100 | B | 7 | 77777 | A | 7 | 1.6 | E | 8 | 0.144 | F | 8 | 0.16 | F | 8 | 0 | 1 | D | 9 | 0 | C | 8
[26 empty] | 3679700% | 13:00 | 1001 | 1362 | 452 | 2 | 8 | 138 | 2 | 15 | 351 | 2 | 8 | 495 | 2 | 8 | 146 | 2 | 15 | 387 | 2 | 8 | 1120 | 2 | 19 | 10 | E | 9 | 10 | E | 9 | 18 | A | 7 | 12 | A | 7 | 68 | A | 7 | 998 | A | 7 | 350 | A | 7 | 3.1 | A | 7 | 16100 | B | 7 | 1050 | A | 7 | 1.6 | E | 8 | 0.144 | F | 8 | 0.16 | F | 8 | 0 | 1 | D | 9 | 0 | C | 8
[26 empty] | 3679700% | 14:00 | 932 | 1362 | 570 | 2 | 8 | 388 | 2 | 15 | 304 | 2 | 8 | 615 | 2 | 8 | 417 | 2 | 15 | 329 | 2 | 8 | 857 | 2 | 19 | 3 | E | 9 | 3 | E | 9 | 19 | A | 7 | 12 | A | 7 | 64 | A | 7 | 997 | A | 7 | 340 | A | 7 | 2.1 | A | 7 | 16100 | B | 7 | 77777 | A | 7 | 1.6 | E | 8 | 0.144 | F | 8 | 0.16 | F | 8 | 0 | 1 | D | 9 | 0 | C | 8
[26 empty] | 3679700% | 15:00 | 797 | 1362 | 344 | 2 | 8 | 136 | 2 | 15 | 264 | 2 | 8 | 375 | 2 | 8 | 142 | 2 | 15 | 292 | 2 | 8 | 704 | 2 | 19 | 8 | E | 9 | 8 | E | 9 | 17 | A | 7 | 12 | A | 7 | 72 | A | 7 | 997 | A | 7 | 10 | A | 7 | 5.7 | A | 7 | 16100 | B | 7 | 1200 | A | 7 | 1.6 | E | 8 | 0.144 | F | 8 | 0.16 | F | 8 | 0 | 1 | D | 9 | 0 | C | 8
[26 empty] | 3679700% | 16:00 | 605 | 1362 | 376 | 2 | 8 | 497 | 2 | 15 | 155 | 2 | 8 | 395 | 2 | 8 | 487 | 2 | 15 | 178 | 2 | 8 | 314 | 2 | 19 | 10 | E | 9 | 10 | E | 9 | 16 | A | 7 | 11 | A | 7 | 72 | A | 7 | 998 | A | 7 | 20 | A | 7 | 6.2 | A | 7 | 16100 | B | 7 | 2400 | A | 7 | 1.6 | E | 8 | 0.144 | F | 8 | 0.16 | F | 8 | 0 | 1 | D | 9 | 0 | C | 8
[26 empty] | 3679700% | 17:00 | 370 | 1362 | 168 | 2 | 8 | 275 | 2 | 15 | 93 | 2 | 8 | 179 | 2 | 8 | 239 | 2 | 15 | 114 | 2 | 8 | 179 | 2 | 19 | 3 | E | 9 | 3 | E | 9 | 15 | A | 7 | 11 | A | 7 | 77 | A | 7 | 998 | A | 7 | 20 | A | 7 | 4.1 | A | 7 | 16100 | B | 7 | 77777 | A | 7 | 1.5 | E | 8 | 0.144 | F | 8 | 0.16 | F | 8 | 0 | 1 | D | 9 | 0 | C | 8
[26 empty] | 3679700% | 18:00 | 111 | 1283 | 30 | 2 | 8 | 97 | 2 | 15 | 22 | 2 | 8 | 33 | 2 | 8 | 47 | 2 | 15 | 29 | 2 | 8 | 38 | 2 | 19 | 5 | E | 9 | 5 | E | 9 | 14 | A | 7 | 10 | A | 7 | 77 | A | 7 | 999 | A | 7 | 30 | A | 7 | 2.6 | A | 7 | 16100 | B | 7 | 77777 | A | 7 | 1.5 | E | 8 | 0.144 | F | 8 | 0.16 | F | 8 | 0 | 1 | D | 9 | 0 | C | 8
[26 empty] | 3679700% | 19:00 | 0 | 0 | 0 | 2 | 0 | 0 | 2 | 0 | 0 | 2 | 0 | 0 | 2 | 0 | 0 | 2 | 0 | 0 | 2 | 0 | 0 | 2 | 0 | 0 | E | 9 | 0 | A | 7 | 12 | A | 7 | 9 | A | 7 | 82 | A | 7 | 1000 | A | 7 | 20 | A | 7 | 2.1 | A | 7 | 16100 | B | 7 | 77777 | A | 7 | 1.5 | E | 8 | 0.144 | F | 8 | 0.16 | F | 8 | 0 | 1 | D | 9 | 0 | C | 8
[26 empty] | 3679700% | 20:00 | 0 | 0 | 0 | 2 | 0 | 0 | 2 | 0 | 0 | 2 | 0 | 0 | 2 | 0 | 0 | 2 | 0 | 0 | 2 | 0 | 0 | 2 | 0 | 8 | E | 9 | 8 | E | 9 | 12 | A | 7 | 10 | A | 7 | 88 | A | 7 | 1000 | A | 7 | 340 | A | 7 | 1.5 | A | 7 | 16100 | B | 7 | 1260 | A | 7 | 1.5 | E | 8 | 0.144 | F | 8 | 0.16 | F | 8 | 0 | 1 | D | 9 | 0 | C | 8
[26 empty] | 3679700% | 21:00 | 0 | 0 | 0 | 2 | 0 | 0 | 2 | 0 | 0 | 2 | 0 | 0 | 2 | 0 | 0 | 2 | 0 | 0 | 2 | 0 | 0 | 2 | 0 | 8 | E | 9 | 8 | E | 9 | 12 | A | 7 | 9 | A | 7 | 82 | A | 7 | 1001 | A | 7 | 20 | A | 7 | 2.6 | A | 7 | 16100 | B | 7 | 1380 | A | 7 | 1.4 | E | 8 | 0.144 | F | 8 | 0.16 | F | 8 | 0 | 1 | D | 9 | 0 | C | 8
[26 empty] | 3679700% | 22:00 | 0 | 0 | 0 | 2 | 0 | 0 | 2 | 0 | 0 | 2 | 0 | 0 | 2 | 0 | 0 | 2 | 0 | 0 | 2 | 0 | 0 | 2 | 0 | 0 | E | 9 | 0 | E | 9 | 11 | A | 7 | 9 | A | 7 | 87 | A | 7 | 1001 | A | 7 | 40 | A | 7 | 4.1 | A | 7 | 16100 | B | 7 | 77777 | A | 7 | 1.4 | E | 8 | 0.144 | F | 8 | 0.16 | F | 8 | 0 | 1 | D | 9 | 0 | C | 8
[26 empty] | 3679700% | 23:00 | 0 | 0 | 0 | 2 | 0 | 0 | 2 | 0 | 0 | 2 | 0 | 0 | 2 | 0 | 0 | 2 | 0 | 0 | 2 | 0 | 0 | 2 | 0 | 0 | E | 9 | 0 | A | 7 | 10 | A | 7 | 6 | A | 7 | 76 | A | 7 | 1001 | A | 7 | 30 | A | 7 | 4.6 | A | 7 | 16100 | B | 7 | 77777 | A | 7 | 1.4 | E | 8 | 0.144 | F | 8 | 0.16 | F | 8 | 0 | 1 | D | 9 | 0 | C | 8
[26 empty] | 3679700% | 24:00 | 0 | 0 | 0 | 2 | 0 | 0 | 2 | 0 | 0 | 2 | 0 | 0 | 2 | 0 | 0 | 2 | 0 | 0 | 2 | 0 | 0 | 2 | 0 | 0 | E | 9 | 0 | A | 7 | 9 | A | 7 | 4 | A | 7 | 71 | A | 7 | 1001 | A | 7 | 350 | A | 7 | 3.1 | A | 7 | 16100 | B | 7 | 77777 | A | 7 | 1.4 | E | 8 | 0.144 | F | 8 | 0.16 | F | 8 | 0 | 1 | D | 9 | 0 | C | 8
[26 empty] | 3679800% | 1:00 | 0 | 0 | 0 | 2 | 0 | 0 | 2 | 0 | 0 | 2 | 0 | 0 | 2 | 0 | 0 | 2 | 0 | 0 | 2 | 0 | 0 | 2 | 0 | 0 | E | 9 | 0 | A | 7 | 7 | A | 7 | 5 | A | 7 | 87 | A | 7 | 1001 | A | 7 | 10 | A | 7 | 5.1 | A | 7 | 16100 | B | 7 | 77777 | A | 7 | 1.3 | E | 8 | 0.142 | F | 8 | 0.16 | F | 8 | 0 | 1 | D | 9 | 0 | C | 8
[26 empty] | 3679800% | 2:00 | 0 | 0 | 0 | 2 | 0 | 0 | 2 | 0 | 0 | 2 | 0 | 0 | 2 | 0 | 0 | 2 | 0 | 0 | 2 | 0 | 0 | 2 | 0 | 0 | E | 9 | 0 | A | 7 | 6 | A | 7 | 4 | A | 7 | 87 | A | 7 | 1002 | A | 7 | 330 | A | 7 | 2.1 | A | 7 | 16100 | B | 7 | 77777 | A | 7 | 1.3 | E | 8 | 0.142 | F | 8 | 0.16 | F | 8 | 0 | 1 | D | 9 | 0 | C | 8
[26 empty] | 3679800% | 3:00 | 0 | 0 | 0 | 2 | 0 | 0 | 2 | 0 | 0 | 2 | 0 | 0 | 2 | 0 | 0 | 2 | 0 | 0 | 2 | 0 | 0 | 2 | 0 | 0 | E | 9 | 0 | E | 9 | 5 | A | 7 | 3 | A | 7 | 87 | A | 7 | 1002 | A | 7 | 10 | A | 7 | 3.1 | A | 7 | 16100 | B | 7 | 77777 | A | 7 | 1.3 | E | 8 | 0.142 | F | 8 | 0.16 | F | 8 | 0 | 1 | D | 9 | 0 | C | 8
[26 empty] | 3679800% | 4:00 | 0 | 0 | 0 | 2 | 0 | 0 | 2 | 0 | 0 | 2 | 0 | 0 | 2 | 0 | 0 | 2 | 0 | 0 | 2 | 0 | 0 | 2 | 0 | 0 | E | 9 | 0 | E | 9 | 5 | A | 7 | 3 | A | 7 | 87 | A | 7 | 1002 | A | 7 | 360 | A | 7 | 5.7 | A | 7 | 16100 | B | 7 | 77777 | A | 7 | 1.4 | E | 8 | 0.142 | F | 8 | 0.16 | F | 8 | 0 | 1 | D | 9 | 0 | C | 8
[26 empty] | 3679800% | 5:00 | 0 | 0 | 0 | 2 | 0 | 0 | 2 | 0 | 0 | 2 | 0 | 0 | 2 | 0 | 0 | 2 | 0 | 0 | 2 | 0 | 0 | 2 | 0 | 0 | E | 9 | 0 | E | 9 | 5 | A | 7 | 2 | A | 7 | 81 | A | 7 | 1003 | A | 7 | 360 | A | 7 | 5.1 | A | 7 | 16100 | B | 7 | 77777 | A | 7 | 1.4 | E | 8 | 0.142 | F | 8 | 0.16 | F | 8 | 0 | 1 | D | 9 | 0 | C | 8
[26 empty] | 3679800% | 6:00 | 0 | 0 | 0 | 2 | 0 | 0 | 2 | 0 | 0 | 2 | 0 | 0 | 2 | 0 | 0 | 2 | 0 | 0 | 2 | 0 | 0 | 2 | 0 | 0 | E | 9 | 0 | E | 9 | 4 | A | 7 | 2 | A | 7 | 87 | A | 7 | 1003 | A | 7 | 350 | A | 7 | 2.6 | A | 7 | 16100 | B | 7 | 77777 | A | 7 | 1.4 | E | 8 | 0.142 | F | 8 | 0.16 | F | 8 | 0 | 1 | D | 9 | 0 | C | 8
[26 empty] | 3679800% | 7:00 | 99 | 1215 | 0 | 2 | 8 | 0 | 2 | 15 | 0 | 2 | 8 | 0 | 2 | 8 | 0 | 2 | 15 | 0 | 2 | 8 | 0 | 2 | 19 | 0 | E | 9 | 0 | E | 9 | 4 | A | 7 | 2 | A | 7 | 87 | A | 7 | 1004 | A | 7 | 340 | A | 7 | 3.1 | A | 7 | 16100 | B | 7 | 77777 | A | 7 | 1.4 | E | 8 | 0.142 | F | 8 | 0.16 | F | 8 | 0 | 1 | D | 9 | 0 | C | 8
[26 empty] | 3679800% | 8:00 | 356 | 1363 | 201 | 2 | 8 | 383 | 2 | 15 | 101 | 2 | 8 | 207 | 2 | 8 | 321 | 2 | 15 | 122 | 2 | 8 | 190 | 2 | 19 | 0 | E | 9 | 0 | E | 9 | 7 | A | 7 | 3 | A | 7 | 76 | A | 7 | 1005 | A | 7 | 10 | A | 7 | 2.1 | A | 7 | 16100 | B | 7 | 77777 | A | 7 | 1.4 | E | 8 | 0.142 | F | 8 | 0.16 | F | 8 | 0 | 1 | D | 9 | 0 | C | 8
[26 empty] | 3679800% | 9:00 | 592 | 1363 | 377 | 2 | 8 | 577 | 2 | 15 | 125 | 2 | 8 | 387 | 2 | 8 | 550 | 2 | 15 | 147 | 2 | 8 | 243 | 2 | 19 | 0 | E | 9 | 0 | E | 9 | 8 | A | 7 | 4 | A | 7 | 76 | A | 7 | 1005 | A | 7 | 340 | B | 8 | 1.9 | B | 8 | 16100 | B | 7 | 77777 | A | 7 | 1.4 | E | 8 | 0.142 | F | 8 | 0.16 | F | 8 | 0 | 1 | D | 9 | 0 | C | 8
[26 empty] | 3679800% | 10:00 | 785 | 1363 | 536 | 2 | 8 | 689 | 2 | 15 | 138 | 2 | 8 | 564 | 2 | 8 | 690 | 2 | 15 | 165 | 2 | 8 | 317 | 2 | 19 | 0 | E | 9 | 0 | E | 9 | 11 | A | 7 | 5 | A | 7 | 66 | A | 7 | 1006 | A | 7 | 320 | B | 8 | 1.7 | B | 8 | 16100 | B | 7 | 77777 | A | 7 | 1.4 | E | 8 | 0.142 | F | 8 | 0.16 | F | 8 | 0 | 1 | D | 9 | 0 | C | 8
[26 empty] | 3679800% | 11:00 | 922 | 1363 | 624 | 2 | 8 | 665 | 2 | 15 | 172 | 2 | 8 | 656 | 2 | 8 | 672 | 2 | 15 | 200 | 2 | 8 | 458 | 2 | 19 | 0 | E | 9 | 0 | E | 9 | 12 | A | 7 | 5 | A | 7 | 62 | A | 7 | 1006 | A | 7 | 290 | A | 7 | 1.5 | A | 7 | 16100 | B | 7 | 77777 | A | 7 | 1.4 | E | 8 | 0.142 | F | 8 | 0.16 | F | 8 | 0 | 1 | D | 9 | 0 | C | 8
[26 empty] | 3679800% | 12:00 | 994 | 1363 | 675 | 2 | 8 | 656 | 2 | 15 | 196 | 2 | 8 | 711 | 2 | 8 | 664 | 2 | 15 | 225 | 2 | 8 | 577 | 2 | 19 | 0 | E | 9 | 0 | E | 9 | 13 | A | 7 | 5 | A | 7 | 58 | A | 7 | 1005 | A | 7 | 0 | A | 7 | 0 | A | 7 | 16100 | B | 7 | 77777 | A | 7 | 1.4 | E | 8 | 0.142 | F | 8 | 0.16 | F | 8 | 0 | 1 | D | 9 | 0 | C | 8
[26 empty] | 3679800% | 13:00 | 995 | 1363 | 691 | 2 | 8 | 671 | 2 | 15 | 199 | 2 | 8 | 725 | 2 | 8 | 679 | 2 | 15 | 228 | 2 | 8 | 586 | 2 | 19 | 0 | E | 9 | 0 | E | 9 | 15 | A | 7 | 6 | A | 7 | 55 | A | 7 | 1005 | A | 7 | 320 | A | 7 | 2.1 | A | 7 | 16100 | B | 7 | 77777 | A | 7 | 1.4 | E | 8 | 0.142 | F | 8 | 0.16 | F | 8 | 0 | 1 | D | 9 | 0 | C | 8
[26 empty] | 3679800% | 14:00 | 925 | 1363 | 645 | 2 | 8 | 704 | 2 | 15 | 166 | 2 | 8 | 682 | 2 | 8 | 713 | 2 | 15 | 196 | 2 | 8 | 446 | 2 | 19 | 0 | E | 9 | 0 | E | 9 | 16 | A | 7 | 6 | A | 7 | 51 | A | 7 | 1004 | A | 7 | 330 | B | 8 | 1.4 | B | 8 | 16100 | B | 7 | 77777 | A | 7 | 1.4 | E | 8 | 0.142 | F | 8 | 0.16 | F | 8 | 0 | 1 | D | 9 | 0 | C | 8
[26 empty] | 3679800% | 15:00 | 790 | 1363 | 530 | 2 | 8 | 705 | 2 | 15 | 120 | 2 | 8 | 563 | 2 | 8 | 711 | 2 | 15 | 150 | 2 | 8 | 283 | 2 | 19 | 0 | E | 9 | 0 | E | 9 | 16 | A | 7 | 6 | A | 7 | 51 | A | 7 | 1004 | A | 7 | 350 | B | 8 | 0.7 | B | 8 | 16100 | B | 7 | 77777 | A | 7 | 1.4 | E | 8 | 0.142 | F | 8 | 0.16 | F | 8 | 0 | 1 | D | 9 | 0 | C | 8
[26 empty] | 3679800% | 16:00 | 598 | 1363 | 376 | 2 | 8 | 619 | 2 | 15 | 103 | 2 | 8 | 392 | 2 | 8 | 598 | 2 | 15 | 129 | 2 | 8 | 208 | 2 | 19 | 0 | E | 9 | 0 | E | 9 | 17 | A | 7 | 4 | A | 7 | 42 | A | 7 | 1003 | A | 7 | 0 | A | 7 | 0 | A | 7 | 16100 | B | 7 | 77777 | A | 7 | 1.4 | E | 8 | 0.142 | F | 8 | 0.16 | F | 8 | 0 | 1 | D | 9 | 0 | C | 8
[26 empty] | 3679800% | 17:00 | 363 | 1363 | 191 | 2 | 8 | 465 | 2 | 15 | 67 | 2 | 8 | 197 | 2 | 8 | 395 | 2 | 15 | 91 | 2 | 8 | 123 | 2 | 19 | 0 | E | 9 | 0 | E | 9 | 16 | A | 7 | 5 | A | 7 | 48 | A | 7 | 1003 | A | 7 | 0 | A | 7 | 0 | A | 7 | 16100 | B | 7 | 77777 | A | 7 | 1.4 | E | 8 | 0.142 | F | 8 | 0.16 | F | 8 | 0 | 1 | D | 9 | 0 | C | 8
[26 empty] | 3679800% | 18:00 | 105 | 1238 | 29 | 2 | 8 | 134 | 2 | 15 | 19 | 2 | 8 | 34 | 2 | 8 | 65 | 2 | 15 | 28 | 2 | 8 | 33 | 2 | 19 | 0 | E | 9 | 0 | E | 9 | 14 | A | 7 | 6 | A | 7 | 59 | A | 7 | 1003 | A | 7 | 100 | A | 7 | 3.1 | A | 7 | 16100 | B | 7 | 77777 | A | 7 | 1.4 | E | 8 | 0.142 | F | 8 | 0.16 | F | 8 | 0 | 1 | D | 9 | 0 | C | 8
[26 empty] | 3679800% | 19:00 | 0 | 0 | 0 | 2 | 0 | 0 | 2 | 0 | 0 | 2 | 0 | 0 | 2 | 0 | 0 | 2 | 0 | 0 | 2 | 0 | 0 | 2 | 0 | 0 | E | 9 | 0 | A | 7 | 12 | A | 7 | 5 | A | 7 | 62 | A | 7 | 1003 | A | 7 | 110 | A | 7 | 2.6 | A | 7 | 16100 | B | 7 | 77777 | A | 7 | 1.4 | E | 8 | 0.142 | F | 8 | 0.16 | F | 8 | 0 | 1 | D | 9 | 0 | C | 8
[26 empty] | 3679800% | 20:00 | 0 | 0 | 0 | 2 | 0 | 0 | 2 | 0 | 0 | 2 | 0 | 0 | 2 | 0 | 0 | 2 | 0 | 0 | 2 | 0 | 0 | 2 | 0 | 0 | E | 9 | 0 | E | 9 | 11 | A | 7 | 4 | A | 7 | 62 | A | 7 | 1004 | A | 7 | 90 | A | 7 | 3.1 | A | 7 | 16100 | B | 7 | 77777 | A | 7 | 1.4 | E | 8 | 0.142 | F | 8 | 0.16 | F | 8 | 0 | 1 | D | 9 | 0 | C | 8
[26 empty] | 3679800% | 21:00 | 0 | 0 | 0 | 2 | 0 | 0 | 2 | 0 | 0 | 2 | 0 | 0 | 2 | 0 | 0 | 2 | 0 | 0 | 2 | 0 | 0 | 2 | 0 | 0 | E | 9 | 0 | E | 9 | 10 | A | 7 | 4 | A | 7 | 66 | A | 7 | 1004 | A | 7 | 90 | A | 7 | 3.6 | A | 7 | 16100 | B | 7 | 77777 | A | 7 | 1.3 | E | 8 | 0.142 | F | 8 | 0.16 | F | 8 | 0 | 1 | D | 9 | 0 | C | 8
[26 empty] | 3679800% | 22:00 | 0 | 0 | 0 | 2 | 0 | 0 | 2 | 0 | 0 | 2 | 0 | 0 | 2 | 0 | 0 | 2 | 0 | 0 | 2 | 0 | 0 | 2 | 0 | 0 | E | 9 | 0 | E | 9 | 10 | A | 7 | 4 | A | 7 | 66 | A | 7 | 1004 | A | 7 | 90 | A | 7 | 3.1 | A | 7 | 16100 | B | 7 | 77777 | A | 7 | 1.3 | E | 8 | 0.142 | F | 8 | 0.16 | F | 8 | 0 | 1 | D | 9 | 0 | C | 8
[26 empty] | 3679800% | 23:00 | 0 | 0 | 0 | 2 | 0 | 0 | 2 | 0 | 0 | 2 | 0 | 0 | 2 | 0 | 0 | 2 | 0 | 0 | 2 | 0 | 0 | 2 | 0 | 0 | E | 9 | 0 | A | 7 | 8 | A | 7 | 5 | A | 7 | 81 | A | 7 | 1003 | A | 7 | 0 | A | 7 | 0 | A | 7 | 16100 | B | 7 | 77777 | A | 7 | 1.3 | E | 8 | 0.142 | F | 8 | 0.16 | F | 8 | 0 | 1 | D | 9 | 0 | C | 8
[26 empty] | 3679800% | 24:00 | 0 | 0 | 0 | 2 | 0 | 0 | 2 | 0 | 0 | 2 | 0 | 0 | 2 | 0 | 0 | 2 | 0 | 0 | 2 | 0 | 0 | 2 | 0 | 0 | E | 9 | 0 | A | 7 | 6 | A | 7 | 5 | A | 7 | 93 | A | 7 | 1003 | A | 7 | 0 | A | 7 | 0 | A | 7 | 16100 | B | 7 | 77777 | A | 7 | 1.3 | E | 8 | 0.142 | F | 8 | 0.16 | F | 8 | 0 | 1 | D | 9 | 0 | C | 8
[26 empty] | 3679900% | 1:00 | 0 | 0 | 0 | 2 | 0 | 0 | 2 | 0 | 0 | 2 | 0 | 0 | 2 | 0 | 0 | 2 | 0 | 0 | 2 | 0 | 0 | 2 | 0 | 0 | E | 9 | 0 | A | 7 | 6 | A | 7 | 4 | A | 7 | 87 | A | 7 | 1003 | A | 7 | 0 | A | 7 | 0 | A | 7 | 16100 | B | 7 | 77777 | A | 7 | 1.3 | E | 8 | 0.141 | F | 8 | 0.16 | F | 8 | 0 | 1 | D | 9 | 0 | C | 8
[26 empty] | 3679900% | 2:00 | 0 | 0 | 0 | 2 | 0 | 0 | 2 | 0 | 0 | 2 | 0 | 0 | 2 | 0 | 0 | 2 | 0 | 0 | 2 | 0 | 0 | 2 | 0 | 0 | E | 9 | 0 | E | 9 | 8 | A | 7 | 4 | A | 7 | 76 | A | 7 | 1003 | A | 7 | 0 | A | 7 | 0 | A | 7 | 16100 | B | 7 | 77777 | A | 7 | 1.3 | E | 8 | 0.141 | F | 8 | 0.16 | F | 8 | 0 | 1 | D | 9 | 0 | C | 8
[26 empty] | 3679900% | 3:00 | 0 | 0 | 0 | 2 | 0 | 0 | 2 | 0 | 0 | 2 | 0 | 0 | 2 | 0 | 0 | 2 | 0 | 0 | 2 | 0 | 0 | 2 | 0 | 0 | E | 9 | 0 | E | 9 | 6 | A | 7 | 4 | A | 7 | 87 | A | 7 | 1002 | A | 7 | 0 | A | 7 | 0 | A | 7 | 16100 | B | 7 | 77777 | A | 7 | 1.3 | E | 8 | 0.141 | F | 8 | 0.16 | F | 8 | 0 | 1 | D | 9 | 0 | C | 8
[26 empty] | 3679900% | 4:00 | 0 | 0 | 0 | 2 | 0 | 0 | 2 | 0 | 0 | 2 | 0 | 0 | 2 | 0 | 0 | 2 | 0 | 0 | 2 | 0 | 0 | 2 | 0 | 0 | E | 9 | 0 | E | 9 | 7 | A | 7 | 4 | A | 7 | 81 | A | 7 | 1002 | A | 7 | 0 | A | 7 | 0 | A | 7 | 16100 | B | 7 | 77777 | A | 7 | 1.3 | E | 8 | 0.141 | F | 8 | 0.16 | F | 8 | 0 | 1 | D | 9 | 0 | C | 8
[26 empty] | 3679900% | 5:00 | 0 | 0 | 0 | 2 | 0 | 0 | 2 | 0 | 0 | 2 | 0 | 0 | 2 | 0 | 0 | 2 | 0 | 0 | 2 | 0 | 0 | 2 | 0 | 0 | E | 9 | 0 | E | 9 | 7 | A | 7 | 6 | A | 7 | 93 | A | 7 | 1002 | A | 7 | 0 | A | 7 | 0 | A | 7 | 16100 | B | 7 | 77777 | A | 7 | 1.3 | E | 8 | 0.141 | F | 8 | 0.16 | F | 8 | 0 | 1 | D | 9 | 0 | C | 8
[26 empty] | 3679900% | 6:00 | 0 | 0 | 0 | 2 | 0 | 0 | 2 | 0 | 0 | 2 | 0 | 0 | 2 | 0 | 0 | 2 | 0 | 0 | 2 | 0 | 0 | 2 | 0 | 0 | E | 9 | 0 | E | 9 | 7 | A | 7 | 5 | A | 7 | 87 | A | 7 | 1002 | A | 7 | 0 | A | 7 | 0 | A | 7 | 16100 | B | 7 | 77777 | A | 7 | 1.3 | E | 8 | 0.141 | F | 8 | 0.16 | F | 8 | 0 | 1 | D | 9 | 0 | C | 8
[26 empty] | 3679900% | 7:00 | 95 | 1193 | 0 | 2 | 8 | 0 | 2 | 15 | 0 | 2 | 8 | 0 | 2 | 8 | 0 | 2 | 15 | 0 | 2 | 8 | 0 | 2 | 19 | 0 | E | 9 | 0 | E | 9 | 4 | A | 7 | 3 | A | 7 | 93 | A | 7 | 1003 | A | 7 | 0 | A | 7 | 0 | A | 7 | 12900 | B | 7 | 77777 | A | 7 | 1.3 | E | 8 | 0.141 | F | 8 | 0.16 | F | 8 | 0 | 1 | D | 9 | 0 | C | 8
[26 empty] | 3679900% | 8:00 | 352 | 1364 | 194 | 2 | 8 | 351 | 2 | 15 | 103 | 2 | 8 | 198 | 2 | 8 | 293 | 2 | 15 | 122 | 2 | 8 | 195 | 2 | 19 | 0 | E | 9 | 0 | E | 9 | 7 | A | 7 | 6 | A | 7 | 93 | A | 7 | 1003 | A | 7 | 320 | A | 7 | 2.1 | A | 7 | 14500 | B | 7 | 77777 | A | 7 | 1.3 | E | 8 | 0.141 | F | 8 | 0.16 | F | 8 | 0 | 1 | D | 9 | 0 | C | 8
[26 empty] | 3679900% | 9:00 | 588 | 1364 | 364 | 2 | 8 | 528 | 2 | 15 | 135 | 2 | 8 | 385 | 2 | 8 | 515 | 2 | 15 | 162 | 2 | 8 | 268 | 2 | 19 | 0 | E | 9 | 0 | E | 9 | 11 | A | 7 | 8 | A | 7 | 82 | A | 7 | 1003 | A | 7 | 0 | A | 7 | 0 | A | 7 | 14500 | B | 7 | 77777 | A | 7 | 1.3 | E | 8 | 0.141 | F | 8 | 0.16 | F | 8 | 0 | 1 | D | 9 | 0 | C | 8
[26 empty] | 3679900% | 10:00 | 781 | 1364 | 510 | 2 | 8 | 616 | 2 | 15 | 156 | 2 | 8 | 531 | 2 | 8 | 612 | 2 | 15 | 179 | 2 | 8 | 350 | 2 | 19 | 0 | E | 9 | 0 | E | 9 | 13 | A | 7 | 9 | A | 7 | 77 | A | 7 | 1003 | A | 7 | 0 | A | 7 | 0 | A | 7 | 16100 | B | 7 | 77777 | A | 7 | 1.3 | E | 8 | 0.141 | F | 8 | 0.16 | F | 8 | 0 | 1 | D | 9 | 0 | C | 8
[26 empty] | 3679900% | 11:00 | 917 | 1364 | 636 | 2 | 8 | 671 | 2 | 15 | 184 | 2 | 8 | 667 | 2 | 8 | 676 | 2 | 15 | 211 | 2 | 8 | 481 | 2 | 19 | 3 | E | 9 | 3 | E | 9 | 14 | A | 7 | 9 | A | 7 | 72 | A | 7 | 1003 | A | 7 | 220 | A | 7 | 2.1 | A | 7 | 16100 | B | 7 | 77777 | A | 7 | 1.3 | E | 8 | 0.141 | F | 8 | 0.16 | F | 8 | 0 | 1 | D | 9 | 0 | C | 8
[26 empty] | 3679900% | 12:00 | 989 | 1364 | 633 | 2 | 8 | 535 | 2 | 15 | 244 | 2 | 8 | 679 | 2 | 8 | 556 | 2 | 15 | 275 | 2 | 8 | 721 | 2 | 19 | 3 | E | 9 | 3 | E | 9 | 16 | A | 7 | 9 | A | 7 | 63 | A | 7 | 1002 | A | 7 | 200 | B | 8 | 3.4 | B | 8 | 16100 | B | 7 | 77777 | A | 7 | 1.4 | E | 8 | 0.141 | F | 8 | 0.16 | F | 8 | 0 | 1 | D | 9 | 0 | C | 8
[26 empty] | 3679900% | 13:00 | 989 | 1364 | 684 | 2 | 8 | 653 | 2 | 15 | 209 | 2 | 8 | 716 | 2 | 8 | 658 | 2 | 15 | 237 | 2 | 8 | 604 | 2 | 19 | 0 | E | 9 | 0 | E | 9 | 17 | A | 7 | 9 | A | 7 | 59 | A | 7 | 1001 | A | 7 | 180 | A | 7 | 4.6 | A | 7 | 16100 | B | 7 | 77777 | A | 7 | 1.4 | E | 8 | 0.141 | F | 8 | 0.16 | F | 8 | 0 | 1 | D | 9 | 0 | C | 8
[26 empty] | 3679900% | 14:00 | 919 | 1364 | 628 | 2 | 8 | 662 | 2 | 15 | 180 | 2 | 8 | 658 | 2 | 8 | 667 | 2 | 15 | 207 | 2 | 8 | 473 | 2 | 19 | 0 | E | 9 | 0 | E | 9 | 17 | A | 7 | 8 | A | 7 | 55 | A | 7 | 1000 | A | 7 | 160 | A | 7 | 3.1 | A | 7 | 16100 | B | 7 | 77777 | A | 7 | 1.4 | E | 8 | 0.141 | F | 8 | 0.16 | F | 8 | 0 | 1 | D | 9 | 0 | C | 8
[26 empty] | 3679900% | 15:00 | 783 | 1364 | 513 | 2 | 8 | 651 | 2 | 15 | 138 | 2 | 8 | 539 | 2 | 8 | 651 | 2 | 15 | 164 | 2 | 8 | 317 | 2 | 19 | 0 | E | 9 | 0 | E | 9 | 18 | A | 7 | 10 | A | 7 | 59 | A | 7 | 1000 | A | 7 | 130 | A | 7 | 4.1 | A | 7 | 16100 | B | 7 | 77777 | A | 7 | 1.4 | E | 8 | 0.141 | F | 8 | 0.16 | F | 8 | 0 | 1 | D | 9 | 0 | C | 8
[26 empty] | 3679900% | 16:00 | 591 | 1364 | 364 | 2 | 8 | 595 | 2 | 15 | 106 | 2 | 8 | 380 | 2 | 8 | 572 | 2 | 15 | 131 | 2 | 8 | 212 | 2 | 19 | 0 | E | 9 | 0 | E | 9 | 18 | A | 7 | 10 | A | 7 | 59 | A | 7 | 999 | A | 7 | 180 | A | 7 | 4.1 | A | 7 | 16100 | B | 7 | 77777 | A | 7 | 1.4 | E | 8 | 0.141 | F | 8 | 0.16 | F | 8 | 0 | 1 | D | 9 | 0 | C | 8
[26 empty] | 3679900% | 17:00 | 356 | 1364 | 181 | 2 | 8 | 413 | 2 | 15 | 73 | 2 | 8 | 192 | 2 | 8 | 348 | 2 | 15 | 101 | 2 | 8 | 133 | 2 | 19 | 3 | E | 9 | 3 | E | 9 | 18 | A | 7 | 11 | A | 7 | 64 | A | 7 | 999 | A | 7 | 160 | A | 7 | 2.6 | A | 7 | 16100 | B | 7 | 77777 | A | 7 | 1.5 | E | 8 | 0.141 | F | 8 | 0.16 | F | 8 | 0 | 1 | D | 9 | 0 | C | 8
[26 empty] | 3679900% | 18:00 | 99 | 1193 | 25 | 2 | 8 | 110 | 2 | 15 | 17 | 2 | 8 | 29 | 2 | 8 | 52 | 2 | 15 | 25 | 2 | 8 | 29 | 2 | 19 | 3 | E | 9 | 3 | E | 9 | 16 | A | 7 | 11 | A | 7 | 72 | A | 7 | 999 | A | 7 | 140 | A | 7 | 2.1 | A | 7 | 16100 | B | 7 | 77777 | A | 7 | 1.5 | E | 8 | 0.141 | F | 8 | 0.16 | F | 8 | 0 | 1 | D | 9 | 0 | C | 8
[26 empty] | 3679900% | 19:00 | 0 | 0 | 0 | 2 | 0 | 0 | 2 | 0 | 0 | 2 | 0 | 0 | 2 | 0 | 0 | 2 | 0 | 0 | 2 | 0 | 0 | 2 | 0 | 0 | E | 9 | 0 | A | 7 | 15 | A | 7 | 11 | A | 7 | 77 | A | 7 | 999 | A | 7 | 150 | A | 7 | 2.1 | A | 7 | 16100 | B | 7 | 77777 | A | 7 | 1.5 | E | 8 | 0.141 | F | 8 | 0.16 | F | 8 | 0 | 1 | D | 9 | 0 | C | 8
[26 empty] | 3679900% | 20:00 | 0 | 0 | 0 | 2 | 0 | 0 | 2 | 0 | 0 | 2 | 0 | 0 | 2 | 0 | 0 | 2 | 0 | 0 | 2 | 0 | 0 | 2 | 0 | 0 | E | 9 | 0 | E | 9 | 14 | A | 7 | 11 | A | 7 | 82 | A | 7 | 999 | A | 7 | 100 | A | 7 | 2.6 | A | 7 | 16100 | B | 7 | 77777 | A | 7 | 1.6 | E | 8 | 0.141 | F | 8 | 0.16 | F | 8 | 0 | 1 | D | 9 | 0 | C | 8
[26 empty] | 3679900% | 21:00 | 0 | 0 | 0 | 2 | 0 | 0 | 2 | 0 | 0 | 2 | 0 | 0 | 2 | 0 | 0 | 2 | 0 | 0 | 2 | 0 | 0 | 2 | 0 | 0 | E | 9 | 0 | E | 9 | 12 | A | 7 | 11 | A | 7 | 94 | A | 7 | 999 | A | 7 | 90 | A | 7 | 2.6 | A | 7 | 14500 | B | 7 | 77777 | A | 7 | 1.6 | E | 8 | 0.141 | F | 8 | 0.16 | F | 8 | 0 | 1 | D | 9 | 0 | C | 8
[26 empty] | 3679900% | 22:00 | 0 | 0 | 0 | 2 | 0 | 0 | 2 | 0 | 0 | 2 | 0 | 0 | 2 | 0 | 0 | 2 | 0 | 0 | 2 | 0 | 0 | 2 | 0 | 0 | E | 9 | 0 | E | 9 | 12.2 | A | 7 | 11 | A | 7 | 88 | A | 7 | 999 | A | 7 | 120 | A | 7 | 2.2 | A | 7 | 14500 | B | 7 | 77777 | A | 7 | 1.6 | E | 8 | 0.141 | F | 8 | 0.16 | F | 8 | 0 | 1 | D | 9 | 0 | C | 8
[26 empty] | 3679900% | 23:00 | 0 | 0 | 0 | 2 | 0 | 0 | 2 | 0 | 0 | 2 | 0 | 0 | 2 | 0 | 0 | 2 | 0 | 0 | 2 | 0 | 0 | 2 | 0 | 0 | E | 9 | 0 | A | 7 | 12.3 | A | 7 | 11 | A | 7 | 87 | A | 7 | 999 | A | 7 | 0 | A | 7 | 1.9 | A | 7 | 12900 | B | 7 | 77777 | A | 7 | 1.7 | E | 8 | 0.141 | F | 8 | 0.16 | F | 8 | 0 | 1 | D | 9 | 0 | C | 8
[26 empty] | 3679900% | 24:00 | 0 | 0 | 0 | 2 | 0 | 0 | 2 | 0 | 0 | 2 | 0 | 0 | 2 | 0 | 0 | 2 | 0 | 0 | 2 | 0 | 0 | 2 | 0 | 0 | E | 9 | 0 | A | 7 | 12.5 | A | 7 | 11 | A | 7 | 88 | A | 7 | 999 | A | 7 | 0 | A | 7 | 1.5 | A | 7 | 14500 | B | 7 | 77777 | A | 7 | 1.7 | E | 8 | 0.141 | F | 8 | 0.16 | F | 8 | 0 | 1 | D | 9 | 0 | C | 8
[26 empty] | 3497300% | 1:00 | 0 | 0 | 0 | 1 | 0 | 0 | 1 | 0 | 0 | 1 | 0 | 0 | 1 | 0 | 0 | 1 | 0 | 0 | 1 | 0 | 0 | 1 | 0 | 4 | B | 8 | 4 | B | 8 | 12.6 | B | 8 | 10.9 | B | 8 | 84 | A | 7 | 997 | E | 9 | 0 | B | 8 | 1.1 | B | 8 | 14766 | C | 8 | 12689 | B | 8 | 2.1 | E | 8 | 0.141 | F | 8 | 0.14 | F | 8 | 0 | 1 | D | 9 | 0 | C | 8
[26 empty] | 3497300% | 2:00 | 0 | 0 | 0 | 1 | 0 | 0 | 1 | 0 | 0 | 1 | 0 | 0 | 1 | 0 | 0 | 1 | 0 | 0 | 1 | 0 | 0 | 1 | 0 | 6 | B | 8 | 6 | B | 8 | 12.8 | B | 8 | 10.9 | B | 8 | 85 | A | 7 | 997 | E | 9 | 0 | B | 8 | 0.7 | B | 8 | 15033 | C | 8 | 10361 | B | 8 | 2.1 | E | 8 | 0.141 | F | 8 | 0.14 | F | 8 | 0 | 1 | D | 9 | 0 | C | 8
[26 empty] | 3497300% | 3:00 | 0 | 0 | 0 | 1 | 0 | 0 | 1 | 0 | 0 | 1 | 0 | 0 | 1 | 0 | 0 | 1 | 0 | 0 | 1 | 0 | 0 | 1 | 0 | 7 | B | 8 | 7 | B | 8 | 12.9 | B | 8 | 10.9 | B | 8 | 86 | A | 7 | 997 | E | 9 | 0 | B | 8 | 0.4 | B | 8 | 15300 | C | 8 | 8033 | B | 8 | 2.1 | E | 8 | 0.141 | F | 8 | 0.14 | F | 8 | 0 | 1 | D | 9 | 0 | C | 8
[26 empty] | 3497300% | 4:00 | 0 | 0 | 0 | 1 | 0 | 0 | 1 | 0 | 0 | 1 | 0 | 0 | 1 | 0 | 0 | 1 | 0 | 0 | 1 | 0 | 0 | 1 | 0 | 8 | B | 8 | 8 | B | 8 | 13.1 | B | 8 | 10.9 | B | 8 | 86 | A | 7 | 998 | E | 9 | 0 | B | 8 | 0 | B | 8 | 15566 | C | 8 | 5706 | B | 8 | 2.2 | E | 8 | 0.141 | F | 8 | 0.14 | F | 8 | 0 | 1 | D | 9 | 0 | C | 8
[26 empty] | 3497300% | 5:00 | 0 | 0 | 0 | 1 | 0 | 0 | 1 | 0 | 0 | 1 | 0 | 0 | 1 | 0 | 0 | 1 | 0 | 0 | 1 | 0 | 0 | 1 | 0 | 9 | B | 8 | 9 | B | 8 | 13.4 | B | 8 | 11.1 | B | 8 | 86 | A | 7 | 998 | E | 9 | 0 | B | 8 | 0 | B | 8 | 15833 | C | 8 | 3378 | B | 8 | 2.2 | E | 8 | 0.141 | F | 8 | 0.14 | F | 8 | 0 | 1 | D | 9 | 0 | C | 8
[26 empty] | 3497300% | 6:00 | 0 | 0 | 0 | 1 | 0 | 0 | 1 | 0 | 0 | 1 | 0 | 0 | 1 | 0 | 0 | 1 | 0 | 0 | 1 | 0 | 0 | 1 | 0 | 10 | A | 7 | 10 | E | 9 | 13.3 | A | 7 | 11.1 | A | 7 | 87 | A | 7 | 998 | E | 9 | 0 | A | 7 | 0 | A | 7 | 16100 | B | 7 | 1050 | A | 7 | 2.2 | E | 8 | 0.141 | F | 8 | 0.14 | F | 8 | 0 | 1 | D | 9 | 0 | C | 8
[26 empty] | 3497300% | 7:00 | 95 | 1171 | 25 | 1 | 24 | 10 | 1 | 27 | 24 | 1 | 24 | 27 | 1 | 24 | 6 | 1 | 27 | 27 | 1 | 24 | 59 | 1 | 43 | 2 | A | 7 | 2 | E | 9 | 12.2 | A | 7 | 10 | A | 7 | 86 | A | 7 | 998 | E | 9 | 360 | A | 7 | 2 | A | 7 | 11300 | B | 7 | 77777 | A | 7 | 2.2 | E | 8 | 0.141 | F | 8 | 0.14 | F | 8 | 0 | 1 | D | 9 | 0 | C | 8
[26 empty] | 3497300% | 8:00 | 351 | 1364 | 133 | 1 | 25 | 169 | 1 | 28 | 89 | 1 | 25 | 141 | 1 | 25 | 143 | 1 | 28 | 104 | 1 | 25 | 171 | 1 | 45 | 2 | B | 8 | 2 | B | 8 | 14.5 | B | 8 | 11.2 | B | 8 | 81 | A | 7 | 999 | E | 9 | 280 | B | 8 | 1.8 | B | 8 | 13700 | C | 8 | 77777 | B | 8 | 2.2 | E | 8 | 0.141 | F | 8 | 0.14 | F | 8 | 0 | 1 | D | 9 | 0 | C | 8
[26 empty] | 3497300% | 9:00 | 587 | 1364 | 309 | 1 | 24 | 382 | 1 | 27 | 144 | 1 | 24 | 325 | 1 | 24 | 372 | 1 | 27 | 164 | 1 | 24 | 288 | 1 | 43 | 2 | A | 7 | 2 | E | 9 | 17.2 | A | 7 | 12.2 | A | 7 | 72 | A | 7 | 999 | E | 9 | 200 | A | 7 | 1.5 | A | 7 | 16100 | B | 7 | 77777 | A | 7 | 2.2 | E | 8 | 0.141 | F | 8 | 0.14 | F | 8 | 0 | 1 | D | 9 | 0 | C | 8
[26 empty] | 3497300% | 10:00 | 779 | 1364 | 388 | 1 | 24 | 299 | 1 | 27 | 217 | 1 | 24 | 420 | 1 | 24 | 316 | 1 | 27 | 239 | 1 | 24 | 516 | 1 | 43 | 3 | A | 7 | 3 | E | 9 | 20 | A | 7 | 13.3 | A | 7 | 65 | A | 7 | 998 | E | 9 | 200 | A | 7 | 2 | A | 7 | 14500 | B | 7 | 77777 | A | 7 | 2.2 | E | 8 | 0.141 | F | 8 | 0.14 | F | 8 | 0 | 1 | D | 9 | 0 | C | 8
[26 empty] | 3497300% | 11:00 | 916 | 1364 | 410 | 1 | 24 | 101 | 1 | 27 | 342 | 1 | 24 | 451 | 1 | 24 | 104 | 1 | 27 | 381 | 1 | 24 | 1144 | 1 | 43 | 9 | A | 7 | 7 | E | 9 | 21.1 | A | 7 | 13.8 | A | 7 | 63 | A | 7 | 998 | E | 9 | 220 | A | 7 | 3 | A | 7 | 16100 | B | 7 | 750 | A | 7 | 2.2 | E | 8 | 0.141 | F | 8 | 0.14 | F | 8 | 0 | 1 | D | 9 | 0 | C | 8
[26 empty] | 3497300% | 12:00 | 987 | 1364 | 617 | 1 | 24 | 458 | 1 | 27 | 285 | 1 | 24 | 652 | 1 | 24 | 475 | 1 | 27 | 307 | 1 | 24 | 851 | 1 | 43 | 3 | A | 7 | 3 | E | 9 | 22.2 | A | 7 | 13.8 | A | 7 | 59 | A | 7 | 998 | E | 9 | 180 | A | 7 | 2.5 | A | 7 | 22500 | B | 7 | 77777 | A | 7 | 2.2 | E | 8 | 0.141 | F | 8 | 0.14 | F | 8 | 0 | 1 | D | 9 | 0 | C | 8
[26 empty] | 3497300% | 13:00 | 988 | 1364 | 672 | 1 | 24 | 582 | 1 | 27 | 250 | 1 | 24 | 720 | 1 | 24 | 605 | 1 | 27 | 280 | 1 | 24 | 739 | 1 | 43 | 2 | A | 7 | 2 | E | 9 | 23.3 | A | 7 | 14.4 | A | 7 | 57 | A | 7 | 997 | E | 9 | 150 | A | 7 | 1.5 | A | 7 | 22500 | B | 7 | 77777 | A | 7 | 2.2 | E | 8 | 0.141 | F | 8 | 0.14 | F | 8 | 0 | 1 | D | 9 | 0 | C | 8
[26 empty] | 3497300% | 14:00 | 918 | 1364 | 555 | 1 | 24 | 416 | 1 | 27 | 275 | 1 | 24 | 603 | 1 | 24 | 447 | 1 | 27 | 301 | 1 | 24 | 751 | 1 | 43 | 3 | A | 7 | 3 | E | 9 | 24.4 | A | 7 | 14.4 | A | 7 | 54 | A | 7 | 996 | E | 9 | 200 | A | 7 | 2.5 | A | 7 | 22500 | B | 7 | 77777 | A | 7 | 2.2 | E | 8 | 0.141 | F | 8 | 0.14 | F | 8 | 0 | 1 | D | 9 | 0 | C | 8
[26 empty] | 3497300% | 15:00 | 782 | 1364 | 505 | 1 | 24 | 470 | 1 | 27 | 235 | 1 | 24 | 526 | 1 | 24 | 478 | 1 | 27 | 251 | 1 | 24 | 548 | 1 | 43 | 2 | A | 7 | 2 | E | 9 | 25 | A | 7 | 14.4 | A | 7 | 52 | A | 7 | 996 | E | 9 | 150 | A | 7 | 1.5 | A | 7 | 22500 | B | 7 | 77777 | A | 7 | 2.1 | E | 8 | 0.141 | F | 8 | 0.14 | F | 8 | 0 | 1 | D | 9 | 0 | C | 8
[26 empty] | 3497300% | 16:00 | 590 | 1364 | 334 | 1 | 24 | 433 | 1 | 27 | 147 | 1 | 24 | 352 | 1 | 24 | 422 | 1 | 27 | 169 | 1 | 24 | 295 | 1 | 43 | 0 | A | 7 | 0 | E | 9 | 24.4 | A | 7 | 14.4 | A | 7 | 54 | A | 7 | 996 | E | 9 | 160 | A | 7 | 2.5 | A | 7 | 24100 | B | 7 | 77777 | A | 7 | 2.1 | E | 8 | 0.141 | F | 8 | 0.14 | F | 8 | 0 | 1 | D | 9 | 0 | C | 8
[26 empty] | 3497300% | 17:00 | 354 | 1364 | 154 | 1 | 24 | 237 | 1 | 27 | 92 | 1 | 24 | 163 | 1 | 24 | 202 | 1 | 27 | 111 | 1 | 24 | 178 | 1 | 43 | 0 | A | 7 | 0 | E | 9 | 22.7 | A | 7 | 13.8 | A | 7 | 57 | A | 7 | 996 | E | 9 | 170 | A | 7 | 2.5 | A | 7 | 24100 | B | 7 | 77777 | A | 7 | 2.1 | E | 8 | 0.141 | F | 8 | 0.14 | F | 8 | 0 | 1 | D | 9 | 0 | C | 8
[26 empty] | 3497300% | 18:00 | 97 | 1193 | 26 | 1 | 24 | 15 | 1 | 27 | 25 | 1 | 24 | 29 | 1 | 24 | 9 | 1 | 27 | 28 | 1 | 24 | 61 | 1 | 43 | 0 | A | 7 | 0 | E | 9 | 20.5 | A | 7 | 13.3 | A | 7 | 63 | A | 7 | 996 | E | 9 | 180 | A | 7 | 2.5 | A | 7 | 24100 | B | 7 | 77777 | A | 7 | 2.1 | E | 8 | 0.141 | F | 8 | 0.14 | F | 8 | 0 | 1 | D | 9 | 0 | C | 8
[26 empty] | 3497300% | 19:00 | 0 | 0 | 0 | 1 | 0 | 0 | 1 | 0 | 0 | 1 | 0 | 0 | 1 | 0 | 0 | 1 | 0 | 0 | 1 | 0 | 0 | 1 | 0 | 1 | B | 8 | 1 | B | 8 | 19.4 | B | 8 | 13.1 | B | 8 | 67 | A | 7 | 996 | E | 9 | 170 | B | 8 | 2.3 | B | 8 | 22358 | C | 8 | 77777 | B | 8 | 2.1 | E | 8 | 0.141 | F | 8 | 0.14 | F | 8 | 0 | 1 | D | 9 | 0 | C | 8
[26 empty] | 3497300% | 20:00 | 0 | 0 | 0 | 1 | 0 | 0 | 1 | 0 | 0 | 1 | 0 | 0 | 1 | 0 | 0 | 1 | 0 | 0 | 1 | 0 | 0 | 1 | 0 | 2 | B | 8 | 2 | B | 8 | 18.2 | B | 8 | 12.6 | B | 8 | 70 | A | 7 | 996 | E | 9 | 150 | B | 8 | 2.1 | B | 8 | 20616 | C | 8 | 77777 | B | 8 | 2.1 | E | 8 | 0.141 | F | 8 | 0.14 | F | 8 | 0 | 1 | D | 9 | 0 | C | 8
[26 empty] | 3497300% | 21:00 | 0 | 0 | 0 | 1 | 0 | 0 | 1 | 0 | 0 | 1 | 0 | 0 | 1 | 0 | 0 | 1 | 0 | 0 | 1 | 0 | 0 | 1 | 0 | 3 | B | 8 | 3 | B | 8 | 17.5 | B | 8 | 12.8 | B | 8 | 74 | A | 7 | 996 | E | 9 | 140 | B | 8 | 1.9 | B | 8 | 18875 | C | 8 | 77777 | B | 8 | 2.1 | E | 8 | 0.141 | F | 8 | 0.14 | F | 8 | 0 | 1 | D | 9 | 0 | C | 8
[26 empty] | 3497300% | 22:00 | 0 | 0 | 0 | 1 | 0 | 0 | 1 | 0 | 0 | 1 | 0 | 0 | 1 | 0 | 0 | 1 | 0 | 0 | 1 | 0 | 0 | 1 | 0 | 3 | B | 8 | 3 | B | 8 | 16.6 | B | 8 | 12.4 | B | 8 | 76 | A | 7 | 995 | E | 9 | 120 | B | 8 | 1.7 | B | 8 | 17133 | C | 8 | 77777 | B | 8 | 2.1 | E | 8 | 0.141 | F | 8 | 0.14 | F | 8 | 0 | 1 | D | 9 | 0 | C | 8
[26 empty] | 3497300% | 23:00 | 0 | 0 | 0 | 1 | 0 | 0 | 1 | 0 | 0 | 1 | 0 | 0 | 1 | 0 | 0 | 1 | 0 | 0 | 1 | 0 | 0 | 1 | 0 | 4 | B | 8 | 4 | B | 8 | 16.1 | B | 8 | 12.3 | B | 8 | 78 | A | 7 | 995 | E | 9 | 110 | B | 8 | 1.5 | B | 8 | 15391 | C | 8 | 77777 | B | 8 | 2.1 | E | 8 | 0.141 | F | 8 | 0.14 | F | 8 | 0 | 1 | D | 9 | 0 | C | 8
[26 empty] | 3497300% | 24:00 | 0 | 0 | 0 | 1 | 0 | 0 | 1 | 0 | 0 | 1 | 0 | 0 | 1 | 0 | 0 | 1 | 0 | 0 | 1 | 0 | 0 | 1 | 0 | 5 | B | 8 | 5 | B | 8 | 15.5 | B | 8 | 12.1 | B | 8 | 80 | A | 7 | 995 | E | 9 | 90 | B | 8 | 1.3 | B | 8 | 13650 | C | 8 | 77777 | B | 8 | 2 | E | 8 | 0.141 | F | 8 | 0.14 | F | 8 | 0 | 1 | D | 9 | 0 | C | 8
[26 empty] | 3497400% | 1:00 | 0 | 0 | 0 | 1 | 0 | 0 | 1 | 0 | 0 | 1 | 0 | 0 | 1 | 0 | 0 | 1 | 0 | 0 | 1 | 0 | 0 | 1 | 0 | 6 | B | 8 | 6 | B | 8 | 15 | B | 8 | 12.2 | B | 8 | 83 | A | 7 | 994 | E | 9 | 80 | B | 8 | 1 | B | 8 | 11908 | C | 8 | 77777 | B | 8 | 2 | E | 8 | 0.14 | F | 8 | 0.14 | F | 8 | 0 | 1 | D | 9 | 45 | C | 8
[26 empty] | 3497400% | 2:00 | 0 | 0 | 0 | 1 | 0 | 0 | 1 | 0 | 0 | 1 | 0 | 0 | 1 | 0 | 0 | 1 | 0 | 0 | 1 | 0 | 0 | 1 | 0 | 7 | B | 8 | 7 | B | 8 | 14.5 | B | 8 | 12 | B | 8 | 85 | A | 7 | 994 | E | 9 | 60 | B | 8 | 0.8 | B | 8 | 10166 | C | 8 | 77777 | B | 8 | 2 | E | 8 | 0.14 | F | 8 | 0.14 | F | 8 | 0 | 1 | D | 9 | 45 | C | 8
[26 empty] | 3497400% | 3:00 | 0 | 0 | 0 | 1 | 0 | 0 | 1 | 0 | 0 | 1 | 0 | 0 | 1 | 0 | 0 | 1 | 0 | 0 | 1 | 0 | 0 | 1 | 0 | 8 | B | 8 | 8 | B | 8 | 14 | B | 8 | 11.9 | B | 8 | 87 | A | 7 | 993 | E | 9 | 50 | B | 8 | 0.6 | B | 8 | 8425 | C | 8 | 77777 | B | 8 | 2 | E | 8 | 0.14 | F | 8 | 0.14 | F | 8 | 0 | 1 | D | 9 | 45 | C | 8
[26 empty] | 3497400% | 4:00 | 0 | 0 | 0 | 1 | 0 | 0 | 1 | 0 | 0 | 1 | 0 | 0 | 1 | 0 | 0 | 1 | 0 | 0 | 1 | 0 | 0 | 1 | 0 | 8 | B | 8 | 8 | B | 8 | 13.8 | B | 8 | 11.8 | B | 8 | 88 | A | 7 | 993 | E | 9 | 30 | B | 8 | 0.4 | B | 8 | 6683 | C | 8 | 77777 | B | 8 | 2 | E | 8 | 0.14 | F | 8 | 0.14 | F | 8 | 0 | 1 | D | 9 | 45 | C | 8
[26 empty] | 3497400% | 5:00 | 0 | 0 | 0 | 1 | 0 | 0 | 1 | 0 | 0 | 1 | 0 | 0 | 1 | 0 | 0 | 1 | 0 | 0 | 1 | 0 | 0 | 1 | 0 | 9 | B | 8 | 9 | B | 8 | 13.2 | B | 8 | 11.5 | B | 8 | 89 | A | 7 | 993 | E | 9 | 20 | B | 8 | 0.2 | B | 8 | 4941 | C | 8 | 77777 | B | 8 | 2 | E | 8 | 0.14 | F | 8 | 0.14 | F | 8 | 0 | 1 | D | 9 | 45 | C | 8
[26 empty] | 3497400% | 6:00 | 0 | 0 | 0 | 1 | 0 | 0 | 1 | 0 | 0 | 1 | 0 | 0 | 1 | 0 | 0 | 1 | 0 | 0 | 1 | 0 | 0 | 1 | 0 | 10 | A | 7 | 10 | E | 9 | 12.7 | A | 7 | 11.6 | A | 7 | 93 | A | 7 | 994 | E | 9 | 0 | A | 7 | 0 | A | 7 | 3200 | B | 7 | 77777 | A | 7 | 2 | E | 8 | 0.14 | F | 8 | 0.14 | F | 8 | 0 | 1 | D | 9 | 45 | C | 8
[26 empty] | 3497400% | 7:00 | 91 | 1149 | 16 | 1 | 24 | 0 | 1 | 27 | 16 | 1 | 24 | 19 | 1 | 24 | 0 | 1 | 27 | 19 | 1 | 24 | 59 | 1 | 43 | 10 | A | 7 | 10 | E | 9 | 12.7 | A | 7 | 11.6 | A | 7 | 93 | A | 7 | 994 | E | 9 | 0 | A | 7 | 0 | A | 7 | 2400 | B | 7 | 77777 | A | 7 | 2 | E | 8 | 0.14 | F | 8 | 0.14 | F | 8 | 0 | 1 | D | 9 | 45 | C | 8
[26 empty] | 3497400% | 8:00 | 346 | 1365 | 76 | 1 | 24 | 0 | 1 | 27 | 76 | 1 | 24 | 86 | 1 | 24 | 0 | 1 | 27 | 86 | 1 | 24 | 283 | 1 | 43 | 10 | A | 7 | 10 | E | 9 | 15 | A | 7 | 12.7 | A | 7 | 86 | A | 7 | 995 | E | 9 | 0 | A | 7 | 0 | A | 7 | 3200 | B | 7 | 77777 | A | 7 | 2 | E | 8 | 0.14 | F | 8 | 0.14 | F | 8 | 0 | 1 | D | 9 | 45 | C | 8
[26 empty] | 3497400% | 9:00 | 582 | 1365 | 146 | 1 | 24 | 0 | 1 | 27 | 146 | 1 | 24 | 167 | 1 | 24 | 0 | 1 | 27 | 167 | 1 | 24 | 583 | 1 | 43 | 10 | A | 7 | 10 | E | 9 | 20 | A | 7 | 15 | A | 7 | 73 | A | 7 | 996 | E | 9 | 0 | A | 7 | 0 | A | 7 | 8000 | B | 7 | 77777 | A | 7 | 2 | E | 8 | 0.14 | F | 8 | 0.14 | F | 8 | 0 | 1 | D | 9 | 45 | C | 8
[26 empty] | 3497400% | 10:00 | 775 | 1365 | 205 | 1 | 24 | 0 | 1 | 27 | 205 | 1 | 24 | 237 | 1 | 24 | 0 | 1 | 27 | 237 | 1 | 24 | 870 | 1 | 43 | 10 | A | 7 | 10 | E | 9 | 22.2 | A | 7 | 15.5 | A | 7 | 66 | A | 7 | 996 | E | 9 | 0 | A | 7 | 0 | A | 7 | 8000 | B | 7 | 77777 | A | 7 | 2 | E | 8 | 0.14 | F | 8 | 0.14 | F | 8 | 0 | 1 | D | 9 | 5 | C | 8
[26 empty] | 3497400% | 11:00 | 911 | 1365 | 247 | 1 | 24 | 0 | 1 | 27 | 247 | 1 | 24 | 287 | 1 | 24 | 0 | 1 | 27 | 287 | 1 | 24 | 1089 | 1 | 43 | 10 | A | 7 | 10 | E | 9 | 24.4 | A | 7 | 15.5 | A | 7 | 58 | A | 7 | 996 | E | 9 | 0 | A | 7 | 0 | A | 7 | 9700 | B | 7 | 77777 | A | 7 | 2 | E | 8 | 0.14 | F | 8 | 0.14 | F | 8 | 0 | 1 | D | 9 | 5 | C | 8
[26 empty] | 3497400% | 12:00 | 982 | 1365 | 740 | 1 | 24 | 903 | 1 | 27 | 90 | 1 | 24 | 771 | 1 | 24 | 901 | 1 | 27 | 121 | 1 | 24 | 243 | 1 | 43 | 0 | A | 7 | 0 | E | 9 | 26.6 | A | 7 | 15.5 | A | 7 | 51 | A | 7 | 996 | E | 9 | 0 | A | 7 | 0 | A | 7 | 12900 | B | 7 | 77777 | A | 7 | 2 | E | 8 | 0.14 | F | 8 | 0.14 | F | 8 | 0 | 1 | D | 9 | 5 | C | 8
[26 empty] | 3497400% | 13:00 | 982 | 1365 | 740 | 1 | 24 | 902 | 1 | 27 | 90 | 1 | 24 | 770 | 1 | 24 | 900 | 1 | 27 | 121 | 1 | 24 | 243 | 1 | 43 | 0 | A | 7 | 0 | E | 9 | 27.7 | A | 7 | 12.7 | A | 7 | 40 | A | 7 | 996 | E | 9 | 250 | A | 7 | 2.5 | A | 7 | 16100 | B | 7 | 77777 | A | 7 | 2.1 | E | 8 | 0.14 | F | 8 | 0.14 | F | 8 | 0 | 1 | D | 9 | 0 | C | 8
[26 empty] | 3497400% | 14:00 | 911 | 1365 | 677 | 1 | 24 | 885 | 1 | 27 | 85 | 1 | 24 | 706 | 1 | 24 | 881 | 1 | 27 | 116 | 1 | 24 | 214 | 1 | 43 | 0 | A | 7 | 0 | E | 9 | 28.3 | A | 7 | 13.3 | A | 7 | 40 | A | 7 | 996 | E | 9 | 240 | A | 7 | 3 | A | 7 | 24100 | B | 7 | 77777 | A | 7 | 2.1 | E | 8 | 0.14 | F | 8 | 0.14 | F | 8 | 0 | 1 | D | 9 | 0 | C | 8
[26 empty] | 3497400% | 15:00 | 775 | 1365 | 557 | 1 | 24 | 846 | 1 | 27 | 76 | 1 | 24 | 583 | 1 | 24 | 833 | 1 | 27 | 108 | 1 | 24 | 175 | 1 | 43 | 0 | A | 7 | 0 | E | 9 | 28.3 | A | 7 | 13.8 | A | 7 | 41 | A | 7 | 996 | E | 9 | 240 | A | 7 | 2 | A | 7 | 24100 | B | 7 | 77777 | A | 7 | 2.1 | E | 8 | 0.14 | F | 8 | 0.14 | F | 8 | 0 | 1 | D | 9 | 0 | C | 8
[26 empty] | 3497400% | 16:00 | 583 | 1365 | 390 | 1 | 24 | 770 | 1 | 27 | 61 | 1 | 24 | 416 | 1 | 24 | 745 | 1 | 27 | 97 | 1 | 24 | 135 | 1 | 43 | 0 | A | 7 | 0 | E | 9 | 28.3 | A | 7 | 14.4 | A | 7 | 43 | A | 7 | 996 | E | 9 | 240 | A | 7 | 2.5 | A | 7 | 24100 | B | 7 | 77777 | A | 7 | 2.1 | E | 8 | 0.14 | F | 8 | 0.14 | F | 8 | 0 | 1 | D | 9 | 0 | C | 8
[26 empty] | 3497400% | 17:00 | 347 | 1365 | 177 | 1 | 24 | 490 | 1 | 27 | 52 | 1 | 24 | 185 | 1 | 24 | 414 | 1 | 27 | 79 | 1 | 24 | 99 | 1 | 43 | 3 | A | 7 | 1 | E | 9 | 27.2 | A | 7 | 13.8 | A | 7 | 44 | A | 7 | 996 | E | 9 | 250 | A | 7 | 2.5 | A | 7 | 24100 | B | 7 | 77777 | A | 7 | 2.1 | E | 8 | 0.14 | F | 8 | 0.14 | F | 8 | 0 | 1 | D | 9 | 0 | C | 8
[26 empty] | 3497400% | 18:00 | 91 | 1149 | 35 | 1 | 24 | 181 | 1 | 27 | 20 | 1 | 24 | 36 | 1 | 24 | 94 | 1 | 27 | 28 | 1 | 24 | 36 | 1 | 43 | 2 | A | 7 | 1 | E | 9 | 25 | A | 7 | 13.8 | A | 7 | 50 | A | 7 | 997 | E | 9 | 230 | A | 7 | 1.5 | A | 7 | 24100 | B | 7 | 77777 | A | 7 | 2.1 | E | 8 | 0.14 | F | 8 | 0.14 | F | 8 | 0 | 1 | D | 9 | 0 | C | 8
[26 empty] | 3497400% | 19:00 | 0 | 0 | 0 | 1 | 0 | 0 | 1 | 0 | 0 | 1 | 0 | 0 | 1 | 0 | 0 | 1 | 0 | 0 | 1 | 0 | 0 | 1 | 0 | 3 | A | 7 | 1 | E | 9 | 22.7 | A | 7 | 13.3 | A | 7 | 55 | A | 7 | 998 | E | 9 | 0 | A | 7 | 0 | A | 7 | 24100 | B | 7 | 77777 | A | 7 | 2.1 | E | 8 | 0.14 | F | 8 | 0.14 | F | 8 | 0 | 1 | D | 9 | 0 | C | 8
[26 empty] | 3497400% | 20:00 | 0 | 0 | 0 | 1 | 0 | 0 | 1 | 0 | 0 | 1 | 0 | 0 | 1 | 0 | 0 | 1 | 0 | 0 | 1 | 0 | 0 | 1 | 0 | 3 | B | 8 | 1 | B | 8 | 21.3 | B | 8 | 12.6 | B | 8 | 58 | A | 7 | 998 | E | 9 | 0 | B | 8 | 0 | B | 8 | 24100 | C | 8 | 77777 | B | 8 | 2.1 | E | 8 | 0.14 | F | 8 | 0.14 | F | 8 | 0 | 1 | D | 9 | 0 | C | 8
[26 empty] | 3497400% | 21:00 | 0 | 0 | 0 | 1 | 0 | 0 | 1 | 0 | 0 | 1 | 0 | 0 | 1 | 0 | 0 | 1 | 0 | 0 | 1 | 0 | 0 | 1 | 0 | 3 | B | 8 | 1 | B | 8 | 20.3 | B | 8 | 12.6 | B | 8 | 61 | A | 7 | 998 | E | 9 | 0 | B | 8 | 0 | B | 8 | 24100 | C | 8 | 77777 | B | 8 | 2.2 | E | 8 | 0.14 | F | 8 | 0.14 | F | 8 | 0 | 1 | D | 9 | 0 | C | 8
[26 empty] | 3497400% | 22:00 | 0 | 0 | 0 | 1 | 0 | 0 | 1 | 0 | 0 | 1 | 0 | 0 | 1 | 0 | 0 | 1 | 0 | 0 | 1 | 0 | 0 | 1 | 0 | 3 | B | 8 | 2 | B | 8 | 19.2 | B | 8 | 12.1 | B | 8 | 63 | A | 7 | 998 | E | 9 | 0 | B | 8 | 0 | B | 8 | 24100 | C | 8 | 77777 | B | 8 | 2.2 | E | 8 | 0.14 | F | 8 | 0.14 | F | 8 | 0 | 1 | D | 9 | 0 | C | 8
[26 empty] | 3497400% | 23:00 | 0 | 0 | 0 | 1 | 0 | 0 | 1 | 0 | 0 | 1 | 0 | 0 | 1 | 0 | 0 | 1 | 0 | 0 | 1 | 0 | 0 | 1 | 0 | 3 | B | 8 | 2 | B | 8 | 18.5 | B | 8 | 11.9 | B | 8 | 65 | A | 7 | 998 | E | 9 | 0 | B | 8 | 0 | B | 8 | 24100 | C | 8 | 77777 | B | 8 | 2.2 | E | 8 | 0.14 | F | 8 | 0.14 | F | 8 | 0 | 1 | D | 9 | 0 | C | 8
[26 empty] | 3497400% | 24:00 | 0 | 0 | 0 | 1 | 0 | 0 | 1 | 0 | 0 | 1 | 0 | 0 | 1 | 0 | 0 | 1 | 0 | 0 | 1 | 0 | 0 | 1 | 0 | 3 | B | 8 | 2 | B | 8 | 17.6 | B | 8 | 11.5 | B | 8 | 67 | A | 7 | 998 | E | 9 | 0 | B | 8 | 0 | B | 8 | 24100 | C | 8 | 77777 | B | 8 | 2.2 | E | 8 | 0.14 | F | 8 | 0.14 | F | 8 | 0 | 1 | D | 9 | 0 | C | 8
[26 empty] | 3497500% | 1:00 | 0 | 0 | 0 | 1 | 0 | 0 | 1 | 0 | 0 | 1 | 0 | 0 | 1 | 0 | 0 | 1 | 0 | 0 | 1 | 0 | 0 | 1 | 0 | 3 | B | 8 | 2 | B | 8 | 16.9 | B | 8 | 11.4 | B | 8 | 70 | A | 7 | 998 | E | 9 | 0 | B | 8 | 0 | B | 8 | 24100 | C | 8 | 77777 | B | 8 | 2.2 | E | 8 | 0.139 | F | 8 | 0.14 | F | 8 | 0 | 1 | D | 9 | 0 | C | 8
[26 empty] | 3497500% | 2:00 | 0 | 0 | 0 | 1 | 0 | 0 | 1 | 0 | 0 | 1 | 0 | 0 | 1 | 0 | 0 | 1 | 0 | 0 | 1 | 0 | 0 | 1 | 0 | 3 | B | 8 | 2 | B | 8 | 16.1 | B | 8 | 11 | B | 8 | 72 | A | 7 | 998 | E | 9 | 0 | B | 8 | 0 | B | 8 | 24100 | C | 8 | 77777 | B | 8 | 2.2 | E | 8 | 0.139 | F | 8 | 0.14 | F | 8 | 0 | 1 | D | 9 | 0 | C | 8
[26 empty] | 3497500% | 3:00 | 0 | 0 | 0 | 1 | 0 | 0 | 1 | 0 | 0 | 1 | 0 | 0 | 1 | 0 | 0 | 1 | 0 | 0 | 1 | 0 | 0 | 1 | 0 | 3 | B | 8 | 3 | B | 8 | 15.4 | B | 8 | 10.8 | B | 8 | 74 | A | 7 | 998 | E | 9 | 0 | B | 8 | 0 | B | 8 | 24100 | C | 8 | 77777 | B | 8 | 2.2 | E | 8 | 0.139 | F | 8 | 0.14 | F | 8 | 0 | 1 | D | 9 | 0 | C | 8
[26 empty] | 3497500% | 4:00 | 0 | 0 | 0 | 1 | 0 | 0 | 1 | 0 | 0 | 1 | 0 | 0 | 1 | 0 | 0 | 1 | 0 | 0 | 1 | 0 | 0 | 1 | 0 | 3 | B | 8 | 3 | B | 8 | 14.9 | B | 8 | 10.6 | B | 8 | 75 | A | 7 | 998 | E | 9 | 0 | B | 8 | 0 | B | 8 | 24100 | C | 8 | 77777 | B | 8 | 2.3 | E | 8 | 0.139 | F | 8 | 0.14 | F | 8 | 0 | 1 | D | 9 | 0 | C | 8
[26 empty] | 3497500% | 5:00 | 0 | 0 | 0 | 1 | 0 | 0 | 1 | 0 | 0 | 1 | 0 | 0 | 1 | 0 | 0 | 1 | 0 | 0 | 1 | 0 | 0 | 1 | 0 | 3 | B | 8 | 3 | B | 8 | 14.1 | B | 8 | 10.1 | B | 8 | 77 | A | 7 | 998 | E | 9 | 0 | B | 8 | 0 | B | 8 | 24100 | C | 8 | 77777 | B | 8 | 2.3 | E | 8 | 0.139 | F | 8 | 0.14 | F | 8 | 0 | 1 | D | 9 | 0 | C | 8
[26 empty] | 3497500% | 6:00 | 0 | 0 | 0 | 1 | 0 | 0 | 1 | 0 | 0 | 1 | 0 | 0 | 1 | 0 | 0 | 1 | 0 | 0 | 1 | 0 | 0 | 1 | 0 | 3 | A | 7 | 3 | E | 9 | 13.3 | A | 7 | 10 | A | 7 | 80 | A | 7 | 998 | E | 9 | 0 | A | 7 | 0 | A | 7 | 24100 | B | 7 | 77777 | A | 7 | 2.3 | E | 8 | 0.139 | F | 8 | 0.14 | F | 8 | 0 | 1 | D | 9 | 0 | C | 8
[26 empty] | 3497500% | 7:00 | 88 | 1126 | 27 | 1 | 25 | 63 | 1 | 28 | 22 | 1 | 25 | 29 | 1 | 25 | 26 | 1 | 28 | 27 | 1 | 25 | 38 | 1 | 45 | 3 | B | 8 | 3 | B | 8 | 14.4 | B | 8 | 10.7 | B | 8 | 78 | A | 7 | 999 | E | 9 | 0 | B | 8 | 0 | B | 8 | 21433 | C | 8 | 77777 | A | 7 | 2.3 | E | 8 | 0.139 | F | 8 | 0.14 | F | 8 | 0 | 1 | D | 9 | 0 | C | 8
[26 empty] | 3497500% | 8:00 | 342 | 1365 | 167 | 1 | 25 | 406 | 1 | 28 | 65 | 1 | 25 | 171 | 1 | 25 | 337 | 1 | 28 | 87 | 1 | 25 | 118 | 1 | 45 | 2 | B | 8 | 2 | B | 8 | 16.7 | B | 8 | 12.1 | B | 8 | 74 | A | 7 | 999 | E | 9 | 0 | B | 8 | 0 | B | 8 | 18766 | C | 8 | 77777 | B | 8 | 2.3 | E | 8 | 0.139 | F | 8 | 0.14 | F | 8 | 0 | 1 | D | 9 | 0 | C | 8
[26 empty] | 3497500% | 9:00 | 577 | 1365 | 371 | 1 | 24 | 633 | 1 | 27 | 103 | 1 | 24 | 387 | 1 | 24 | 606 | 1 | 27 | 130 | 1 | 24 | 205 | 1 | 43 | 2 | A | 7 | 2 | E | 9 | 19.4 | A | 7 | 13.3 | A | 7 | 68 | A | 7 | 999 | E | 9 | 0 | A | 7 | 0 | A | 7 | 16100 | B | 7 | 77777 | A | 7 | 2.4 | E | 8 | 0.139 | F | 8 | 0.14 | F | 8 | 0 | 1 | D | 9 | 0 | C | 8
[26 empty] | 3497500% | 10:00 | 770 | 1365 | 483 | 1 | 24 | 574 | 1 | 27 | 160 | 1 | 24 | 503 | 1 | 24 | 568 | 1 | 27 | 181 | 1 | 24 | 353 | 1 | 43 | 3 | A | 7 | 3 | E | 9 | 22.7 | A | 7 | 13.3 | A | 7 | 55 | A | 7 | 998 | E | 9 | 0 | A | 7 | 0 | A | 7 | 16100 | B | 7 | 77777 | A | 7 | 2.5 | E | 8 | 0.139 | F | 8 | 0.14 | F | 8 | 0 | 1 | D | 9 | 0 | C | 8
[26 empty] | 3497500% | 11:00 | 906 | 1365 | 585 | 1 | 24 | 710 | 1 | 27 | 114 | 1 | 24 | 619 | 1 | 24 | 713 | 1 | 27 | 145 | 1 | 24 | 289 | 1 | 43 | 2 | A | 7 | 2 | E | 9 | 25.5 | A | 7 | 13.3 | A | 7 | 47 | A | 7 | 997 | E | 9 | 0 | A | 7 | 0 | A | 7 | 16100 | B | 7 | 77777 | A | 7 | 2.5 | E | 8 | 0.139 | F | 8 | 0.14 | F | 8 | 0 | 1 | D | 9 | 0 | C | 8
[26 empty] | 3497500% | 12:00 | 976 | 1365 | 677 | 1 | 24 | 657 | 1 | 27 | 208 | 1 | 24 | 710 | 1 | 24 | 661 | 1 | 27 | 235 | 1 | 24 | 587 | 1 | 43 | 3 | A | 7 | 3 | E | 9 | 26.6 | A | 7 | 13.3 | A | 7 | 44 | A | 7 | 997 | E | 9 | 240 | A | 7 | 2 | A | 7 | 16100 | B | 7 | 77777 | A | 7 | 2.6 | E | 8 | 0.139 | F | 8 | 0.14 | F | 8 | 0 | 1 | D | 9 | 0 | C | 8
[26 empty] | 3497500% | 13:00 | 976 | 1365 | 590 | 1 | 24 | 471 | 1 | 27 | 253 | 1 | 24 | 630 | 1 | 24 | 489 | 1 | 27 | 279 | 1 | 24 | 734 | 1 | 43 | 2 | A | 7 | 2 | E | 9 | 27.2 | A | 7 | 13.3 | A | 7 | 42 | A | 7 | 995 | E | 9 | 230 | A | 7 | 1.5 | A | 7 | 16100 | B | 7 | 77777 | A | 7 | 2.6 | E | 8 | 0.139 | F | 8 | 0.14 | F | 8 | 0 | 1 | D | 9 | 0 | C | 8
[26 empty] | 3497500% | 14:00 | 905 | 1365 | 573 | 1 | 24 | 558 | 1 | 27 | 203 | 1 | 24 | 619 | 1 | 24 | 578 | 1 | 27 | 235 | 1 | 24 | 525 | 1 | 43 | 3 | A | 7 | 3 | E | 9 | 28.3 | A | 7 | 13.3 | A | 7 | 40 | A | 7 | 994 | E | 9 | 190 | A | 7 | 1.5 | A | 7 | 16100 | B | 7 | 77777 | A | 7 | 2.7 | E | 8 | 0.139 | F | 8 | 0.14 | F | 8 | 0 | 1 | D | 9 | 0 | C | 8
[26 empty] | 3497500% | 15:00 | 769 | 1365 | 527 | 1 | 24 | 706 | 1 | 27 | 129 | 1 | 24 | 556 | 1 | 24 | 707 | 1 | 27 | 157 | 1 | 24 | 294 | 1 | 43 | 2 | A | 7 | 2 | E | 9 | 28.3 | A | 7 | 15.5 | A | 7 | 46 | A | 7 | 993 | E | 9 | 180 | A | 7 | 3 | A | 7 | 16100 | B | 7 | 77777 | A | 7 | 2.7 | E | 8 | 0.139 | F | 8 | 0.14 | F | 8 | 0 | 1 | D | 9 | 0 | C | 8
[26 empty] | 3497500% | 16:00 | 576 | 1365 | 223 | 1 | 24 | 136 | 1 | 27 | 166 | 1 | 24 | 244 | 1 | 24 | 136 | 1 | 27 | 187 | 1 | 24 | 394 | 1 | 43 | 9 | A | 7 | 8 | E | 9 | 26.6 | A | 7 | 16.1 | A | 7 | 53 | A | 7 | 992 | E | 9 | 170 | A | 7 | 4.1 | A | 7 | 16100 | B | 7 | 5400 | A | 7 | 2.8 | E | 8 | 0.139 | F | 8 | 0.14 | F | 8 | 0 | 1 | D | 9 | 0 | C | 8
[26 empty] | 3497500% | 17:00 | 340 | 1365 | 70 | 1 | 24 | 0 | 1 | 27 | 70 | 1 | 24 | 80 | 1 | 24 | 0 | 1 | 27 | 80 | 1 | 24 | 264 | 1 | 43 | 10 | A | 7 | 10 | E | 9 | 25.5 | A | 7 | 16.6 | A | 7 | 58 | A | 7 | 991 | E | 9 | 160 | A | 7 | 2.5 | A | 7 | 12900 | B | 7 | 4500 | A | 7 | 2.8 | E | 8 | 0.139 | F | 8 | 0.14 | F | 8 | 0 | 1 | D | 9 | 0 | C | 8
[26 empty] | 3497500% | 18:00 | 86 | 1126 | 13 | 1 | 24 | 0 | 1 | 27 | 13 | 1 | 24 | 15 | 1 | 24 | 0 | 1 | 27 | 15 | 1 | 24 | 49 | 1 | 43 | 10 | A | 7 | 10 | E | 9 | 25 | A | 7 | 16.1 | A | 7 | 58 | A | 7 | 991 | E | 9 | 180 | A | 7 | 3.6 | A | 7 | 12900 | B | 7 | 1500 | A | 7 | 2.9 | E | 8 | 0.139 | F | 8 | 0.14 | F | 8 | 0 | 1 | D | 9 | 0 | C | 8
[26 empty] | 3497500% | 19:00 | 0 | 0 | 0 | 1 | 0 | 0 | 1 | 0 | 0 | 1 | 0 | 0 | 1 | 0 | 0 | 1 | 0 | 0 | 1 | 0 | 0 | 1 | 0 | 10 | A | 7 | 10 | E | 9 | 23.8 | A | 7 | 17.2 | A | 7 | 67 | A | 7 | 991 | E | 9 | 180 | A | 7 | 2.5 | A | 7 | 12900 | B | 7 | 3000 | A | 7 | 2.9 | E | 8 | 0.139 | F | 8 | 0.14 | F | 8 | 0 | 1 | D | 9 | 0 | C | 8
[26 empty] | 3497500% | 20:00 | 0 | 0 | 0 | 1 | 0 | 0 | 1 | 0 | 0 | 1 | 0 | 0 | 1 | 0 | 0 | 1 | 0 | 0 | 1 | 0 | 0 | 1 | 0 | 10 | B | 8 | 10 | B | 8 | 22.8 | B | 8 | 16.7 | B | 8 | 68 | A | 7 | 990 | E | 9 | 180 | B | 8 | 2.5 | B | 8 | 12018 | C | 8 | 2809 | B | 8 | 3 | E | 8 | 0.139 | F | 8 | 0.14 | F | 8 | 0 | 1 | D | 9 | 51 | C | 8
[26 empty] | 3497500% | 21:00 | 0 | 0 | 0 | 1 | 0 | 0 | 1 | 0 | 0 | 1 | 0 | 0 | 1 | 0 | 0 | 1 | 0 | 0 | 1 | 0 | 0 | 1 | 0 | 10 | B | 8 | 10 | B | 8 | 22.2 | B | 8 | 17 | B | 8 | 72 | A | 7 | 990 | E | 9 | 190 | B | 8 | 2.6 | B | 8 | 11136 | C | 8 | 2618 | B | 8 | 3.1 | E | 8 | 0.139 | F | 8 | 0.14 | F | 8 | 0 | 1 | D | 9 | 51 | C | 8
[26 empty] | 3497500% | 22:00 | 0 | 0 | 0 | 1 | 0 | 0 | 1 | 0 | 0 | 1 | 0 | 0 | 1 | 0 | 0 | 1 | 0 | 0 | 1 | 0 | 0 | 1 | 0 | 10 | B | 8 | 10 | B | 8 | 21.5 | B | 8 | 16.7 | B | 8 | 74 | A | 7 | 989 | E | 9 | 190 | B | 8 | 2.6 | B | 8 | 10254 | C | 8 | 2427 | B | 8 | 3.1 | E | 8 | 0.139 | F | 8 | 0.14 | F | 8 | 0 | 1 | D | 9 | 51 | C | 8
[26 empty] | 3497500% | 23:00 | 0 | 0 | 0 | 1 | 0 | 0 | 1 | 0 | 0 | 1 | 0 | 0 | 1 | 0 | 0 | 1 | 0 | 0 | 1 | 0 | 0 | 1 | 0 | 10 | B | 8 | 10 | B | 8 | 21.2 | B | 8 | 16.7 | B | 8 | 75 | A | 7 | 989 | E | 9 | 200 | B | 8 | 2.7 | B | 8 | 9372 | C | 8 | 2236 | B | 8 | 3.2 | E | 8 | 0.139 | F | 8 | 0.14 | F | 8 | 0 | 1 | D | 9 | 51 | C | 8
[26 empty] | 3497500% | 24:00 | 0 | 0 | 0 | 1 | 0 | 0 | 1 | 0 | 0 | 1 | 0 | 0 | 1 | 0 | 0 | 1 | 0 | 0 | 1 | 0 | 0 | 1 | 0 | 10 | B | 8 | 10 | B | 8 | 20.7 | B | 8 | 16.6 | B | 8 | 77 | A | 7 | 988 | E | 9 | 200 | B | 8 | 2.7 | B | 8 | 8490 | C | 8 | 2045 | B | 8 | 3.2 | E | 8 | 0.139 | F | 8 | 0.14 | F | 8 | 0 | 1 | D | 9 | 51 | C | 8
[26 empty] | 3497600% | 1:00 | 0 | 0 | 0 | 1 | 0 | 0 | 1 | 0 | 0 | 1 | 0 | 0 | 1 | 0 | 0 | 1 | 0 | 0 | 1 | 0 | 0 | 1 | 0 | 10 | B | 8 | 10 | B | 8 | 20.4 | B | 8 | 16.7 | B | 8 | 79 | A | 7 | 989 | E | 9 | 210 | B | 8 | 2.8 | B | 8 | 7609 | C | 8 | 1855 | B | 8 | 3.3 | E | 8 | 0.137 | F | 8 | 0.14 | F | 8 | 0 | 1 | D | 9 | 51 | C | 8
[26 empty] | 3497600% | 2:00 | 0 | 0 | 0 | 1 | 0 | 0 | 1 | 0 | 0 | 1 | 0 | 0 | 1 | 0 | 0 | 1 | 0 | 0 | 1 | 0 | 0 | 1 | 0 | 10 | B | 8 | 10 | B | 8 | 20 | B | 8 | 16.6 | B | 8 | 81 | A | 7 | 988 | E | 9 | 210 | B | 8 | 2.8 | B | 8 | 6727 | C | 8 | 1664 | B | 8 | 3.3 | E | 8 | 0.137 | F | 8 | 0.14 | F | 8 | 0 | 1 | D | 9 | 45 | C | 8
[26 empty] | 3497600% | 3:00 | 0 | 0 | 0 | 1 | 0 | 0 | 1 | 0 | 0 | 1 | 0 | 0 | 1 | 0 | 0 | 1 | 0 | 0 | 1 | 0 | 0 | 1 | 0 | 10 | B | 8 | 10 | B | 8 | 19.7 | B | 8 | 16.7 | B | 8 | 83 | A | 7 | 987 | E | 9 | 220 | B | 8 | 2.9 | B | 8 | 5845 | C | 8 | 1473 | B | 8 | 3.4 | E | 8 | 0.137 | F | 8 | 0.14 | F | 8 | 0 | 1 | D | 9 | 45 | C | 8
[26 empty] | 3497600% | 4:00 | 0 | 0 | 0 | 1 | 0 | 0 | 1 | 0 | 0 | 1 | 0 | 0 | 1 | 0 | 0 | 1 | 0 | 0 | 1 | 0 | 0 | 1 | 0 | 10 | B | 8 | 10 | B | 8 | 19.6 | B | 8 | 16.7 | B | 8 | 83 | A | 7 | 986 | E | 9 | 220 | B | 8 | 2.9 | B | 8 | 4963 | C | 8 | 1282 | B | 8 | 3.4 | E | 8 | 0.137 | F | 8 | 0.14 | F | 8 | 0 | 1 | D | 9 | 45 | C | 8
[26 empty] | 3497600% | 5:00 | 0 | 0 | 0 | 1 | 0 | 0 | 1 | 0 | 0 | 1 | 0 | 0 | 1 | 0 | 0 | 1 | 0 | 0 | 1 | 0 | 0 | 1 | 0 | 10 | B | 8 | 10 | B | 8 | 19.2 | B | 8 | 16.5 | B | 8 | 84 | A | 7 | 986 | E | 9 | 230 | B | 8 | 3 | B | 8 | 4081 | C | 8 | 1091 | B | 8 | 3.5 | E | 8 | 0.137 | F | 8 | 0.14 | F | 8 | 0 | 1 | D | 9 | 45 | C | 8
[26 empty] | 3497600% | 6:00 | 0 | 0 | 0 | 1 | 0 | 0 | 1 | 0 | 0 | 1 | 0 | 0 | 1 | 0 | 0 | 1 | 0 | 0 | 1 | 0 | 0 | 1 | 0 | 10 | A | 7 | 10 | E | 9 | 18.8 | A | 7 | 16.6 | A | 7 | 87 | A | 7 | 985 | E | 9 | 230 | A | 7 | 3 | A | 7 | 3200 | B | 7 | 900 | A | 7 | 3.6 | E | 8 | 0.137 | F | 8 | 0.14 | F | 8 | 0 | 1 | D | 9 | 45 | C | 8
[26 empty] | 3497600% | 7:00 | 84 | 1104 | 14 | 1 | 24 | 0 | 1 | 27 | 14 | 1 | 24 | 16 | 1 | 24 | 0 | 1 | 27 | 16 | 1 | 24 | 52 | 1 | 43 | 10 | A | 7 | 10 | E | 9 | 18.8 | A | 7 | 16.6 | A | 7 | 87 | A | 7 | 985 | E | 9 | 180 | A | 7 | 2 | A | 7 | 4000 | B | 7 | 1500 | A | 7 | 3.6 | E | 8 | 0.137 | F | 8 | 0.14 | F | 8 | 0 | 1 | D | 9 | 45 | C | 8
[26 empty] | 3497600% | 8:00 | 337 | 1366 | 149 | 1 | 24 | 29 | 1 | 27 | 142 | 1 | 24 | 160 | 1 | 24 | 19 | 1 | 27 | 156 | 1 | 24 | 398 | 1 | 43 | 9 | A | 7 | 9 | E | 9 | 19.4 | A | 7 | 16.6 | A | 7 | 84 | A | 7 | 985 | E | 9 | 180 | A | 7 | 2 | A | 7 | 6400 | B | 7 | 1800 | A | 7 | 3.6 | E | 8 | 0.137 | F | 8 | 0.14 | F | 8 | 0 | 1 | D | 9 | 45 | C | 8
[26 empty] | 3497600% | 9:00 | 573 | 1366 | 105 | 1 | 24 | 0 | 1 | 27 | 105 | 1 | 24 | 123 | 1 | 24 | 0 | 1 | 27 | 123 | 1 | 24 | 450 | 1 | 43 | 10 | A | 7 | 10 | E | 9 | 19.4 | A | 7 | 16.6 | A | 7 | 84 | A | 7 | 985 | E | 9 | 190 | A | 7 | 4.1 | A | 7 | 4800 | B | 7 | 1800 | A | 7 | 3.7 | E | 8 | 0.137 | F | 8 | 0.14 | F | 8 | 0 | 1 | D | 9 | 45 | C | 8
[26 empty] | 3497600% | 10:00 | 765 | 1366 | 153 | 1 | 24 | 0 | 1 | 27 | 153 | 1 | 24 | 180 | 1 | 24 | 0 | 1 | 27 | 180 | 1 | 24 | 692 | 1 | 43 | 10 | A | 7 | 10 | E | 9 | 20 | A | 7 | 17.2 | A | 7 | 84 | A | 7 | 985 | E | 9 | 190 | A | 7 | 4.1 | A | 7 | 6400 | B | 7 | 1500 | A | 7 | 3.7 | E | 8 | 0.137 | F | 8 | 0.14 | F | 8 | 0 | 1 | D | 9 | 45 | C | 8
[26 empty] | 3497600% | 11:00 | 901 | 1366 | 187 | 1 | 24 | 0 | 1 | 27 | 187 | 1 | 24 | 222 | 1 | 24 | 0 | 1 | 27 | 222 | 1 | 24 | 875 | 1 | 43 | 10 | A | 7 | 10 | E | 9 | 21.1 | A | 7 | 17.7 | A | 7 | 81 | A | 7 | 985 | E | 9 | 210 | B | 8 | 3.6 | B | 8 | 9700 | B | 7 | 1500 | A | 7 | 3.7 | E | 8 | 0.137 | F | 8 | 0.14 | F | 8 | 0 | 1 | D | 9 | 45 | C | 8
[26 empty] | 3497600% | 12:00 | 971 | 1366 | 205 | 1 | 24 | 0 | 1 | 27 | 205 | 1 | 24 | 244 | 1 | 24 | 0 | 1 | 27 | 244 | 1 | 24 | 973 | 1 | 43 | 10 | A | 7 | 10 | E | 9 | 22.7 | A | 7 | 17.7 | A | 7 | 73 | A | 7 | 984 | E | 9 | 230 | A | 7 | 3 | A | 7 | 9700 | B | 7 | 510 | A | 7 | 3.7 | E | 8 | 0.137 | F | 8 | 0.14 | F | 8 | 0 | 1 | D | 9 | 45 | C | 8
[26 empty] | 3497600% | 13:00 | 970 | 1366 | 205 | 1 | 24 | 0 | 1 | 27 | 205 | 1 | 24 | 244 | 1 | 24 | 0 | 1 | 27 | 244 | 1 | 24 | 973 | 1 | 43 | 10 | A | 7 | 10 | E | 9 | 22.2 | A | 7 | 17.2 | A | 7 | 73 | A | 7 | 984 | E | 9 | 230 | A | 7 | 2 | A | 7 | 12900 | B | 7 | 540 | A | 7 | 3.7 | E | 8 | 0.137 | F | 8 | 0.14 | F | 8 | 0 | 1 | D | 9 | 5 | C | 8
[26 empty] | 3497600% | 14:00 | 899 | 1366 | 187 | 1 | 24 | 0 | 1 | 27 | 187 | 1 | 24 | 222 | 1 | 24 | 0 | 1 | 27 | 222 | 1 | 24 | 874 | 1 | 43 | 10 | A | 7 | 10 | E | 9 | 22.2 | A | 7 | 17.2 | A | 7 | 73 | A | 7 | 985 | E | 9 | 230 | A | 7 | 2 | A | 7 | 11300 | B | 7 | 540 | A | 7 | 3.8 | E | 8 | 0.137 | F | 8 | 0.14 | F | 8 | 0 | 1 | D | 9 | 0 | C | 8
[26 empty] | 3497600% | 15:00 | 762 | 1366 | 152 | 1 | 24 | 0 | 1 | 27 | 152 | 1 | 24 | 179 | 1 | 24 | 0 | 1 | 27 | 179 | 1 | 24 | 687 | 1 | 43 | 10 | A | 7 | 10 | E | 9 | 22.2 | A | 7 | 17.7 | A | 7 | 76 | A | 7 | 986 | E | 9 | 190 | A | 7 | 1.5 | A | 7 | 11300 | B | 7 | 480 | A | 7 | 3.8 | E | 8 | 0.137 | F | 8 | 0.14 | F | 8 | 0 | 1 | D | 9 | 0 | C | 8
[26 empty] | 3497600% | 16:00 | 569 | 1366 | 104 | 1 | 24 | 0 | 1 | 27 | 104 | 1 | 24 | 122 | 1 | 24 | 0 | 1 | 27 | 122 | 1 | 24 | 445 | 1 | 43 | 10 | A | 7 | 10 | E | 9 | 22.2 | A | 7 | 17.7 | A | 7 | 76 | A | 7 | 987 | E | 9 | 0 | A | 7 | 0 | A | 7 | 11300 | B | 7 | 630 | A | 7 | 3.8 | E | 8 | 0.137 | F | 8 | 0.14 | F | 8 | 0 | 1 | D | 9 | 0 | C | 8
[26 empty] | 3497600% | 17:00 | 333 | 1366 | 63 | 1 | 24 | 0 | 1 | 27 | 63 | 1 | 24 | 72 | 1 | 24 | 0 | 1 | 27 | 72 | 1 | 24 | 242 | 1 | 43 | 10 | A | 7 | 10 | E | 9 | 21.6 | A | 7 | 17.7 | A | 7 | 78 | A | 7 | 987 | E | 9 | 0 | A | 7 | 0 | A | 7 | 12900 | B | 7 | 3600 | A | 7 | 3.8 | E | 8 | 0.137 | F | 8 | 0.14 | F | 8 | 0 | 1 | D | 9 | 0 | C | 8
[26 empty] | 3497600% | 18:00 | 80 | 1082 | 16 | 1 | 24 | 0 | 1 | 27 | 16 | 1 | 24 | 19 | 1 | 24 | 0 | 1 | 27 | 19 | 1 | 24 | 58 | 1 | 43 | 10 | A | 7 | 10 | E | 9 | 20.5 | A | 7 | 17.7 | A | 7 | 84 | A | 7 | 987 | E | 9 | 0 | A | 7 | 0 | A | 7 | 12900 | B | 7 | 3600 | A | 7 | 3.8 | E | 8 | 0.137 | F | 8 | 0.14 | F | 8 | 0 | 1 | D | 9 | 0 | C | 8
[26 empty] | 3497600% | 19:00 | 0 | 0 | 0 | 1 | 0 | 0 | 1 | 0 | 0 | 1 | 0 | 0 | 1 | 0 | 0 | 1 | 0 | 0 | 1 | 0 | 0 | 1 | 0 | 9 | A | 7 | 9 | E | 9 | 20 | A | 7 | 17.2 | A | 7 | 84 | A | 7 | 988 | E | 9 | 0 | A | 7 | 0 | A | 7 | 12900 | B | 7 | 3600 | A | 7 | 3.9 | E | 8 | 0.137 | F | 8 | 0.14 | F | 8 | 0 | 1 | D | 9 | 0 | C | 8
[26 empty] | 3497600% | 20:00 | 0 | 0 | 0 | 1 | 0 | 0 | 1 | 0 | 0 | 1 | 0 | 0 | 1 | 0 | 0 | 1 | 0 | 0 | 1 | 0 | 0 | 1 | 0 | 9 | B | 8 | 9 | B | 8 | 19.4 | B | 8 | 16.8 | B | 8 | 85 | A | 7 | 989 | E | 9 | 0 | B | 8 | 0 | B | 8 | 12018 | C | 8 | 3316 | B | 8 | 3.9 | E | 8 | 0.137 | F | 8 | 0.14 | F | 8 | 0 | 1 | D | 9 | 0 | C | 8
[26 empty] | 3497600% | 21:00 | 0 | 0 | 0 | 1 | 0 | 0 | 1 | 0 | 0 | 1 | 0 | 0 | 1 | 0 | 0 | 1 | 0 | 0 | 1 | 0 | 0 | 1 | 0 | 9 | B | 8 | 9 | B | 8 | 19.1 | B | 8 | 17.1 | B | 8 | 88 | A | 7 | 989 | E | 9 | 0 | B | 8 | 0 | B | 8 | 11136 | C | 8 | 3033 | B | 8 | 3.9 | E | 8 | 0.137 | F | 8 | 0.14 | F | 8 | 0 | 1 | D | 9 | 0 | C | 8
[26 empty] | 3497600% | 22:00 | 0 | 0 | 0 | 1 | 0 | 0 | 1 | 0 | 0 | 1 | 0 | 0 | 1 | 0 | 0 | 1 | 0 | 0 | 1 | 0 | 0 | 1 | 0 | 9 | B | 8 | 9 | B | 8 | 18.8 | B | 8 | 16.9 | B | 8 | 89 | A | 7 | 990 | E | 9 | 0 | B | 8 | 0 | B | 8 | 10254 | C | 8 | 2749 | B | 8 | 3.9 | E | 8 | 0.137 | F | 8 | 0.14 | F | 8 | 0 | 1 | D | 9 | 0 | C | 8
[26 empty] | 3497600% | 23:00 | 0 | 0 | 0 | 1 | 0 | 0 | 1 | 0 | 0 | 1 | 0 | 0 | 1 | 0 | 0 | 1 | 0 | 0 | 1 | 0 | 0 | 1 | 0 | 9 | B | 8 | 9 | B | 8 | 18.7 | B | 8 | 17 | B | 8 | 90 | A | 7 | 989 | E | 9 | 0 | B | 8 | 0 | B | 8 | 9372 | C | 8 | 2465 | B | 8 | 3.9 | E | 8 | 0.137 | F | 8 | 0.14 | F | 8 | 0 | 1 | D | 9 | 0 | C | 8
[26 empty] | 3497600% | 24:00 | 0 | 0 | 0 | 1 | 0 | 0 | 1 | 0 | 0 | 1 | 0 | 0 | 1 | 0 | 0 | 1 | 0 | 0 | 1 | 0 | 0 | 1 | 0 | 10 | B | 8 | 10 | B | 8 | 18.6 | B | 8 | 16.9 | B | 8 | 90 | A | 7 | 989 | E | 9 | 0 | B | 8 | 0 | B | 8 | 8490 | C | 8 | 2182 | B | 8 | 4 | E | 8 | 0.137 | F | 8 | 0.14 | F | 8 | 0 | 1 | D | 9 | 0 | C | 8
[26 empty] | 3497700% | 1:00 | 0 | 0 | 0 | 1 | 0 | 0 | 1 | 0 | 0 | 1 | 0 | 0 | 1 | 0 | 0 | 1 | 0 | 0 | 1 | 0 | 0 | 1 | 0 | 10 | B | 8 | 10 | B | 8 | 18.7 | B | 8 | 17.1 | B | 8 | 90 | A | 7 | 989 | E | 9 | 0 | B | 8 | 0 | B | 8 | 7609 | C | 8 | 1898 | B | 8 | 4 | E | 8 | 0.136 | F | 8 | 0.14 | F | 8 | 0 | 1 | D | 9 | 0 | C | 8
[26 empty] | 3497700% | 2:00 | 0 | 0 | 0 | 1 | 0 | 0 | 1 | 0 | 0 | 1 | 0 | 0 | 1 | 0 | 0 | 1 | 0 | 0 | 1 | 0 | 0 | 1 | 0 | 10 | B | 8 | 10 | B | 8 | 18.6 | B | 8 | 17 | B | 8 | 90 | A | 7 | 989 | E | 9 | 0 | B | 8 | 0 | B | 8 | 6727 | C | 8 | 1615 | B | 8 | 4 | E | 8 | 0.136 | F | 8 | 0.14 | F | 8 | 0 | 1 | D | 9 | 45 | C | 8
[26 empty] | 3497700% | 3:00 | 0 | 0 | 0 | 1 | 0 | 0 | 1 | 0 | 0 | 1 | 0 | 0 | 1 | 0 | 0 | 1 | 0 | 0 | 1 | 0 | 0 | 1 | 0 | 10 | B | 8 | 10 | B | 8 | 18.6 | B | 8 | 17.1 | B | 8 | 91 | A | 7 | 989 | E | 9 | 0 | B | 8 | 0 | B | 8 | 5845 | C | 8 | 1331 | B | 8 | 4 | E | 8 | 0.136 | F | 8 | 0.14 | F | 8 | 0 | 1 | D | 9 | 45 | C | 8
[26 empty] | 3497700% | 4:00 | 0 | 0 | 0 | 1 | 0 | 0 | 1 | 0 | 0 | 1 | 0 | 0 | 1 | 0 | 0 | 1 | 0 | 0 | 1 | 0 | 0 | 1 | 0 | 10 | B | 8 | 10 | B | 8 | 18.9 | B | 8 | 17.2 | B | 8 | 90 | A | 7 | 989 | E | 9 | 0 | B | 8 | 0 | B | 8 | 4963 | C | 8 | 1047 | B | 8 | 4.1 | E | 8 | 0.136 | F | 8 | 0.14 | F | 8 | 0 | 1 | D | 9 | 45 | C | 8
[26 empty] | 3497700% | 5:00 | 0 | 0 | 0 | 1 | 0 | 0 | 1 | 0 | 0 | 1 | 0 | 0 | 1 | 0 | 0 | 1 | 0 | 0 | 1 | 0 | 0 | 1 | 0 | 10 | B | 8 | 10 | B | 8 | 18.8 | B | 8 | 17 | B | 8 | 89 | A | 7 | 989 | E | 9 | 0 | B | 8 | 0 | B | 8 | 4081 | C | 8 | 764 | B | 8 | 4.1 | E | 8 | 0.136 | F | 8 | 0.14 | F | 8 | 0 | 1 | D | 9 | 45 | C | 8
[26 empty] | 3497700% | 6:00 | 0 | 0 | 0 | 1 | 0 | 0 | 1 | 0 | 0 | 1 | 0 | 0 | 1 | 0 | 0 | 1 | 0 | 0 | 1 | 0 | 0 | 1 | 0 | 10 | A | 7 | 10 | E | 9 | 18.8 | A | 7 | 17.2 | A | 7 | 90 | A | 7 | 990 | E | 9 | 0 | A | 7 | 0 | A | 7 | 3200 | B | 7 | 480 | A | 7 | 4.1 | E | 8 | 0.136 | F | 8 | 0.14 | F | 8 | 0 | 1 | D | 9 | 45 | C | 8
[26 empty] | 3497700% | 7:00 | 81 | 1082 | 12 | 1 | 24 | 0 | 1 | 27 | 12 | 1 | 24 | 14 | 1 | 24 | 0 | 1 | 27 | 14 | 1 | 24 | 46 | 1 | 43 | 10 | A | 7 | 10 | E | 9 | 18.8 | A | 7 | 17.2 | A | 7 | 90 | A | 7 | 991 | E | 9 | 360 | A | 7 | 2 | A | 7 | 3200 | B | 7 | 540 | A | 7 | 4.1 | E | 8 | 0.136 | F | 8 | 0.14 | F | 8 | 0 | 1 | D | 9 | 45 | C | 8
[26 empty] | 3497700% | 8:00 | 333 | 1367 | 44 | 1 | 24 | 0 | 1 | 27 | 44 | 1 | 24 | 52 | 1 | 24 | 0 | 1 | 27 | 52 | 1 | 24 | 180 | 1 | 43 | 10 | A | 7 | 10 | E | 9 | 18.8 | A | 7 | 17.2 | A | 7 | 90 | A | 7 | 991 | E | 9 | 360 | A | 7 | 2 | A | 7 | 1600 | B | 7 | 270 | A | 7 | 4.1 | E | 8 | 0.136 | F | 8 | 0.14 | F | 8 | 0 | 1 | D | 9 | 45 | C | 8
[26 empty] | 3497700% | 9:00 | 568 | 1367 | 75 | 1 | 24 | 0 | 1 | 27 | 75 | 1 | 24 | 90 | 1 | 24 | 0 | 1 | 27 | 90 | 1 | 24 | 338 | 1 | 43 | 10 | A | 7 | 10 | E | 9 | 18.8 | A | 7 | 17.2 | A | 7 | 90 | A | 7 | 992 | E | 9 | 10 | A | 7 | 2 | A | 7 | 1600 | B | 7 | 180 | A | 7 | 4 | E | 8 | 0.136 | F | 8 | 0.14 | F | 8 | 0 | 1 | D | 9 | 45 | C | 8
[26 empty] | 3497700% | 10:00 | 760 | 1367 | 156 | 1 | 24 | 0 | 1 | 27 | 156 | 1 | 24 | 183 | 1 | 24 | 0 | 1 | 27 | 183 | 1 | 24 | 700 | 1 | 43 | 10 | A | 7 | 10 | E | 9 | 19.4 | A | 7 | 17.2 | A | 7 | 87 | A | 7 | 992 | E | 9 | 70 | A | 7 | 4.1 | A | 7 | 8000 | B | 7 | 1200 | A | 7 | 3.9 | E | 8 | 0.136 | F | 8 | 0.14 | F | 8 | 0 | 1 | D | 9 | 45 | C | 8
[26 empty] | 3497700% | 11:00 | 895 | 1367 | 189 | 1 | 24 | 0 | 1 | 27 | 189 | 1 | 24 | 224 | 1 | 24 | 0 | 1 | 27 | 224 | 1 | 24 | 880 | 1 | 43 | 10 | A | 7 | 10 | E | 9 | 20 | A | 7 | 17.7 | A | 7 | 87 | A | 7 | 993 | E | 9 | 80 | A | 7 | 4.1 | A | 7 | 11300 | B | 7 | 900 | A | 7 | 3.9 | E | 8 | 0.136 | F | 8 | 0.14 | F | 8 | 0 | 1 | D | 9 | 45 | C | 8
[26 empty] | 3497700% | 12:00 | 965 | 1367 | 207 | 1 | 24 | 0 | 1 | 27 | 207 | 1 | 24 | 246 | 1 | 24 | 0 | 1 | 27 | 246 | 1 | 24 | 978 | 1 | 43 | 10 | A | 7 | 10 | E | 9 | 20 | A | 7 | 17.7 | A | 7 | 87 | A | 7 | 993 | E | 9 | 80 | A | 7 | 5.1 | A | 7 | 11300 | B | 7 | 750 | A | 7 | 3.8 | E | 8 | 0.136 | F | 8 | 0.14 | F | 8 | 0 | 1 | D | 9 | 0 | C | 8
[26 empty] | 3497700% | 13:00 | 964 | 1367 | 207 | 1 | 24 | 0 | 1 | 27 | 207 | 1 | 24 | 246 | 1 | 24 | 0 | 1 | 27 | 246 | 1 | 24 | 977 | 1 | 43 | 10 | A | 7 | 10 | E | 9 | 20.5 | A | 7 | 18.3 | A | 7 | 87 | A | 7 | 992 | E | 9 | 90 | A | 7 | 5.6 | A | 7 | 16100 | B | 7 | 750 | A | 7 | 3.8 | E | 8 | 0.136 | F | 8 | 0.14 | F | 8 | 0 | 1 | D | 9 | 0 | C | 8
[26 empty] | 3497700% | 14:00 | 892 | 1367 | 189 | 1 | 24 | 0 | 1 | 27 | 189 | 1 | 24 | 224 | 1 | 24 | 0 | 1 | 27 | 224 | 1 | 24 | 879 | 1 | 43 | 10 | A | 7 | 10 | E | 9 | 20.5 | A | 7 | 18.3 | A | 7 | 87 | A | 7 | 992 | E | 9 | 90 | A | 7 | 5.1 | A | 7 | 11300 | B | 7 | 570 | A | 7 | 3.7 | E | 8 | 0.136 | F | 8 | 0.14 | F | 8 | 0 | 1 | D | 9 | 0 | C | 8
[26 empty] | 3497700% | 15:00 | 755 | 1367 | 154 | 1 | 24 | 0 | 1 | 27 | 154 | 1 | 24 | 181 | 1 | 24 | 0 | 1 | 27 | 181 | 1 | 24 | 691 | 1 | 43 | 10 | A | 7 | 10 | E | 9 | 22.2 | A | 7 | 20.5 | A | 7 | 90 | A | 7 | 991 | E | 9 | 120 | A | 7 | 5.6 | A | 7 | 16100 | B | 7 | 600 | A | 7 | 3.7 | E | 8 | 0.136 | F | 8 | 0.14 | F | 8 | 0 | 1 | D | 9 | 0 | C | 8
[26 empty] | 3497700% | 16:00 | 562 | 1367 | 106 | 1 | 24 | 0 | 1 | 27 | 106 | 1 | 24 | 124 | 1 | 24 | 0 | 1 | 27 | 124 | 1 | 24 | 449 | 1 | 43 | 10 | A | 7 | 10 | E | 9 | 25 | A | 7 | 21.6 | A | 7 | 81 | A | 7 | 991 | E | 9 | 140 | A | 7 | 5.1 | A | 7 | 11300 | B | 7 | 450 | A | 7 | 3.6 | E | 8 | 0.136 | F | 8 | 0.14 | F | 8 | 0 | 1 | D | 9 | 0 | C | 8
[26 empty] | 3497700% | 17:00 | 326 | 1367 | 52 | 1 | 24 | 0 | 1 | 27 | 52 | 1 | 24 | 61 | 1 | 24 | 0 | 1 | 27 | 61 | 1 | 24 | 206 | 1 | 43 | 10 | A | 7 | 10 | E | 9 | 25.5 | A | 7 | 22.2 | A | 7 | 82 | A | 7 | 991 | E | 9 | 150 | A | 7 | 8.7 | A | 7 | 11300 | B | 7 | 570 | A | 7 | 3.6 | E | 8 | 0.136 | F | 8 | 0.14 | F | 8 | 0 | 1 | D | 9 | 0 | C | 8
[26 empty] | 3497700% | 18:00 | 75 | 1059 | 11 | 1 | 24 | 0 | 1 | 27 | 11 | 1 | 24 | 13 | 1 | 24 | 0 | 1 | 27 | 13 | 1 | 24 | 42 | 1 | 43 | 10 | A | 7 | 10 | E | 9 | 25 | A | 7 | 21.6 | A | 7 | 81 | A | 7 | 992 | E | 9 | 180 | A | 7 | 7.2 | A | 7 | 8000 | B | 7 | 600 | A | 7 | 3.5 | E | 8 | 0.136 | F | 8 | 0.14 | F | 8 | 0 | 1 | D | 9 | 0 | C | 8
[26 empty] | 3497700% | 19:00 | 0 | 0 | 0 | 1 | 0 | 0 | 1 | 0 | 0 | 1 | 0 | 0 | 1 | 0 | 0 | 1 | 0 | 0 | 1 | 0 | 0 | 1 | 0 | 10 | A | 7 | 10 | E | 9 | 24.4 | A | 7 | 21.6 | A | 7 | 84 | A | 7 | 993 | E | 9 | 150 | A | 7 | 8.7 | A | 7 | 3200 | B | 7 | 600 | A | 7 | 3.4 | E | 8 | 0.136 | F | 8 | 0.14 | F | 8 | 0 | 1 | D | 9 | 63 | C | 8
[26 empty] | 3497700% | 20:00 | 0 | 0 | 0 | 1 | 0 | 0 | 1 | 0 | 0 | 1 | 0 | 0 | 1 | 0 | 0 | 1 | 0 | 0 | 1 | 0 | 0 | 1 | 0 | 10 | B | 8 | 10 | B | 8 | 23.7 | B | 8 | 20.7 | B | 8 | 83 | A | 7 | 993 | E | 9 | 160 | B | 8 | 8.2 | B | 8 | 4372 | C | 8 | 682 | B | 8 | 3.4 | E | 8 | 0.136 | F | 8 | 0.14 | F | 8 | 0 | 1 | D | 9 | 65 | C | 8
[26 empty] | 3497700% | 21:00 | 0 | 0 | 0 | 1 | 0 | 0 | 1 | 0 | 0 | 1 | 0 | 0 | 1 | 0 | 0 | 1 | 0 | 0 | 1 | 0 | 0 | 1 | 0 | 10 | B | 8 | 10 | B | 8 | 23.3 | B | 8 | 20.6 | B | 8 | 85 | A | 7 | 993 | E | 9 | 170 | B | 8 | 7.8 | B | 8 | 5545 | C | 8 | 764 | B | 8 | 3.3 | E | 8 | 0.136 | F | 8 | 0.14 | F | 8 | 0 | 1 | D | 9 | 65 | C | 8
[26 empty] | 3497700% | 22:00 | 0 | 0 | 0 | 1 | 0 | 0 | 1 | 0 | 0 | 1 | 0 | 0 | 1 | 0 | 0 | 1 | 0 | 0 | 1 | 0 | 0 | 1 | 0 | 10 | B | 8 | 9 | B | 8 | 22.9 | B | 8 | 19.9 | B | 8 | 83 | A | 7 | 994 | E | 9 | 180 | B | 8 | 7.3 | B | 8 | 6718 | C | 8 | 845 | B | 8 | 3.3 | E | 8 | 0.136 | F | 8 | 0.14 | F | 8 | 0 | 1 | D | 9 | 65 | C | 8
[26 empty] | 3497700% | 23:00 | 0 | 0 | 0 | 1 | 0 | 0 | 1 | 0 | 0 | 1 | 0 | 0 | 1 | 0 | 0 | 1 | 0 | 0 | 1 | 0 | 0 | 1 | 0 | 10 | B | 8 | 9 | B | 8 | 22.8 | B | 8 | 19.5 | B | 8 | 82 | A | 7 | 994 | E | 9 | 190 | B | 8 | 6.8 | B | 8 | 7890 | C | 8 | 927 | B | 8 | 3.2 | E | 8 | 0.136 | F | 8 | 0.14 | F | 8 | 0 | 1 | D | 9 | 65 | C | 8
[26 empty] | 3497700% | 24:00 | 0 | 0 | 0 | 1 | 0 | 0 | 1 | 0 | 0 | 1 | 0 | 0 | 1 | 0 | 0 | 1 | 0 | 0 | 1 | 0 | 0 | 1 | 0 | 10 | B | 8 | 9 | B | 8 | 22.5 | B | 8 | 19 | B | 8 | 81 | A | 7 | 994 | E | 9 | 200 | B | 8 | 6.4 | B | 8 | 9063 | C | 8 | 1009 | B | 8 | 3.2 | E | 8 | 0.136 | F | 8 | 0.14 | F | 8 | 0 | 1 | D | 9 | 65 | C | 8
[26 empty] | 3497800% | 1:00 | 0 | 0 | 0 | 1 | 0 | 0 | 1 | 0 | 0 | 1 | 0 | 0 | 1 | 0 | 0 | 1 | 0 | 0 | 1 | 0 | 0 | 1 | 0 | 10 | B | 8 | 8 | B | 8 | 22.5 | B | 8 | 18.7 | B | 8 | 79 | A | 7 | 993 | E | 9 | 200 | B | 8 | 5.9 | B | 8 | 10236 | C | 8 | 1091 | B | 8 | 3.1 | E | 8 | 0.135 | F | 8 | 0.14 | F | 8 | 0 | 1 | D | 9 | 65 | C | 8
[26 empty] | 3497800% | 2:00 | 0 | 0 | 0 | 1 | 0 | 0 | 1 | 0 | 0 | 1 | 0 | 0 | 1 | 0 | 0 | 1 | 0 | 0 | 1 | 0 | 0 | 1 | 0 | 9 | B | 8 | 8 | B | 8 | 22.4 | B | 8 | 18.2 | B | 8 | 77 | A | 7 | 994 | E | 9 | 210 | B | 8 | 5.5 | B | 8 | 11409 | C | 8 | 1173 | B | 8 | 3 | E | 8 | 0.135 | F | 8 | 0.14 | F | 8 | 0 | 1 | D | 9 | 0 | C | 8
[26 empty] | 3497800% | 3:00 | 0 | 0 | 0 | 1 | 0 | 0 | 1 | 0 | 0 | 1 | 0 | 0 | 1 | 0 | 0 | 1 | 0 | 0 | 1 | 0 | 0 | 1 | 0 | 9 | B | 8 | 8 | B | 8 | 22.3 | B | 8 | 17.9 | B | 8 | 76 | A | 7 | 993 | E | 9 | 220 | B | 8 | 5 | B | 8 | 12581 | C | 8 | 1255 | B | 8 | 3 | E | 8 | 0.135 | F | 8 | 0.14 | F | 8 | 0 | 1 | D | 9 | 0 | C | 8
[26 empty] | 3497800% | 4:00 | 0 | 0 | 0 | 1 | 0 | 0 | 1 | 0 | 0 | 1 | 0 | 0 | 1 | 0 | 0 | 1 | 0 | 0 | 1 | 0 | 0 | 1 | 0 | 9 | B | 8 | 8 | B | 8 | 22.5 | B | 8 | 17.5 | B | 8 | 73 | A | 7 | 994 | E | 9 | 230 | B | 8 | 4.5 | B | 8 | 13754 | C | 8 | 1336 | B | 8 | 2.9 | E | 8 | 0.135 | F | 8 | 0.14 | F | 8 | 0 | 1 | D | 9 | 0 | C | 8
[26 empty] | 3497800% | 5:00 | 0 | 0 | 0 | 1 | 0 | 0 | 1 | 0 | 0 | 1 | 0 | 0 | 1 | 0 | 0 | 1 | 0 | 0 | 1 | 0 | 0 | 1 | 0 | 9 | B | 8 | 7 | B | 8 | 22.3 | B | 8 | 16.9 | B | 8 | 71 | A | 7 | 994 | E | 9 | 240 | B | 8 | 4.1 | B | 8 | 14927 | C | 8 | 1418 | B | 8 | 2.9 | E | 8 | 0.135 | F | 8 | 0.14 | F | 8 | 0 | 1 | D | 9 | 0 | C | 8
[26 empty] | 3497800% | 6:00 | 0 | 0 | 0 | 1 | 0 | 0 | 1 | 0 | 0 | 1 | 0 | 0 | 1 | 0 | 0 | 1 | 0 | 0 | 1 | 0 | 0 | 1 | 0 | 9 | A | 7 | 7 | E | 9 | 22.2 | A | 7 | 16.6 | A | 7 | 71 | A | 7 | 994 | E | 9 | 250 | A | 7 | 3.6 | A | 7 | 16100 | B | 7 | 1500 | A | 7 | 2.8 | E | 8 | 0.135 | F | 8 | 0.14 | F | 8 | 0 | 1 | D | 9 | 0 | C | 8
[26 empty] | 3497800% | 7:00 | 77 | 1060 | 18 | 1 | 24 | 2 | 1 | 27 | 18 | 1 | 24 | 21 | 1 | 24 | 0 | 1 | 27 | 21 | 1 | 24 | 64 | 1 | 43 | 9 | A | 7 | 8 | E | 9 | 21.6 | A | 7 | 15.5 | A | 7 | 68 | A | 7 | 995 | E | 9 | 230 | A | 7 | 2.5 | A | 7 | 24100 | B | 7 | 1500 | A | 7 | 2.8 | E | 8 | 0.135 | F | 8 | 0.14 | F | 8 | 0 | 1 | D | 9 | 0 | C | 8
[26 empty] | 3497800% | 8:00 | 328 | 1368 | 55 | 1 | 24 | 0 | 1 | 27 | 55 | 1 | 24 | 64 | 1 | 24 | 0 | 1 | 27 | 64 | 1 | 24 | 216 | 1 | 43 | 10 | A | 7 | 10 | E | 9 | 22.7 | A | 7 | 16.1 | A | 7 | 66 | A | 7 | 995 | E | 9 | 280 | A | 7 | 2.5 | A | 7 | 24100 | B | 7 | 1350 | A | 7 | 2.8 | E | 8 | 0.135 | F | 8 | 0.14 | F | 8 | 0 | 1 | D | 9 | 0 | C | 8
[26 empty] | 3497800% | 9:00 | 563 | 1368 | 297 | 1 | 24 | 368 | 1 | 27 | 145 | 1 | 24 | 311 | 1 | 24 | 355 | 1 | 27 | 164 | 1 | 24 | 288 | 1 | 43 | 3 | A | 7 | 3 | E | 9 | 25 | A | 7 | 16.6 | A | 7 | 60 | A | 7 | 996 | E | 9 | 270 | A | 7 | 5.1 | A | 7 | 32200 | B | 7 | 77777 | A | 7 | 2.8 | E | 8 | 0.135 | F | 8 | 0.14 | F | 8 | 0 | 1 | D | 9 | 0 | C | 8
[26 empty] | 3497800% | 10:00 | 755 | 1368 | 456 | 1 | 24 | 505 | 1 | 27 | 177 | 1 | 24 | 487 | 1 | 24 | 513 | 1 | 27 | 202 | 1 | 24 | 392 | 1 | 43 | 2 | A | 7 | 2 | E | 9 | 26.1 | A | 7 | 17.2 | A | 7 | 58 | A | 7 | 996 | E | 9 | 280 | A | 7 | 5.1 | A | 7 | 32200 | B | 7 | 77777 | A | 7 | 2.8 | E | 8 | 0.135 | F | 8 | 0.14 | F | 8 | 0 | 1 | D | 9 | 0 | C | 8
[26 empty] | 3497800% | 11:00 | 890 | 1368 | 553 | 1 | 24 | 507 | 1 | 27 | 222 | 1 | 24 | 589 | 1 | 24 | 523 | 1 | 27 | 248 | 1 | 24 | 567 | 1 | 43 | 3 | A | 7 | 3 | E | 9 | 27.7 | A | 7 | 17.7 | A | 7 | 55 | A | 7 | 996 | E | 9 | 270 | A | 7 | 5.1 | A | 7 | 32200 | B | 7 | 77777 | A | 7 | 2.8 | E | 8 | 0.135 | F | 8 | 0.14 | F | 8 | 0 | 1 | D | 9 | 0 | C | 8
[26 empty] | 3497800% | 12:00 | 959 | 1368 | 594 | 1 | 24 | 488 | 1 | 27 | 252 | 1 | 24 | 633 | 1 | 24 | 506 | 1 | 27 | 277 | 1 | 24 | 711 | 1 | 43 | 2 | A | 7 | 2 | E | 9 | 28.3 | A | 7 | 17.7 | A | 7 | 53 | A | 7 | 996 | E | 9 | 230 | A | 7 | 2.5 | A | 7 | 32200 | B | 7 | 77777 | A | 7 | 2.8 | E | 8 | 0.135 | F | 8 | 0.14 | F | 8 | 0 | 1 | D | 9 | 0 | C | 8
[26 empty] | 3497800% | 13:00 | 958 | 1368 | 616 | 1 | 24 | 578 | 1 | 27 | 211 | 1 | 24 | 643 | 1 | 24 | 580 | 1 | 27 | 235 | 1 | 24 | 574 | 1 | 43 | 3 | A | 7 | 3 | E | 9 | 29.4 | A | 7 | 17.7 | A | 7 | 49 | A | 7 | 995 | E | 9 | 240 | A | 7 | 2.5 | A | 7 | 32200 | B | 7 | 77777 | A | 7 | 2.8 | E | 8 | 0.135 | F | 8 | 0.14 | F | 8 | 0 | 1 | D | 9 | 0 | C | 8
[26 empty] | 3497800% | 14:00 | 886 | 1368 | 564 | 1 | 24 | 595 | 1 | 27 | 179 | 1 | 24 | 591 | 1 | 24 | 597 | 1 | 27 | 203 | 1 | 24 | 447 | 1 | 43 | 2 | A | 7 | 2 | E | 9 | 30 | A | 7 | 17.7 | A | 7 | 48 | A | 7 | 994 | E | 9 | 220 | A | 7 | 2.5 | A | 7 | 32200 | B | 7 | 77777 | A | 7 | 2.8 | E | 8 | 0.135 | F | 8 | 0.14 | F | 8 | 0 | 1 | D | 9 | 0 | C | 8
[26 empty] | 3497800% | 15:00 | 749 | 1368 | 443 | 1 | 24 | 507 | 1 | 27 | 166 | 1 | 24 | 476 | 1 | 24 | 515 | 1 | 27 | 193 | 1 | 24 | 364 | 1 | 43 | 3 | A | 7 | 3 | E | 9 | 30 | A | 7 | 17.7 | A | 7 | 48 | A | 7 | 994 | E | 9 | 200 | A | 7 | 2 | A | 7 | 32200 | B | 7 | 77777 | A | 7 | 2.8 | E | 8 | 0.135 | F | 8 | 0.14 | F | 8 | 0 | 1 | D | 9 | 0 | C | 8
[26 empty] | 3497800% | 16:00 | 555 | 1368 | 278 | 1 | 24 | 369 | 1 | 27 | 128 | 1 | 24 | 294 | 1 | 24 | 355 | 1 | 27 | 149 | 1 | 24 | 250 | 1 | 43 | 2 | A | 7 | 2 | E | 9 | 28.3 | A | 7 | 18.3 | A | 7 | 55 | A | 7 | 994 | E | 9 | 170 | A | 7 | 2 | A | 7 | 32200 | B | 7 | 77777 | A | 7 | 2.8 | E | 8 | 0.135 | F | 8 | 0.14 | F | 8 | 0 | 1 | D | 9 | 0 | C | 8
[26 empty] | 3497800% | 17:00 | 318 | 1368 | 124 | 1 | 24 | 140 | 1 | 27 | 92 | 1 | 24 | 135 | 1 | 24 | 117 | 1 | 27 | 108 | 1 | 24 | 200 | 1 | 43 | 3 | A | 7 | 3 | E | 9 | 27.7 | A | 7 | 18.3 | A | 7 | 57 | A | 7 | 994 | E | 9 | 170 | A | 7 | 2.5 | A | 7 | 32200 | B | 7 | 77777 | A | 7 | 2.8 | E | 8 | 0.135 | F | 8 | 0.14 | F | 8 | 0 | 1 | D | 9 | 0 | C | 8
[26 empty] | 3497800% | 18:00 | 69 | 1014 | 17 | 1 | 24 | 14 | 1 | 27 | 16 | 1 | 24 | 19 | 1 | 24 | 8 | 1 | 27 | 18 | 1 | 24 | 40 | 1 | 43 | 2 | A | 7 | 2 | E | 9 | 25.5 | A | 7 | 17.7 | A | 7 | 62 | A | 7 | 994 | E | 9 | 140 | A | 7 | 2 | A | 7 | 24100 | B | 7 | 77777 | A | 7 | 2.8 | E | 8 | 0.135 | F | 8 | 0.14 | F | 8 | 0 | 1 | D | 9 | 0 | C | 8
[26 empty] | 3497800% | 19:00 | 0 | 0 | 0 | 1 | 0 | 0 | 1 | 0 | 0 | 1 | 0 | 0 | 1 | 0 | 0 | 1 | 0 | 0 | 1 | 0 | 0 | 1 | 0 | 0 | A | 7 | 0 | E | 9 | 23.8 | A | 7 | 17.7 | A | 7 | 69 | A | 7 | 995 | E | 9 | 140 | A | 7 | 2 | A | 7 | 16100 | B | 7 | 77777 | A | 7 | 2.8 | E | 8 | 0.135 | F | 8 | 0.14 | F | 8 | 0 | 1 | D | 9 | 0 | C | 8
[26 empty] | 3497800% | 20:00 | 0 | 0 | 0 | 1 | 0 | 0 | 1 | 0 | 0 | 1 | 0 | 0 | 1 | 0 | 0 | 1 | 0 | 0 | 1 | 0 | 0 | 1 | 0 | 0 | B | 8 | 0 | B | 8 | 22.7 | B | 8 | 17.1 | B | 8 | 71 | A | 7 | 995 | E | 9 | 130 | B | 8 | 1.8 | B | 8 | 17563 | C | 8 | 77777 | B | 8 | 2.8 | E | 8 | 0.135 | F | 8 | 0.14 | F | 8 | 0 | 1 | D | 9 | 0 | C | 8
[26 empty] | 3497800% | 21:00 | 0 | 0 | 0 | 1 | 0 | 0 | 1 | 0 | 0 | 1 | 0 | 0 | 1 | 0 | 0 | 1 | 0 | 0 | 1 | 0 | 0 | 1 | 0 | 1 | B | 8 | 1 | B | 8 | 22 | B | 8 | 17.2 | B | 8 | 74 | A | 7 | 996 | E | 9 | 110 | B | 8 | 1.6 | B | 8 | 19027 | C | 8 | 77777 | B | 8 | 2.8 | E | 8 | 0.135 | F | 8 | 0.14 | F | 8 | 0 | 1 | D | 9 | 0 | C | 8
[26 empty] | 3497800% | 22:00 | 0 | 0 | 0 | 1 | 0 | 0 | 1 | 0 | 0 | 1 | 0 | 0 | 1 | 0 | 0 | 1 | 0 | 0 | 1 | 0 | 0 | 1 | 0 | 1 | B | 8 | 1 | B | 8 | 21.2 | B | 8 | 16.8 | B | 8 | 76 | A | 7 | 996 | E | 9 | 100 | B | 8 | 1.5 | B | 8 | 20490 | C | 8 | 77777 | B | 8 | 2.8 | E | 8 | 0.135 | F | 8 | 0.14 | F | 8 | 0 | 1 | D | 9 | 0 | C | 8
[26 empty] | 3497800% | 23:00 | 0 | 0 | 0 | 1 | 0 | 0 | 1 | 0 | 0 | 1 | 0 | 0 | 1 | 0 | 0 | 1 | 0 | 0 | 1 | 0 | 0 | 1 | 0 | 1 | B | 8 | 1 | B | 8 | 20.8 | B | 8 | 16.7 | B | 8 | 77 | A | 7 | 996 | E | 9 | 90 | B | 8 | 1.3 | B | 8 | 21954 | C | 8 | 77777 | B | 8 | 2.8 | E | 8 | 0.135 | F | 8 | 0.14 | F | 8 | 0 | 1 | D | 9 | 0 | C | 8
[26 empty] | 3497800% | 24:00 | 0 | 0 | 0 | 1 | 0 | 0 | 1 | 0 | 0 | 1 | 0 | 0 | 1 | 0 | 0 | 1 | 0 | 0 | 1 | 0 | 0 | 1 | 0 | 1 | B | 8 | 1 | B | 8 | 20.2 | B | 8 | 16.4 | B | 8 | 79 | A | 7 | 996 | E | 9 | 80 | B | 8 | 1.1 | B | 8 | 23418 | C | 8 | 77777 | B | 8 | 2.8 | E | 8 | 0.135 | F | 8 | 0.14 | F | 8 | 0 | 1 | D | 9 | 0 | C | 8
[26 empty] | 3497900% | 1:00 | 0 | 0 | 0 | 1 | 0 | 0 | 1 | 0 | 0 | 1 | 0 | 0 | 1 | 0 | 0 | 1 | 0 | 0 | 1 | 0 | 0 | 1 | 0 | 2 | B | 8 | 2 | B | 8 | 19.8 | B | 8 | 16.4 | B | 8 | 81 | A | 7 | 996 | E | 9 | 60 | B | 8 | 0.9 | B | 8 | 24881 | C | 8 | 77777 | B | 8 | 2.8 | E | 8 | 0.134 | F | 8 | 0.14 | F | 8 | 0 | 1 | D | 9 | 0 | C | 8
[26 empty] | 3497900% | 2:00 | 0 | 0 | 0 | 1 | 0 | 0 | 1 | 0 | 0 | 1 | 0 | 0 | 1 | 0 | 0 | 1 | 0 | 0 | 1 | 0 | 0 | 1 | 0 | 2 | B | 8 | 2 | B | 8 | 19.3 | B | 8 | 16.1 | B | 8 | 82 | A | 7 | 996 | E | 9 | 50 | B | 8 | 0.7 | B | 8 | 26345 | C | 8 | 77777 | B | 8 | 2.8 | E | 8 | 0.134 | F | 8 | 0.14 | F | 8 | 0 | 1 | D | 9 | 0 | C | 8
[26 empty] | 3497900% | 3:00 | 0 | 0 | 0 | 1 | 0 | 0 | 1 | 0 | 0 | 1 | 0 | 0 | 1 | 0 | 0 | 1 | 0 | 0 | 1 | 0 | 0 | 1 | 0 | 2 | B | 8 | 2 | B | 8 | 18.9 | B | 8 | 16 | B | 8 | 83 | A | 7 | 996 | E | 9 | 40 | B | 8 | 0.5 | B | 8 | 27809 | C | 8 | 77777 | B | 8 | 2.8 | E | 8 | 0.134 | F | 8 | 0.14 | F | 8 | 0 | 1 | D | 9 | 0 | C | 8
[26 empty] | 3497900% | 4:00 | 0 | 0 | 0 | 1 | 0 | 0 | 1 | 0 | 0 | 1 | 0 | 0 | 1 | 0 | 0 | 1 | 0 | 0 | 1 | 0 | 0 | 1 | 0 | 3 | B | 8 | 3 | B | 8 | 18.7 | B | 8 | 15.9 | B | 8 | 84 | A | 7 | 996 | E | 9 | 30 | B | 8 | 0.4 | B | 8 | 29272 | C | 8 | 77777 | B | 8 | 2.8 | E | 8 | 0.134 | F | 8 | 0.14 | F | 8 | 0 | 1 | D | 9 | 0 | C | 8
[26 empty] | 3497900% | 5:00 | 0 | 0 | 0 | 1 | 0 | 0 | 1 | 0 | 0 | 1 | 0 | 0 | 1 | 0 | 0 | 1 | 0 | 0 | 1 | 0 | 0 | 1 | 0 | 3 | B | 8 | 3 | B | 8 | 18.2 | B | 8 | 15.5 | B | 8 | 84 | A | 7 | 997 | E | 9 | 10 | B | 8 | 0.2 | B | 8 | 30736 | C | 8 | 77777 | B | 8 | 2.8 | E | 8 | 0.134 | F | 8 | 0.14 | F | 8 | 0 | 1 | D | 9 | 0 | C | 8
[26 empty] | 3497900% | 6:00 | 0 | 0 | 0 | 1 | 0 | 0 | 1 | 0 | 0 | 1 | 0 | 0 | 1 | 0 | 0 | 1 | 0 | 0 | 1 | 0 | 0 | 1 | 0 | 3 | A | 7 | 3 | E | 9 | 17.7 | A | 7 | 15.5 | A | 7 | 87 | A | 7 | 997 | E | 9 | 0 | A | 7 | 0 | A | 7 | 32200 | B | 7 | 77777 | A | 7 | 2.8 | E | 8 | 0.134 | F | 8 | 0.14 | F | 8 | 0 | 1 | D | 9 | 0 | C | 8
[26 empty] | 3497900% | 7:00 | 74 | 1061 | 20 | 1 | 24 | 32 | 1 | 27 | 18 | 1 | 24 | 23 | 1 | 24 | 15 | 1 | 27 | 22 | 1 | 24 | 37 | 1 | 43 | 9 | A | 7 | 6 | E | 9 | 18.8 | A | 7 | 15.5 | A | 7 | 81 | A | 7 | 997 | E | 9 | 0 | A | 7 | 0 | A | 7 | 32200 | B | 7 | 3000 | A | 7 | 2.9 | E | 8 | 0.134 | F | 8 | 0.14 | F | 8 | 0 | 1 | D | 9 | 0 | C | 8
[26 empty] | 3497900% | 8:00 | 324 | 1369 | 53 | 1 | 24 | 0 | 1 | 27 | 53 | 1 | 24 | 62 | 1 | 24 | 0 | 1 | 27 | 62 | 1 | 24 | 208 | 1 | 43 | 10 | A | 7 | 10 | E | 9 | 20 | A | 7 | 15.5 | A | 7 | 75 | A | 7 | 998 | E | 9 | 0 | A | 7 | 0 | A | 7 | 32200 | B | 7 | 2100 | A | 7 | 2.8 | E | 8 | 0.134 | F | 8 | 0.14 | F | 8 | 0 | 1 | D | 9 | 0 | C | 8
[26 empty] | 3497900% | 9:00 | 558 | 1369 | 108 | 1 | 24 | 0 | 1 | 27 | 108 | 1 | 24 | 126 | 1 | 24 | 0 | 1 | 27 | 126 | 1 | 24 | 455 | 1 | 43 | 10 | A | 7 | 10 | E | 9 | 23.3 | A | 7 | 14.4 | A | 7 | 57 | A | 7 | 999 | E | 9 | 280 | A | 7 | 3.6 | A | 7 | 32200 | B | 7 | 1800 | A | 7 | 2.8 | E | 8 | 0.134 | F | 8 | 0.14 | F | 8 | 0 | 1 | D | 9 | 0 | C | 8
[26 empty] | 3497900% | 10:00 | 750 | 1369 | 155 | 1 | 24 | 0 | 1 | 27 | 155 | 1 | 24 | 182 | 1 | 24 | 0 | 1 | 27 | 182 | 1 | 24 | 692 | 1 | 43 | 10 | A | 7 | 10 | E | 9 | 21.6 | A | 7 | 13.3 | A | 7 | 59 | A | 7 | 999 | E | 9 | 300 | A | 7 | 2.5 | A | 7 | 32200 | B | 7 | 1500 | A | 7 | 2.8 | E | 8 | 0.134 | F | 8 | 0.14 | F | 8 | 0 | 1 | D | 9 | 0 | C | 8
[26 empty] | 3497900% | 11:00 | 885 | 1369 | 370 | 1 | 24 | 84 | 1 | 27 | 316 | 1 | 24 | 407 | 1 | 24 | 86 | 1 | 27 | 352 | 1 | 24 | 1041 | 1 | 43 | 9 | A | 7 | 6 | E | 9 | 21.1 | A | 7 | 13.3 | A | 7 | 61 | A | 7 | 999 | E | 9 | 0 | A | 7 | 0 | A | 7 | 32200 | B | 7 | 1800 | A | 7 | 2.7 | E | 8 | 0.134 | F | 8 | 0.14 | F | 8 | 0 | 1 | D | 9 | 0 | C | 8
[26 empty] | 3497900% | 12:00 | 953 | 1369 | 423 | 1 | 24 | 294 | 1 | 27 | 218 | 1 | 24 | 469 | 1 | 24 | 318 | 1 | 27 | 247 | 1 | 24 | 594 | 1 | 43 | 9 | A | 7 | 6 | E | 9 | 22.7 | A | 7 | 13.3 | A | 7 | 55 | A | 7 | 998 | E | 9 | 0 | A | 7 | 0 | A | 7 | 32200 | B | 7 | 2100 | A | 7 | 2.7 | E | 8 | 0.134 | F | 8 | 0.14 | F | 8 | 0 | 1 | D | 9 | 0 | C | 8
[26 empty] | 3497900% | 13:00 | 952 | 1369 | 380 | 1 | 24 | 133 | 1 | 27 | 286 | 1 | 24 | 417 | 1 | 24 | 141 | 1 | 27 | 319 | 1 | 24 | 862 | 1 | 43 | 9 | A | 7 | 6 | E | 9 | 24.4 | A | 7 | 13.3 | A | 7 | 50 | A | 7 | 997 | E | 9 | 330 | A | 7 | 1.5 | A | 7 | 32200 | B | 7 | 2100 | A | 7 | 2.7 | E | 8 | 0.134 | F | 8 | 0.14 | F | 8 | 0 | 1 | D | 9 | 0 | C | 8
[26 empty] | 3497900% | 14:00 | 880 | 1369 | 499 | 1 | 24 | 356 | 1 | 27 | 270 | 1 | 24 | 539 | 1 | 24 | 381 | 1 | 27 | 294 | 1 | 24 | 710 | 1 | 43 | 9 | A | 7 | 6 | E | 9 | 25.5 | A | 7 | 13.3 | A | 7 | 47 | A | 7 | 997 | E | 9 | 300 | A | 7 | 2.5 | A | 7 | 32200 | B | 7 | 1800 | A | 7 | 2.6 | E | 8 | 0.134 | F | 8 | 0.14 | F | 8 | 0 | 1 | D | 9 | 0 | C | 8
[26 empty] | 3497900% | 15:00 | 742 | 1369 | 364 | 1 | 24 | 351 | 1 | 27 | 174 | 1 | 24 | 389 | 1 | 24 | 356 | 1 | 27 | 195 | 1 | 24 | 381 | 1 | 43 | 9 | A | 7 | 6 | E | 9 | 26.1 | A | 7 | 13.3 | A | 7 | 45 | A | 7 | 997 | E | 9 | 310 | A | 7 | 2.5 | A | 7 | 32200 | B | 7 | 1800 | A | 7 | 2.6 | E | 8 | 0.134 | F | 8 | 0.14 | F | 8 | 0 | 1 | D | 9 | 0 | C | 8
[26 empty] | 3497900% | 16:00 | 548 | 1369 | 212 | 1 | 24 | 205 | 1 | 27 | 130 | 1 | 24 | 230 | 1 | 24 | 203 | 1 | 27 | 148 | 1 | 24 | 263 | 1 | 43 | 9 | A | 7 | 6 | E | 9 | 23.8 | A | 7 | 12.7 | A | 7 | 50 | A | 7 | 996 | E | 9 | 260 | A | 7 | 3.6 | A | 7 | 32200 | B | 7 | 1800 | A | 7 | 2.6 | E | 8 | 0.134 | F | 8 | 0.14 | F | 8 | 0 | 1 | D | 9 | 0 | C | 8
[26 empty] | 3497900% | 17:00 | 311 | 1369 | 113 | 1 | 25 | 98 | 1 | 28 | 90 | 1 | 25 | 122 | 1 | 25 | 81 | 1 | 28 | 103 | 1 | 25 | 196 | 1 | 45 | 9 | B | 8 | 6 | B | 8 | 23.1 | B | 8 | 12.3 | B | 8 | 51 | A | 7 | 996 | E | 9 | 310 | B | 8 | 1.8 | B | 8 | 25750 | C | 8 | 1800 | B | 8 | 2.5 | E | 8 | 0.134 | F | 8 | 0.14 | F | 8 | 0 | 1 | D | 9 | 0 | C | 8
[26 empty] | 3497900% | 18:00 | 65 | 992 | 15 | 1 | 24 | 20 | 1 | 27 | 14 | 1 | 24 | 17 | 1 | 24 | 9 | 1 | 27 | 17 | 1 | 24 | 29 | 1 | 43 | 9 | A | 7 | 6 | E | 9 | 21.6 | A | 7 | 11.6 | A | 7 | 53 | A | 7 | 996 | E | 9 | 0 | A | 7 | 0 | A | 7 | 19300 | B | 7 | 1800 | A | 7 | 2.5 | E | 8 | 0.134 | F | 8 | 0.14 | F | 8 | 0 | 1 | D | 9 | 0 | C | 8
[26 empty] | 3497900% | 19:00 | 0 | 0 | 0 | 1 | 0 | 0 | 1 | 0 | 0 | 1 | 0 | 0 | 1 | 0 | 0 | 1 | 0 | 0 | 1 | 0 | 0 | 1 | 0 | 10 | A | 7 | 10 | E | 9 | 20.5 | A | 7 | 10.5 | A | 7 | 53 | A | 7 | 997 | E | 9 | 300 | A | 7 | 1.5 | A | 7 | 16100 | B | 7 | 2100 | A | 7 | 2.5 | E | 8 | 0.134 | F | 8 | 0.14 | F | 8 | 0 | 1 | D | 9 | 0 | C | 8
[26 empty] | 3497900% | 20:00 | 0 | 0 | 0 | 1 | 0 | 0 | 1 | 0 | 0 | 1 | 0 | 0 | 1 | 0 | 0 | 1 | 0 | 0 | 1 | 0 | 0 | 1 | 0 | 9 | B | 8 | 9 | B | 8 | 19.3 | B | 8 | 9.8 | B | 8 | 54 | A | 7 | 997 | E | 9 | 300 | B | 8 | 1.5 | B | 8 | 17563 | C | 8 | 3909 | B | 8 | 2.4 | E | 8 | 0.134 | F | 8 | 0.14 | F | 8 | 0 | 1 | D | 9 | 0 | C | 8
[26 empty] | 3497900% | 21:00 | 0 | 0 | 0 | 1 | 0 | 0 | 1 | 0 | 0 | 1 | 0 | 0 | 1 | 0 | 0 | 1 | 0 | 0 | 1 | 0 | 0 | 1 | 0 | 9 | B | 8 | 9 | B | 8 | 18.4 | B | 8 | 9.9 | B | 8 | 58 | A | 7 | 997 | E | 9 | 300 | B | 8 | 1.6 | B | 8 | 19027 | C | 8 | 5718 | B | 8 | 2.4 | E | 8 | 0.134 | F | 8 | 0.14 | F | 8 | 0 | 1 | D | 9 | 0 | C | 8
[26 empty] | 3497900% | 22:00 | 0 | 0 | 0 | 1 | 0 | 0 | 1 | 0 | 0 | 1 | 0 | 0 | 1 | 0 | 0 | 1 | 0 | 0 | 1 | 0 | 0 | 1 | 0 | 8 | B | 8 | 8 | B | 8 | 17.5 | B | 8 | 9.4 | B | 8 | 59 | A | 7 | 997 | E | 9 | 310 | B | 8 | 1.6 | B | 8 | 20490 | C | 8 | 7527 | B | 8 | 2.4 | E | 8 | 0.134 | F | 8 | 0.14 | F | 8 | 0 | 1 | D | 9 | 0 | C | 8
[26 empty] | 3497900% | 23:00 | 0 | 0 | 0 | 1 | 0 | 0 | 1 | 0 | 0 | 1 | 0 | 0 | 1 | 0 | 0 | 1 | 0 | 0 | 1 | 0 | 0 | 1 | 0 | 7 | B | 8 | 7 | B | 8 | 16.8 | B | 8 | 9.2 | B | 8 | 61 | A | 7 | 998 | E | 9 | 310 | B | 8 | 1.7 | B | 8 | 21954 | C | 8 | 9336 | B | 8 | 2.3 | E | 8 | 0.134 | F | 8 | 0.14 | F | 8 | 0 | 1 | D | 9 | 0 | C | 8
[26 empty] | 3497900% | 24:00 | 0 | 0 | 0 | 1 | 0 | 0 | 1 | 0 | 0 | 1 | 0 | 0 | 1 | 0 | 0 | 1 | 0 | 0 | 1 | 0 | 0 | 1 | 0 | 6 | B | 8 | 6 | B | 8 | 16.1 | B | 8 | 8.9 | B | 8 | 62 | A | 7 | 997 | E | 9 | 310 | B | 8 | 1.7 | B | 8 | 23418 | C | 8 | 11145 | B | 8 | 2.3 | E | 8 | 0.134 | F | 8 | 0.14 | F | 8 | 0 | 1 | D | 9 | 0 | C | 8
[26 empty] | 3498000% | 1:00 | 0 | 0 | 0 | 1 | 0 | 0 | 1 | 0 | 0 | 1 | 0 | 0 | 1 | 0 | 0 | 1 | 0 | 0 | 1 | 0 | 0 | 1 | 0 | 6 | B | 8 | 6 | B | 8 | 15.6 | B | 8 | 8.8 | B | 8 | 64 | A | 7 | 997 | E | 9 | 310 | B | 8 | 1.8 | B | 8 | 24881 | C | 8 | 12955 | B | 8 | 2.3 | E | 8 | 0.133 | F | 8 | 0.14 | F | 8 | 0 | 1 | D | 9 | 0 | C | 8
[26 empty] | 3498000% | 2:00 | 0 | 0 | 0 | 1 | 0 | 0 | 1 | 0 | 0 | 1 | 0 | 0 | 1 | 0 | 0 | 1 | 0 | 0 | 1 | 0 | 0 | 1 | 0 | 5 | B | 8 | 5 | B | 8 | 14.9 | B | 8 | 8.5 | B | 8 | 66 | A | 7 | 997 | E | 9 | 310 | B | 8 | 1.8 | B | 8 | 26345 | C | 8 | 14764 | B | 8 | 2.2 | E | 8 | 0.133 | F | 8 | 0.14 | F | 8 | 0 | 1 | D | 9 | 0 | C | 8
[26 empty] | 3498000% | 3:00 | 0 | 0 | 0 | 1 | 0 | 0 | 1 | 0 | 0 | 1 | 0 | 0 | 1 | 0 | 0 | 1 | 0 | 0 | 1 | 0 | 0 | 1 | 0 | 4 | B | 8 | 4 | B | 8 | 14.3 | B | 8 | 8.4 | B | 8 | 68 | A | 7 | 997 | E | 9 | 310 | B | 8 | 1.9 | B | 8 | 27809 | C | 8 | 16573 | B | 8 | 2.2 | E | 8 | 0.133 | F | 8 | 0.14 | F | 8 | 0 | 1 | D | 9 | 0 | C | 8
[26 empty] | 3498000% | 4:00 | 0 | 0 | 0 | 1 | 0 | 0 | 1 | 0 | 0 | 1 | 0 | 0 | 1 | 0 | 0 | 1 | 0 | 0 | 1 | 0 | 0 | 1 | 0 | 4 | B | 8 | 4 | B | 8 | 14 | B | 8 | 8.2 | B | 8 | 68 | A | 7 | 998 | E | 9 | 320 | B | 8 | 1.9 | B | 8 | 29272 | C | 8 | 18382 | B | 8 | 2.2 | E | 8 | 0.133 | F | 8 | 0.14 | F | 8 | 0 | 1 | D | 9 | 0 | C | 8
[26 empty] | 3498000% | 5:00 | 0 | 0 | 0 | 1 | 0 | 0 | 1 | 0 | 0 | 1 | 0 | 0 | 1 | 0 | 0 | 1 | 0 | 0 | 1 | 0 | 0 | 1 | 0 | 3 | B | 8 | 3 | B | 8 | 13.3 | B | 8 | 7.8 | B | 8 | 69 | A | 7 | 998 | E | 9 | 320 | B | 8 | 2 | B | 8 | 30736 | C | 8 | 20191 | B | 8 | 2.1 | E | 8 | 0.133 | F | 8 | 0.14 | F | 8 | 0 | 1 | D | 9 | 0 | C | 8
[26 empty] | 3498000% | 6:00 | 0 | 0 | 0 | 1 | 0 | 0 | 1 | 0 | 0 | 1 | 0 | 0 | 1 | 0 | 0 | 1 | 0 | 0 | 1 | 0 | 0 | 1 | 0 | 2 | A | 7 | 2 | E | 9 | 12.7 | A | 7 | 7.7 | A | 7 | 72 | A | 7 | 999 | E | 9 | 320 | A | 7 | 2 | A | 7 | 32200 | B | 7 | 77777 | A | 7 | 2.1 | E | 8 | 0.133 | F | 8 | 0.14 | F | 8 | 0 | 1 | D | 9 | 0 | C | 8
[26 empty] | 3498000% | 7:00 | 71 | 1039 | 17 | 1 | 24 | 65 | 1 | 27 | 13 | 1 | 24 | 20 | 1 | 24 | 28 | 1 | 27 | 18 | 1 | 24 | 22 | 1 | 43 | 3 | A | 7 | 3 | E | 9 | 12.7 | A | 7 | 6.1 | A | 7 | 64 | A | 7 | 999 | E | 9 | 310 | A | 7 | 2 | A | 7 | 32200 | B | 7 | 77777 | A | 7 | 2.1 | E | 8 | 0.133 | F | 8 | 0.14 | F | 8 | 0 | 1 | D | 9 | 0 | C | 8
[26 empty] | 3498000% | 8:00 | 319 | 1369 | 138 | 1 | 24 | 317 | 1 | 27 | 64 | 1 | 24 | 147 | 1 | 24 | 255 | 1 | 27 | 87 | 1 | 24 | 115 | 1 | 43 | 2 | A | 7 | 2 | E | 9 | 14.4 | A | 7 | 6.6 | A | 7 | 59 | A | 7 | 999 | E | 9 | 330 | A | 7 | 2 | A | 7 | 32200 | B | 7 | 77777 | A | 7 | 2 | E | 8 | 0.133 | F | 8 | 0.14 | F | 8 | 0 | 1 | D | 9 | 0 | C | 8
[26 empty] | 3498000% | 9:00 | 553 | 1369 | 301 | 1 | 24 | 505 | 1 | 27 | 97 | 1 | 24 | 314 | 1 | 24 | 480 | 1 | 27 | 120 | 1 | 24 | 191 | 1 | 43 | 3 | A | 7 | 3 | E | 9 | 15.5 | A | 7 | 6.6 | A | 7 | 55 | A | 7 | 1000 | E | 9 | 330 | A | 7 | 2.5 | A | 7 | 32200 | B | 7 | 77777 | A | 7 | 2 | E | 8 | 0.133 | F | 8 | 0.14 | F | 8 | 0 | 1 | D | 9 | 0 | C | 8
[26 empty] | 3498000% | 10:00 | 745 | 1369 | 256 | 1 | 24 | 75 | 1 | 27 | 215 | 1 | 24 | 281 | 1 | 24 | 75 | 1 | 27 | 241 | 1 | 24 | 677 | 1 | 43 | 9 | A | 7 | 9 | E | 9 | 15.5 | A | 7 | 6.1 | A | 7 | 53 | A | 7 | 1000 | E | 9 | 320 | A | 7 | 2.5 | A | 7 | 40200 | B | 7 | 1500 | A | 7 | 2 | E | 8 | 0.133 | F | 8 | 0.14 | F | 8 | 0 | 1 | D | 9 | 0 | C | 8
[26 empty] | 3498000% | 11:00 | 879 | 1369 | 612 | 1 | 24 | 734 | 1 | 27 | 140 | 1 | 24 | 651 | 1 | 24 | 745 | 1 | 27 | 171 | 1 | 24 | 358 | 1 | 43 | 3 | A | 7 | 3 | E | 9 | 16.6 | A | 7 | 6.6 | A | 7 | 52 | A | 7 | 1000 | E | 9 | 300 | A | 7 | 5.1 | A | 7 | 40200 | B | 7 | 77777 | A | 7 | 2 | E | 8 | 0.133 | F | 8 | 0.14 | F | 8 | 0 | 1 | D | 9 | 0 | C | 8
[26 empty] | 3498000% | 12:00 | 948 | 1369 | 340 | 1 | 24 | 117 | 1 | 27 | 259 | 1 | 24 | 377 | 1 | 24 | 124 | 1 | 27 | 291 | 1 | 24 | 777 | 1 | 43 | 9 | A | 7 | 9 | E | 9 | 16.6 | A | 7 | 6.6 | A | 7 | 52 | A | 7 | 1000 | E | 9 | 320 | A | 7 | 5.1 | A | 7 | 40200 | B | 7 | 3600 | A | 7 | 1.9 | E | 8 | 0.133 | F | 8 | 0.14 | F | 8 | 0 | 1 | D | 9 | 0 | C | 8
[26 empty] | 3498000% | 13:00 | 946 | 1369 | 249 | 1 | 24 | 177 | 1 | 27 | 126 | 1 | 24 | 287 | 1 | 24 | 192 | 1 | 27 | 154 | 1 | 24 | 321 | 1 | 43 | 9 | A | 7 | 9 | E | 9 | 18.8 | A | 7 | 7.7 | A | 7 | 48 | A | 7 | 999 | E | 9 | 310 | A | 7 | 3 | A | 7 | 40200 | B | 7 | 1800 | A | 7 | 1.9 | E | 8 | 0.133 | F | 8 | 0.14 | F | 8 | 0 | 1 | D | 9 | 0 | C | 8
[26 empty] | 3498000% | 14:00 | 873 | 1369 | 612 | 1 | 24 | 787 | 1 | 27 | 110 | 1 | 24 | 646 | 1 | 24 | 788 | 1 | 27 | 142 | 1 | 24 | 269 | 1 | 43 | 2 | A | 7 | 2 | E | 9 | 20 | A | 7 | 7.7 | A | 7 | 45 | A | 7 | 999 | E | 9 | 300 | A | 7 | 3.6 | A | 7 | 40200 | B | 7 | 77777 | A | 7 | 1.9 | E | 8 | 0.133 | F | 8 | 0.14 | F | 8 | 0 | 1 | D | 9 | 0 | C | 8
[26 empty] | 3498000% | 15:00 | 735 | 1369 | 494 | 1 | 24 | 651 | 1 | 27 | 144 | 1 | 24 | 515 | 1 | 24 | 643 | 1 | 27 | 168 | 1 | 24 | 311 | 1 | 43 | 3 | A | 7 | 3 | E | 9 | 20 | A | 7 | 7.2 | A | 7 | 43 | A | 7 | 998 | E | 9 | 330 | A | 7 | 2 | A | 7 | 40200 | B | 7 | 77777 | A | 7 | 1.9 | E | 8 | 0.133 | F | 8 | 0.14 | F | 8 | 0 | 1 | D | 9 | 0 | C | 8
[26 empty] | 3498000% | 16:00 | 541 | 1369 | 358 | 1 | 24 | 761 | 1 | 27 | 57 | 1 | 24 | 381 | 1 | 24 | 727 | 1 | 27 | 93 | 1 | 24 | 125 | 1 | 43 | 0 | A | 7 | 0 | E | 9 | 19.4 | A | 7 | 6.6 | A | 7 | 43 | A | 7 | 998 | E | 9 | 310 | A | 7 | 3 | A | 7 | 48300 | B | 7 | 77777 | A | 7 | 1.8 | E | 8 | 0.133 | F | 8 | 0.14 | F | 8 | 0 | 1 | D | 9 | 0 | C | 8
[26 empty] | 3498000% | 17:00 | 304 | 1369 | 168 | 1 | 24 | 583 | 1 | 27 | 39 | 1 | 24 | 175 | 1 | 24 | 481 | 1 | 27 | 67 | 1 | 24 | 79 | 1 | 43 | 0 | A | 7 | 0 | E | 9 | 18.3 | A | 7 | 6.6 | A | 7 | 46 | A | 7 | 998 | E | 9 | 310 | A | 7 | 2 | A | 7 | 32200 | B | 7 | 77777 | A | 7 | 1.8 | E | 8 | 0.133 | F | 8 | 0.14 | F | 8 | 0 | 1 | D | 9 | 0 | C | 8
[26 empty] | 3498000% | 18:00 | 60 | 947 | 21 | 1 | 24 | 160 | 1 | 27 | 11 | 1 | 24 | 23 | 1 | 24 | 77 | 1 | 27 | 18 | 1 | 24 | 21 | 1 | 43 | 0 | A | 7 | 0 | E | 9 | 16.1 | A | 7 | 6.6 | A | 7 | 53 | A | 7 | 998 | E | 9 | 340 | A | 7 | 1.5 | A | 7 | 24100 | B | 7 | 77777 | A | 7 | 1.8 | E | 8 | 0.133 | F | 8 | 0.14 | F | 8 | 0 | 1 | D | 9 | 0 | C | 8
[26 empty] | 3498000% | 19:00 | 0 | 0 | 0 | 1 | 0 | 0 | 1 | 0 | 0 | 1 | 0 | 0 | 1 | 0 | 0 | 1 | 0 | 0 | 1 | 0 | 0 | 1 | 0 | 0 | A | 7 | 0 | E | 9 | 13.8 | A | 7 | 6.1 | A | 7 | 60 | A | 7 | 998 | E | 9 | 340 | A | 7 | 2 | A | 7 | 16100 | B | 7 | 77777 | A | 7 | 1.8 | E | 8 | 0.133 | F | 8 | 0.14 | F | 8 | 0 | 1 | D | 9 | 0 | C | 8
[26 empty] | 3498000% | 20:00 | 0 | 0 | 0 | 1 | 0 | 0 | 1 | 0 | 0 | 1 | 0 | 0 | 1 | 0 | 0 | 1 | 0 | 0 | 1 | 0 | 0 | 1 | 0 | 0 | B | 8 | 0 | B | 8 | 12.6 | B | 8 | 5.6 | B | 8 | 62 | A | 7 | 998 | E | 9 | 340 | B | 8 | 1.8 | B | 8 | 16827 | C | 8 | 77777 | B | 8 | 1.7 | E | 8 | 0.133 | F | 8 | 0.14 | F | 8 | 0 | 1 | D | 9 | 0 | C | 8
[26 empty] | 3498000% | 21:00 | 0 | 0 | 0 | 1 | 0 | 0 | 1 | 0 | 0 | 1 | 0 | 0 | 1 | 0 | 0 | 1 | 0 | 0 | 1 | 0 | 0 | 1 | 0 | 0 | B | 8 | 0 | B | 8 | 11.7 | B | 8 | 5.8 | B | 8 | 67 | A | 7 | 998 | E | 9 | 340 | B | 8 | 1.6 | B | 8 | 17554 | C | 8 | 77777 | B | 8 | 1.7 | E | 8 | 0.133 | F | 8 | 0.14 | F | 8 | 0 | 1 | D | 9 | 0 | C | 8
[26 empty] | 3498000% | 22:00 | 0 | 0 | 0 | 1 | 0 | 0 | 1 | 0 | 0 | 1 | 0 | 0 | 1 | 0 | 0 | 1 | 0 | 0 | 1 | 0 | 0 | 1 | 0 | 0 | B | 8 | 0 | B | 8 | 10.8 | B | 8 | 5.5 | B | 8 | 70 | A | 7 | 998 | E | 9 | 350 | B | 8 | 1.5 | B | 8 | 18281 | C | 8 | 77777 | B | 8 | 1.7 | E | 8 | 0.133 | F | 8 | 0.14 | F | 8 | 0 | 1 | D | 9 | 0 | C | 8
[26 empty] | 3498000% | 23:00 | 0 | 0 | 0 | 1 | 0 | 0 | 1 | 0 | 0 | 1 | 0 | 0 | 1 | 0 | 0 | 1 | 0 | 0 | 1 | 0 | 0 | 1 | 0 | 0 | B | 8 | 0 | B | 8 | 10.2 | B | 8 | 5.5 | B | 8 | 73 | A | 7 | 998 | E | 9 | 350 | B | 8 | 1.3 | B | 8 | 19009 | C | 8 | 77777 | B | 8 | 1.7 | E | 8 | 0.133 | F | 8 | 0.14 | F | 8 | 0 | 1 | D | 9 | 0 | C | 8
[26 empty] | 3498000% | 24:00 | 0 | 0 | 0 | 1 | 0 | 0 | 1 | 0 | 0 | 1 | 0 | 0 | 1 | 0 | 0 | 1 | 0 | 0 | 1 | 0 | 0 | 1 | 0 | 0 | B | 8 | 0 | B | 8 | 9.4 | B | 8 | 5.3 | B | 8 | 76 | A | 7 | 998 | E | 9 | 350 | B | 8 | 1.1 | B | 8 | 19736 | C | 8 | 77777 | B | 8 | 1.6 | E | 8 | 0.133 | F | 8 | 0.14 | F | 8 | 0 | 1 | D | 9 | 0 | C | 8
[26 empty] | 3498100% | 1:00 | 0 | 0 | 0 | 1 | 0 | 0 | 1 | 0 | 0 | 1 | 0 | 0 | 1 | 0 | 0 | 1 | 0 | 0 | 1 | 0 | 0 | 1 | 0 | 0 | B | 8 | 0 | B | 8 | 8.9 | B | 8 | 5.4 | B | 8 | 79 | A | 7 | 998 | E | 9 | 350 | B | 8 | 0.9 | B | 8 | 20463 | C | 8 | 77777 | B | 8 | 1.6 | E | 8 | 0.132 | F | 8 | 0.14 | F | 8 | 0 | 1 | D | 9 | 0 | C | 8
[26 empty] | 3498100% | 2:00 | 0 | 0 | 0 | 1 | 0 | 0 | 1 | 0 | 0 | 1 | 0 | 0 | 1 | 0 | 0 | 1 | 0 | 0 | 1 | 0 | 0 | 1 | 0 | 0 | B | 8 | 0 | B | 8 | 8.3 | B | 8 | 5.2 | B | 8 | 81 | A | 7 | 998 | E | 9 | 350 | B | 8 | 0.7 | B | 8 | 21190 | C | 8 | 77777 | B | 8 | 1.6 | E | 8 | 0.132 | F | 8 | 0.14 | F | 8 | 0 | 1 | D | 9 | 0 | C | 8
[26 empty] | 3498100% | 3:00 | 0 | 0 | 0 | 1 | 0 | 0 | 1 | 0 | 0 | 1 | 0 | 0 | 1 | 0 | 0 | 1 | 0 | 0 | 1 | 0 | 0 | 1 | 0 | 0 | B | 8 | 0 | B | 8 | 7.7 | B | 8 | 5.2 | B | 8 | 84 | A | 7 | 998 | E | 9 | 350 | B | 8 | 0.5 | B | 8 | 21918 | C | 8 | 77777 | B | 8 | 1.6 | E | 8 | 0.132 | F | 8 | 0.14 | F | 8 | 0 | 1 | D | 9 | 0 | C | 8
[26 empty] | 3498100% | 4:00 | 0 | 0 | 0 | 1 | 0 | 0 | 1 | 0 | 0 | 1 | 0 | 0 | 1 | 0 | 0 | 1 | 0 | 0 | 1 | 0 | 0 | 1 | 0 | 0 | B | 8 | 0 | B | 8 | 7.4 | B | 8 | 5.2 | B | 8 | 86 | A | 7 | 998 | E | 9 | 360 | B | 8 | 0.4 | B | 8 | 22645 | C | 8 | 77777 | B | 8 | 1.6 | E | 8 | 0.132 | F | 8 | 0.14 | F | 8 | 0 | 1 | D | 9 | 0 | C | 8
[26 empty] | 3498100% | 5:00 | 0 | 0 | 0 | 1 | 0 | 0 | 1 | 0 | 0 | 1 | 0 | 0 | 1 | 0 | 0 | 1 | 0 | 0 | 1 | 0 | 0 | 1 | 0 | 0 | B | 8 | 0 | B | 8 | 6.7 | B | 8 | 4.9 | B | 8 | 88 | A | 7 | 998 | E | 9 | 360 | B | 8 | 0.2 | B | 8 | 23372 | C | 8 | 77777 | B | 8 | 1.5 | E | 8 | 0.132 | F | 8 | 0.14 | F | 8 | 0 | 1 | D | 9 | 0 | C | 8
[26 empty] | 3498100% | 6:00 | 0 | 0 | 0 | 1 | 0 | 0 | 1 | 0 | 0 | 1 | 0 | 0 | 1 | 0 | 0 | 1 | 0 | 0 | 1 | 0 | 0 | 1 | 0 | 0 | A | 7 | 0 | E | 9 | 6.1 | A | 7 | 5 | A | 7 | 93 | A | 7 | 998 | E | 9 | 0 | A | 7 | 0 | A | 7 | 24100 | B | 7 | 77777 | A | 7 | 1.5 | E | 8 | 0.132 | F | 8 | 0.14 | F | 8 | 0 | 1 | D | 9 | 0 | C | 8
[26 empty] | 3498100% | 7:00 | 67 | 1016 | 17 | 1 | 24 | 25 | 1 | 27 | 16 | 1 | 24 | 20 | 1 | 24 | 12 | 1 | 27 | 19 | 1 | 24 | 33 | 1 | 43 | 0 | A | 7 | 0 | E | 9 | 7.2 | A | 7 | 5 | A | 7 | 86 | A | 7 | 999 | E | 9 | 0 | A | 7 | 0 | A | 7 | 24100 | B | 7 | 77777 | A | 7 | 1.5 | E | 8 | 0.132 | F | 8 | 0.14 | F | 8 | 0 | 1 | D | 9 | 0 | C | 8
[26 empty] | 3498100% | 8:00 | 314 | 1370 | 143 | 1 | 24 | 310 | 1 | 27 | 71 | 1 | 24 | 149 | 1 | 24 | 248 | 1 | 27 | 92 | 1 | 24 | 129 | 1 | 43 | 0 | A | 7 | 0 | E | 9 | 10 | A | 7 | 6.6 | A | 7 | 79 | A | 7 | 999 | E | 9 | 0 | A | 7 | 0 | A | 7 | 24100 | B | 7 | 77777 | A | 7 | 1.5 | E | 8 | 0.132 | F | 8 | 0.14 | F | 8 | 0 | 1 | D | 9 | 0 | C | 8
[26 empty] | 3498100% | 9:00 | 548 | 1370 | 323 | 1 | 25 | 527 | 1 | 28 | 112 | 1 | 25 | 346 | 1 | 25 | 507 | 1 | 28 | 143 | 1 | 25 | 216 | 1 | 45 | 0 | B | 8 | 0 | B | 8 | 13.3 | B | 8 | 7.8 | B | 8 | 69 | A | 7 | 999 | E | 9 | 0 | B | 8 | 0 | B | 8 | 20100 | C | 8 | 77777 | B | 8 | 1.5 | E | 8 | 0.132 | F | 8 | 0.14 | F | 8 | 0 | 1 | D | 9 | 0 | C | 8
[26 empty] | 3498100% | 10:00 | 739 | 1370 | 490 | 1 | 24 | 642 | 1 | 27 | 143 | 1 | 24 | 511 | 1 | 24 | 635 | 1 | 27 | 167 | 1 | 24 | 310 | 1 | 43 | 0 | A | 7 | 0 | E | 9 | 16.6 | A | 7 | 8.8 | A | 7 | 60 | A | 7 | 1000 | E | 9 | 0 | A | 7 | 0 | A | 7 | 16100 | B | 7 | 77777 | A | 7 | 1.6 | E | 8 | 0.132 | F | 8 | 0.14 | F | 8 | 0 | 1 | D | 9 | 0 | C | 8
[26 empty] | 3498100% | 11:00 | 874 | 1370 | 611 | 1 | 24 | 702 | 1 | 27 | 163 | 1 | 24 | 643 | 1 | 24 | 707 | 1 | 27 | 191 | 1 | 24 | 405 | 1 | 43 | 0 | A | 7 | 0 | E | 9 | 17.7 | A | 7 | 7.7 | A | 7 | 52 | A | 7 | 1000 | E | 9 | 0 | A | 7 | 0 | A | 7 | 16100 | B | 7 | 77777 | A | 7 | 1.6 | E | 8 | 0.132 | F | 8 | 0.14 | F | 8 | 0 | 1 | D | 9 | 0 | C | 8
[26 empty] | 3498100% | 12:00 | 942 | 1370 | 673 | 1 | 24 | 727 | 1 | 27 | 173 | 1 | 24 | 711 | 1 | 24 | 736 | 1 | 27 | 203 | 1 | 24 | 470 | 1 | 43 | 0 | A | 7 | 0 | E | 9 | 19.4 | A | 7 | 8.3 | A | 7 | 49 | A | 7 | 999 | E | 9 | 230 | A | 7 | 2 | A | 7 | 16100 | B | 7 | 77777 | A | 7 | 1.6 | E | 8 | 0.132 | F | 8 | 0.14 | F | 8 | 0 | 1 | D | 9 | 0 | C | 8
[26 empty] | 3498100% | 13:00 | 940 | 1370 | 671 | 1 | 24 | 726 | 1 | 27 | 173 | 1 | 24 | 709 | 1 | 24 | 735 | 1 | 27 | 203 | 1 | 24 | 469 | 1 | 43 | 0 | A | 7 | 0 | E | 9 | 20 | A | 7 | 8.8 | A | 7 | 48 | A | 7 | 999 | E | 9 | 0 | A | 7 | 0 | A | 7 | 24100 | B | 7 | 77777 | A | 7 | 1.6 | E | 8 | 0.132 | F | 8 | 0.14 | F | 8 | 0 | 1 | D | 9 | 0 | C | 8
[26 empty] | 3498100% | 14:00 | 867 | 1370 | 604 | 1 | 24 | 698 | 1 | 27 | 162 | 1 | 24 | 635 | 1 | 24 | 702 | 1 | 27 | 189 | 1 | 24 | 399 | 1 | 43 | 0 | A | 7 | 0 | E | 9 | 21.1 | A | 7 | 13.3 | A | 7 | 61 | A | 7 | 998 | E | 9 | 240 | A | 7 | 2 | A | 7 | 24100 | B | 7 | 77777 | A | 7 | 1.7 | E | 8 | 0.132 | F | 8 | 0.14 | F | 8 | 0 | 1 | D | 9 | 0 | C | 8
[26 empty] | 3498100% | 15:00 | 728 | 1370 | 479 | 1 | 24 | 634 | 1 | 27 | 142 | 1 | 24 | 500 | 1 | 24 | 626 | 1 | 27 | 166 | 1 | 24 | 305 | 1 | 43 | 0 | A | 7 | 0 | E | 9 | 21.6 | A | 7 | 10.5 | A | 7 | 49 | A | 7 | 998 | E | 9 | 210 | A | 7 | 2 | A | 7 | 24100 | B | 7 | 77777 | A | 7 | 1.7 | E | 8 | 0.132 | F | 8 | 0.14 | F | 8 | 0 | 1 | D | 9 | 0 | C | 8
[26 empty] | 3498100% | 16:00 | 534 | 1370 | 310 | 1 | 24 | 514 | 1 | 27 | 110 | 1 | 24 | 332 | 1 | 24 | 491 | 1 | 27 | 140 | 1 | 24 | 211 | 1 | 43 | 0 | A | 7 | 0 | E | 9 | 21.6 | A | 7 | 10.5 | A | 7 | 49 | A | 7 | 998 | E | 9 | 200 | A | 7 | 1.5 | A | 7 | 24100 | B | 7 | 77777 | A | 7 | 1.7 | E | 8 | 0.132 | F | 8 | 0.14 | F | 8 | 0 | 1 | D | 9 | 0 | C | 8
[26 empty] | 3498100% | 17:00 | 297 | 1370 | 131 | 1 | 24 | 288 | 1 | 27 | 68 | 1 | 24 | 137 | 1 | 24 | 224 | 1 | 27 | 88 | 1 | 24 | 124 | 1 | 43 | 0 | A | 7 | 0 | E | 9 | 20 | A | 7 | 10.5 | A | 7 | 54 | A | 7 | 998 | E | 9 | 180 | A | 7 | 1.5 | A | 7 | 24100 | B | 7 | 77777 | A | 7 | 1.8 | E | 8 | 0.132 | F | 8 | 0.14 | F | 8 | 0 | 1 | D | 9 | 0 | C | 8
[26 empty] | 3498100% | 18:00 | 55 | 902 | 14 | 1 | 24 | 18 | 1 | 27 | 12 | 1 | 24 | 15 | 1 | 24 | 8 | 1 | 27 | 14 | 1 | 24 | 25 | 1 | 43 | 0 | A | 7 | 0 | E | 9 | 17.7 | A | 7 | 10.5 | A | 7 | 63 | A | 7 | 998 | E | 9 | 0 | A | 7 | 0 | A | 7 | 32200 | B | 7 | 77777 | A | 7 | 1.8 | E | 8 | 0.132 | F | 8 | 0.14 | F | 8 | 0 | 1 | D | 9 | 0 | C | 8
[26 empty] | 3498100% | 19:00 | 0 | 0 | 0 | 1 | 0 | 0 | 1 | 0 | 0 | 1 | 0 | 0 | 1 | 0 | 0 | 1 | 0 | 0 | 1 | 0 | 0 | 1 | 0 | 0 | A | 7 | 0 | E | 9 | 16.1 | A | 7 | 10 | A | 7 | 67 | A | 7 | 998 | E | 9 | 0 | A | 7 | 0 | A | 7 | 32200 | B | 7 | 77777 | A | 7 | 1.8 | E | 8 | 0.132 | F | 8 | 0.14 | F | 8 | 0 | 1 | D | 9 | 0 | C | 8
[26 empty] | 3498100% | 20:00 | 0 | 0 | 0 | 1 | 0 | 0 | 1 | 0 | 0 | 1 | 0 | 0 | 1 | 0 | 0 | 1 | 0 | 0 | 1 | 0 | 0 | 1 | 0 | 0 | B | 8 | 0 | B | 8 | 15 | B | 8 | 9.3 | B | 8 | 69 | A | 7 | 998 | E | 9 | 0 | B | 8 | 0 | B | 8 | 30154 | C | 8 | 77777 | B | 8 | 1.8 | E | 8 | 0.132 | F | 8 | 0.14 | F | 8 | 0 | 1 | D | 9 | 0 | C | 8
[26 empty] | 3498100% | 21:00 | 0 | 0 | 0 | 1 | 0 | 0 | 1 | 0 | 0 | 1 | 0 | 0 | 1 | 0 | 0 | 1 | 0 | 0 | 1 | 0 | 0 | 1 | 0 | 0 | B | 8 | 0 | B | 8 | 14.2 | B | 8 | 9.4 | B | 8 | 73 | A | 7 | 997 | E | 9 | 0 | B | 8 | 0 | B | 8 | 28109 | C | 8 | 77777 | B | 8 | 1.9 | E | 8 | 0.132 | F | 8 | 0.14 | F | 8 | 0 | 1 | D | 9 | 0 | C | 8
[26 empty] | 3498100% | 22:00 | 0 | 0 | 0 | 1 | 0 | 0 | 1 | 0 | 0 | 1 | 0 | 0 | 1 | 0 | 0 | 1 | 0 | 0 | 1 | 0 | 0 | 1 | 0 | 0 | B | 8 | 0 | B | 8 | 13.4 | B | 8 | 8.9 | B | 8 | 74 | A | 7 | 997 | E | 9 | 0 | B | 8 | 0 | B | 8 | 26063 | C | 8 | 77777 | B | 8 | 1.9 | E | 8 | 0.132 | F | 8 | 0.14 | F | 8 | 0 | 1 | D | 9 | 0 | C | 8
[26 empty] | 3498100% | 23:00 | 0 | 0 | 0 | 1 | 0 | 0 | 1 | 0 | 0 | 1 | 0 | 0 | 1 | 0 | 0 | 1 | 0 | 0 | 1 | 0 | 0 | 1 | 0 | 0 | B | 8 | 0 | B | 8 | 12.8 | B | 8 | 8.7 | B | 8 | 76 | A | 7 | 997 | E | 9 | 0 | B | 8 | 0 | B | 8 | 24018 | C | 8 | 77777 | B | 8 | 1.9 | E | 8 | 0.132 | F | 8 | 0.14 | F | 8 | 0 | 1 | D | 9 | 0 | C | 8
[26 empty] | 3498100% | 24:00 | 0 | 0 | 0 | 1 | 0 | 0 | 1 | 0 | 0 | 1 | 0 | 0 | 1 | 0 | 0 | 1 | 0 | 0 | 1 | 0 | 0 | 1 | 0 | 0 | B | 8 | 0 | B | 8 | 12.2 | B | 8 | 8.4 | B | 8 | 78 | A | 7 | 997 | E | 9 | 0 | B | 8 | 0 | B | 8 | 21972 | C | 8 | 77777 | B | 8 | 2 | E | 8 | 0.132 | F | 8 | 0.14 | F | 8 | 0 | 1 | D | 9 | 0 | C | 8
[26 empty] | 3498200% | 1:00 | 0 | 0 | 0 | 1 | 0 | 0 | 1 | 0 | 0 | 1 | 0 | 0 | 1 | 0 | 0 | 1 | 0 | 0 | 1 | 0 | 0 | 1 | 0 | 0 | B | 8 | 0 | B | 8 | 11.8 | B | 8 | 8.3 | B | 8 | 79 | A | 7 | 997 | E | 9 | 0 | B | 8 | 0 | B | 8 | 19927 | C | 8 | 77777 | B | 8 | 2 | E | 8 | 0.13 | F | 8 | 0.14 | F | 8 | 0 | 1 | D | 9 | 0 | C | 8
[26 empty] | 3498200% | 2:00 | 0 | 0 | 0 | 1 | 0 | 0 | 1 | 0 | 0 | 1 | 0 | 0 | 1 | 0 | 0 | 1 | 0 | 0 | 1 | 0 | 0 | 1 | 0 | 0 | B | 8 | 0 | B | 8 | 11.2 | B | 8 | 8 | B | 8 | 81 | A | 7 | 996 | E | 9 | 0 | B | 8 | 0 | B | 8 | 17881 | C | 8 | 77777 | B | 8 | 2 | E | 8 | 0.13 | F | 8 | 0.14 | F | 8 | 0 | 1 | D | 9 | 45 | C | 8
[26 empty] | 3498200% | 3:00 | 0 | 0 | 0 | 1 | 0 | 0 | 1 | 0 | 0 | 1 | 0 | 0 | 1 | 0 | 0 | 1 | 0 | 0 | 1 | 0 | 0 | 1 | 0 | 0 | B | 8 | 0 | B | 8 | 10.7 | B | 8 | 7.9 | B | 8 | 83 | A | 7 | 996 | E | 9 | 0 | B | 8 | 0 | B | 8 | 15836 | C | 8 | 77777 | B | 8 | 2 | E | 8 | 0.13 | F | 8 | 0.14 | F | 8 | 0 | 1 | D | 9 | 45 | C | 8
[26 empty] | 3498200% | 4:00 | 0 | 0 | 0 | 1 | 0 | 0 | 1 | 0 | 0 | 1 | 0 | 0 | 1 | 0 | 0 | 1 | 0 | 0 | 1 | 0 | 0 | 1 | 0 | 0 | B | 8 | 0 | B | 8 | 10.5 | B | 8 | 7.7 | B | 8 | 83 | A | 7 | 995 | E | 9 | 0 | B | 8 | 0 | B | 8 | 13790 | C | 8 | 77777 | B | 8 | 2.1 | E | 8 | 0.13 | F | 8 | 0.14 | F | 8 | 0 | 1 | D | 9 | 45 | C | 8
[26 empty] | 3498200% | 5:00 | 0 | 0 | 0 | 1 | 0 | 0 | 1 | 0 | 0 | 1 | 0 | 0 | 1 | 0 | 0 | 1 | 0 | 0 | 1 | 0 | 0 | 1 | 0 | 0 | B | 8 | 0 | B | 8 | 9.9 | B | 8 | 7.3 | B | 8 | 84 | A | 7 | 996 | E | 9 | 0 | B | 8 | 0 | B | 8 | 11745 | C | 8 | 77777 | B | 8 | 2.1 | E | 8 | 0.13 | F | 8 | 0.14 | F | 8 | 0 | 1 | D | 9 | 45 | C | 8
[26 empty] | 3498200% | 6:00 | 0 | 0 | 0 | 1 | 0 | 0 | 1 | 0 | 0 | 1 | 0 | 0 | 1 | 0 | 0 | 1 | 0 | 0 | 1 | 0 | 0 | 1 | 0 | 0 | A | 7 | 0 | E | 9 | 9.4 | A | 7 | 7.2 | A | 7 | 86 | A | 7 | 996 | E | 9 | 0 | A | 7 | 0 | A | 7 | 9700 | B | 7 | 77777 | A | 7 | 2.1 | E | 8 | 0.13 | F | 8 | 0.14 | F | 8 | 0 | 1 | D | 9 | 45 | C | 8
[26 empty] | 3498200% | 7:00 | 64 | 971 | 18 | 1 | 24 | 59 | 1 | 27 | 14 | 1 | 24 | 20 | 1 | 24 | 22 | 1 | 27 | 18 | 1 | 24 | 23 | 1 | 43 | 0 | A | 7 | 0 | E | 9 | 10.5 | A | 7 | 8.3 | A | 7 | 86 | A | 7 | 997 | E | 9 | 0 | A | 7 | 0 | A | 7 | 16100 | B | 7 | 77777 | A | 7 | 2.2 | E | 8 | 0.13 | F | 8 | 0.14 | F | 8 | 0 | 1 | D | 9 | 45 | C | 8
[26 empty] | 3498200% | 8:00 | 309 | 1371 | 152 | 1 | 24 | 410 | 1 | 27 | 59 | 1 | 24 | 156 | 1 | 24 | 328 | 1 | 27 | 81 | 1 | 24 | 107 | 1 | 43 | 0 | A | 7 | 0 | E | 9 | 13.8 | A | 7 | 9.4 | A | 7 | 75 | A | 7 | 997 | E | 9 | 0 | A | 7 | 0 | A | 7 | 16100 | B | 7 | 77777 | A | 7 | 2.2 | E | 8 | 0.13 | F | 8 | 0.14 | F | 8 | 0 | 1 | D | 9 | 0 | C | 8
[26 empty] | 3498200% | 9:00 | 543 | 1371 | 334 | 1 | 24 | 618 | 1 | 27 | 89 | 1 | 24 | 350 | 1 | 24 | 587 | 1 | 27 | 117 | 1 | 24 | 177 | 1 | 43 | 0 | A | 7 | 0 | E | 9 | 16.1 | A | 7 | 10.5 | A | 7 | 69 | A | 7 | 997 | E | 9 | 0 | A | 7 | 0 | A | 7 | 12900 | B | 7 | 77777 | A | 7 | 2.1 | E | 8 | 0.13 | F | 8 | 0.14 | F | 8 | 0 | 1 | D | 9 | 0 | C | 8
[26 empty] | 3498200% | 10:00 | 734 | 1371 | 178 | 1 | 24 | 0 | 1 | 27 | 178 | 1 | 24 | 206 | 1 | 24 | 0 | 1 | 27 | 206 | 1 | 24 | 761 | 1 | 43 | 10 | A | 7 | 10 | E | 9 | 18.3 | A | 7 | 11.6 | A | 7 | 65 | A | 7 | 998 | E | 9 | 0 | A | 7 | 0 | A | 7 | 8000 | B | 7 | 77777 | A | 7 | 2.1 | E | 8 | 0.13 | F | 8 | 0.14 | F | 8 | 0 | 1 | D | 9 | 0 | C | 8
[26 empty] | 3498200% | 11:00 | 868 | 1371 | 221 | 1 | 24 | 0 | 1 | 27 | 221 | 1 | 24 | 257 | 1 | 24 | 0 | 1 | 27 | 257 | 1 | 24 | 976 | 1 | 43 | 10 | A | 7 | 10 | E | 9 | 20 | A | 7 | 12.2 | A | 7 | 61 | A | 7 | 997 | E | 9 | 0 | A | 7 | 0 | A | 7 | 8000 | B | 7 | 77777 | A | 7 | 2.1 | E | 8 | 0.13 | F | 8 | 0.14 | F | 8 | 0 | 1 | D | 9 | 5 | C | 8
[26 empty] | 3498200% | 12:00 | 936 | 1371 | 531 | 1 | 25 | 403 | 1 | 28 | 255 | 1 | 25 | 562 | 1 | 25 | 417 | 1 | 28 | 277 | 1 | 25 | 696 | 1 | 45 | 7 | B | 8 | 7 | B | 8 | 21.4 | B | 8 | 12.4 | B | 8 | 56 | A | 7 | 997 | E | 9 | 90 | B | 8 | 0.8 | B | 8 | 10450 | C | 8 | 77777 | B | 8 | 2.1 | E | 8 | 0.13 | F | 8 | 0.14 | F | 8 | 0 | 1 | D | 9 | 5 | C | 8
[26 empty] | 3498200% | 13:00 | 933 | 1371 | 606 | 1 | 24 | 486 | 1 | 27 | 275 | 1 | 24 | 637 | 1 | 24 | 502 | 1 | 27 | 294 | 1 | 24 | 753 | 1 | 43 | 3 | A | 7 | 3 | E | 9 | 22.7 | A | 7 | 12.7 | A | 7 | 53 | A | 7 | 996 | E | 9 | 180 | A | 7 | 1.5 | A | 7 | 12900 | B | 7 | 77777 | A | 7 | 2.1 | E | 8 | 0.13 | F | 8 | 0.14 | F | 8 | 0 | 1 | D | 9 | 0 | C | 8
[26 empty] | 3498200% | 14:00 | 860 | 1371 | 582 | 1 | 24 | 637 | 1 | 27 | 182 | 1 | 24 | 606 | 1 | 24 | 636 | 1 | 27 | 206 | 1 | 24 | 436 | 1 | 43 | 2 | A | 7 | 2 | E | 9 | 23.8 | A | 7 | 13.8 | A | 7 | 54 | A | 7 | 996 | E | 9 | 180 | A | 7 | 3 | A | 7 | 16100 | B | 7 | 77777 | A | 7 | 2.1 | E | 8 | 0.13 | F | 8 | 0.14 | F | 8 | 0 | 1 | D | 9 | 0 | C | 8
[26 empty] | 3498200% | 15:00 | 722 | 1371 | 414 | 1 | 24 | 522 | 1 | 27 | 139 | 1 | 24 | 450 | 1 | 24 | 529 | 1 | 27 | 171 | 1 | 24 | 294 | 1 | 43 | 3 | A | 7 | 3 | E | 9 | 23.8 | A | 7 | 13.3 | A | 7 | 52 | A | 7 | 996 | E | 9 | 190 | A | 7 | 3 | A | 7 | 19300 | B | 7 | 77777 | A | 7 | 2.1 | E | 8 | 0.13 | F | 8 | 0.14 | F | 8 | 0 | 1 | D | 9 | 0 | C | 8
[26 empty] | 3498200% | 16:00 | 527 | 1371 | 255 | 1 | 24 | 385 | 1 | 27 | 107 | 1 | 24 | 273 | 1 | 24 | 367 | 1 | 27 | 132 | 1 | 24 | 204 | 1 | 43 | 2 | A | 7 | 2 | E | 9 | 23.3 | A | 7 | 13.3 | A | 7 | 53 | A | 7 | 996 | E | 9 | 190 | A | 7 | 3.6 | A | 7 | 24100 | B | 7 | 77777 | A | 7 | 2.1 | E | 8 | 0.13 | F | 8 | 0.14 | F | 8 | 0 | 1 | D | 9 | 0 | C | 8
[26 empty] | 3498200% | 17:00 | 290 | 1371 | 139 | 1 | 24 | 387 | 1 | 27 | 56 | 1 | 24 | 141 | 1 | 24 | 302 | 1 | 27 | 77 | 1 | 24 | 101 | 1 | 43 | 0 | A | 7 | 0 | E | 9 | 22.2 | A | 7 | 12.7 | A | 7 | 55 | A | 7 | 996 | E | 9 | 170 | A | 7 | 2.5 | A | 7 | 24100 | B | 7 | 77777 | A | 7 | 2.1 | E | 8 | 0.13 | F | 8 | 0.14 | F | 8 | 0 | 1 | D | 9 | 0 | C | 8
[26 empty] | 3498200% | 18:00 | 51 | 880 | 13 | 1 | 24 | 43 | 1 | 27 | 11 | 1 | 24 | 15 | 1 | 24 | 14 | 1 | 27 | 14 | 1 | 24 | 18 | 1 | 43 | 0 | A | 7 | 0 | E | 9 | 20 | A | 7 | 12.7 | A | 7 | 63 | A | 7 | 996 | E | 9 | 180 | A | 7 | 2.5 | A | 7 | 24100 | B | 7 | 77777 | A | 7 | 2.1 | E | 8 | 0.13 | F | 8 | 0.14 | F | 8 | 0 | 1 | D | 9 | 0 | C | 8
[26 empty] | 3498200% | 19:00 | 0 | 0 | 0 | 1 | 0 | 0 | 1 | 0 | 0 | 1 | 0 | 0 | 1 | 0 | 0 | 1 | 0 | 0 | 1 | 0 | 0 | 1 | 0 | 0 | A | 7 | 0 | E | 9 | 17.7 | A | 7 | 12.2 | A | 7 | 70 | A | 7 | 996 | E | 9 | 0 | A | 7 | 0 | A | 7 | 24100 | B | 7 | 77777 | A | 7 | 2.1 | E | 8 | 0.13 | F | 8 | 0.14 | F | 8 | 0 | 1 | D | 9 | 0 | C | 8
[26 empty] | 3498200% | 20:00 | 0 | 0 | 0 | 1 | 0 | 0 | 1 | 0 | 0 | 1 | 0 | 0 | 1 | 0 | 0 | 1 | 0 | 0 | 1 | 0 | 0 | 1 | 0 | 1 | B | 8 | 1 | B | 8 | 16.7 | B | 8 | 11.6 | B | 8 | 72 | A | 7 | 996 | E | 9 | 0 | B | 8 | 0 | B | 8 | 22345 | C | 8 | 77777 | B | 8 | 2.1 | E | 8 | 0.13 | F | 8 | 0.14 | F | 8 | 0 | 1 | D | 9 | 0 | C | 8
[26 empty] | 3498200% | 21:00 | 0 | 0 | 0 | 1 | 0 | 0 | 1 | 0 | 0 | 1 | 0 | 0 | 1 | 0 | 0 | 1 | 0 | 0 | 1 | 0 | 0 | 1 | 0 | 2 | B | 8 | 2 | B | 8 | 16 | B | 8 | 11.8 | B | 8 | 76 | A | 7 | 996 | E | 9 | 0 | B | 8 | 0 | B | 8 | 20590 | C | 8 | 77777 | B | 8 | 2.1 | E | 8 | 0.13 | F | 8 | 0.14 | F | 8 | 0 | 1 | D | 9 | 0 | C | 8
[26 empty] | 3498200% | 22:00 | 0 | 0 | 0 | 1 | 0 | 0 | 1 | 0 | 0 | 1 | 0 | 0 | 1 | 0 | 0 | 1 | 0 | 0 | 1 | 0 | 0 | 1 | 0 | 3 | B | 8 | 3 | B | 8 | 15.3 | B | 8 | 11.4 | B | 8 | 78 | A | 7 | 996 | E | 9 | 0 | B | 8 | 0 | B | 8 | 18836 | C | 8 | 77777 | B | 8 | 2.1 | E | 8 | 0.13 | F | 8 | 0.14 | F | 8 | 0 | 1 | D | 9 | 0 | C | 8
[26 empty] | 3498200% | 23:00 | 0 | 0 | 0 | 1 | 0 | 0 | 1 | 0 | 0 | 1 | 0 | 0 | 1 | 0 | 0 | 1 | 0 | 0 | 1 | 0 | 0 | 1 | 0 | 4 | B | 8 | 4 | B | 8 | 14.9 | B | 8 | 11.3 | B | 8 | 79 | A | 7 | 996 | E | 9 | 0 | B | 8 | 0 | B | 8 | 17081 | C | 8 | 77777 | B | 8 | 2.1 | E | 8 | 0.13 | F | 8 | 0.14 | F | 8 | 0 | 1 | D | 9 | 0 | C | 8
[26 empty] | 3498200% | 24:00 | 0 | 0 | 0 | 1 | 0 | 0 | 1 | 0 | 0 | 1 | 0 | 0 | 1 | 0 | 0 | 1 | 0 | 0 | 1 | 0 | 0 | 1 | 0 | 5 | B | 8 | 5 | B | 8 | 14.3 | B | 8 | 11.1 | B | 8 | 81 | A | 7 | 996 | E | 9 | 0 | B | 8 | 0 | B | 8 | 15327 | C | 8 | 77777 | B | 8 | 2 | E | 8 | 0.13 | F | 8 | 0.14 | F | 8 | 0 | 1 | D | 9 | 0 | C | 8
[26 empty] | 3498300% | 1:00 | 0 | 0 | 0 | 1 | 0 | 0 | 1 | 0 | 0 | 1 | 0 | 0 | 1 | 0 | 0 | 1 | 0 | 0 | 1 | 0 | 0 | 1 | 0 | 6 | B | 8 | 6 | B | 8 | 14 | B | 8 | 11.1 | B | 8 | 83 | A | 7 | 996 | E | 9 | 0 | B | 8 | 0 | B | 8 | 13572 | C | 8 | 77777 | B | 8 | 2 | E | 8 | 0.129 | F | 8 | 0.14 | F | 8 | 0 | 1 | D | 9 | 0 | C | 8
[26 empty] | 3498300% | 2:00 | 0 | 0 | 0 | 1 | 0 | 0 | 1 | 0 | 0 | 1 | 0 | 0 | 1 | 0 | 0 | 1 | 0 | 0 | 1 | 0 | 0 | 1 | 0 | 6 | B | 8 | 6 | B | 8 | 13.6 | B | 8 | 10.9 | B | 8 | 84 | A | 7 | 996 | E | 9 | 0 | B | 8 | 0 | B | 8 | 11818 | C | 8 | 77777 | B | 8 | 2 | E | 8 | 0.129 | F | 8 | 0.14 | F | 8 | 0 | 1 | D | 9 | 45 | C | 8
[26 empty] | 3498300% | 3:00 | 0 | 0 | 0 | 1 | 0 | 0 | 1 | 0 | 0 | 1 | 0 | 0 | 1 | 0 | 0 | 1 | 0 | 0 | 1 | 0 | 0 | 1 | 0 | 7 | B | 8 | 7 | B | 8 | 13.2 | B | 8 | 10.9 | B | 8 | 86 | A | 7 | 996 | E | 9 | 0 | B | 8 | 0 | B | 8 | 10063 | C | 8 | 77777 | B | 8 | 2 | E | 8 | 0.129 | F | 8 | 0.14 | F | 8 | 0 | 1 | D | 9 | 45 | C | 8
[26 empty] | 3498300% | 4:00 | 0 | 0 | 0 | 1 | 0 | 0 | 1 | 0 | 0 | 1 | 0 | 0 | 1 | 0 | 0 | 1 | 0 | 0 | 1 | 0 | 0 | 1 | 0 | 8 | B | 8 | 8 | B | 8 | 13.1 | B | 8 | 10.8 | B | 8 | 86 | A | 7 | 996 | E | 9 | 0 | B | 8 | 0 | B | 8 | 8309 | C | 8 | 77777 | B | 8 | 2 | E | 8 | 0.129 | F | 8 | 0.14 | F | 8 | 0 | 1 | D | 9 | 45 | C | 8
[26 empty] | 3498300% | 5:00 | 0 | 0 | 0 | 1 | 0 | 0 | 1 | 0 | 0 | 1 | 0 | 0 | 1 | 0 | 0 | 1 | 0 | 0 | 1 | 0 | 0 | 1 | 0 | 9 | B | 8 | 9 | B | 8 | 12.6 | B | 8 | 10.5 | B | 8 | 87 | A | 7 | 996 | E | 9 | 0 | B | 8 | 0 | B | 8 | 6554 | C | 8 | 77777 | B | 8 | 2 | E | 8 | 0.129 | F | 8 | 0.14 | F | 8 | 0 | 1 | D | 9 | 45 | C | 8
[26 empty] | 3498300% | 6:00 | 0 | 0 | 0 | 1 | 0 | 0 | 1 | 0 | 0 | 1 | 0 | 0 | 1 | 0 | 0 | 1 | 0 | 0 | 1 | 0 | 0 | 1 | 0 | 10 | A | 7 | 10 | E | 9 | 12.2 | A | 7 | 10.5 | A | 7 | 89 | A | 7 | 997 | E | 9 | 0 | A | 7 | 0 | A | 7 | 4800 | B | 7 | 77777 | A | 7 | 2 | E | 8 | 0.129 | F | 8 | 0.14 | F | 8 | 0 | 1 | D | 9 | 45 | C | 8
[26 empty] | 3498300% | 7:00 | 61 | 949 | 12 | 1 | 24 | 0 | 1 | 27 | 12 | 1 | 24 | 14 | 1 | 24 | 0 | 1 | 27 | 14 | 1 | 24 | 45 | 1 | 43 | 10 | A | 7 | 10 | E | 9 | 12.2 | A | 7 | 10.5 | A | 7 | 89 | A | 7 | 997 | E | 9 | 0 | A | 7 | 0 | A | 7 | 4800 | B | 7 | 77777 | A | 7 | 2 | E | 8 | 0.129 | F | 8 | 0.14 | F | 8 | 0 | 1 | D | 9 | 45 | C | 8
[26 empty] | 3498300% | 8:00 | 305 | 1372 | 57 | 1 | 24 | 0 | 1 | 27 | 57 | 1 | 24 | 65 | 1 | 24 | 0 | 1 | 27 | 65 | 1 | 24 | 216 | 1 | 43 | 10 | A | 7 | 10 | E | 9 | 14.4 | A | 7 | 11.6 | A | 7 | 83 | A | 7 | 998 | E | 9 | 0 | A | 7 | 0 | A | 7 | 4800 | B | 7 | 77777 | A | 7 | 2 | E | 8 | 0.129 | F | 8 | 0.14 | F | 8 | 0 | 1 | D | 9 | 45 | C | 8
[26 empty] | 3498300% | 9:00 | 539 | 1372 | 123 | 1 | 24 | 0 | 1 | 27 | 123 | 1 | 24 | 141 | 1 | 24 | 0 | 1 | 27 | 141 | 1 | 24 | 494 | 1 | 43 | 10 | A | 7 | 10 | E | 9 | 17.7 | A | 7 | 12.7 | A | 7 | 73 | A | 7 | 998 | E | 9 | 0 | A | 7 | 0 | A | 7 | 6400 | B | 7 | 77777 | A | 7 | 2 | E | 8 | 0.129 | F | 8 | 0.14 | F | 8 | 0 | 1 | D | 9 | 45 | C | 8
[26 empty] | 3498300% | 10:00 | 729 | 1372 | 182 | 1 | 24 | 0 | 1 | 27 | 182 | 1 | 24 | 210 | 1 | 24 | 0 | 1 | 27 | 210 | 1 | 24 | 770 | 1 | 43 | 10 | A | 7 | 10 | E | 9 | 18.8 | A | 7 | 13.3 | A | 7 | 70 | A | 7 | 997 | E | 9 | 240 | A | 7 | 2 | A | 7 | 6400 | B | 7 | 77777 | A | 7 | 2 | E | 8 | 0.129 | F | 8 | 0.14 | F | 8 | 0 | 1 | D | 9 | 5 | C | 8
[26 empty] | 3498300% | 11:00 | 863 | 1372 | 624 | 1 | 24 | 825 | 1 | 27 | 105 | 1 | 24 | 661 | 1 | 24 | 827 | 1 | 27 | 140 | 1 | 24 | 256 | 1 | 43 | 0 | A | 7 | 0 | E | 9 | 21.1 | A | 7 | 13.8 | A | 7 | 63 | A | 7 | 997 | E | 9 | 0 | A | 7 | 0 | A | 7 | 8000 | B | 7 | 77777 | A | 7 | 2 | E | 8 | 0.129 | F | 8 | 0.14 | F | 8 | 0 | 1 | D | 9 | 5 | C | 8
[26 empty] | 3498300% | 12:00 | 930 | 1372 | 685 | 1 | 24 | 846 | 1 | 27 | 111 | 1 | 24 | 729 | 1 | 24 | 852 | 1 | 27 | 149 | 1 | 24 | 293 | 1 | 43 | 0 | A | 7 | 0 | E | 9 | 23.3 | A | 7 | 13.8 | A | 7 | 55 | A | 7 | 996 | E | 9 | 0 | A | 7 | 0 | A | 7 | 8000 | B | 7 | 77777 | A | 7 | 1.9 | E | 8 | 0.129 | F | 8 | 0.14 | F | 8 | 0 | 1 | D | 9 | 5 | C | 8
[26 empty] | 3498300% | 13:00 | 927 | 1372 | 667 | 1 | 24 | 801 | 1 | 27 | 126 | 1 | 24 | 700 | 1 | 24 | 802 | 1 | 27 | 157 | 1 | 24 | 317 | 1 | 43 | 2 | A | 7 | 2 | E | 9 | 25 | A | 7 | 12.7 | A | 7 | 46 | A | 7 | 996 | E | 9 | 0 | A | 7 | 0 | A | 7 | 8000 | B | 7 | 77777 | A | 7 | 1.9 | E | 8 | 0.129 | F | 8 | 0.14 | F | 8 | 0 | 1 | D | 9 | 5 | C | 8
[26 empty] | 3498300% | 14:00 | 854 | 1372 | 538 | 1 | 24 | 613 | 1 | 27 | 156 | 1 | 24 | 566 | 1 | 24 | 617 | 1 | 27 | 181 | 1 | 24 | 380 | 1 | 43 | 3 | A | 7 | 3 | E | 9 | 25.5 | A | 7 | 12.7 | A | 7 | 45 | A | 7 | 995 | E | 9 | 300 | A | 7 | 2 | A | 7 | 9700 | B | 7 | 77777 | A | 7 | 1.9 | E | 8 | 0.129 | F | 8 | 0.14 | F | 8 | 0 | 1 | D | 9 | 5 | C | 8
[26 empty] | 3498300% | 15:00 | 715 | 1372 | 472 | 1 | 24 | 662 | 1 | 27 | 127 | 1 | 24 | 495 | 1 | 24 | 655 | 1 | 27 | 153 | 1 | 24 | 274 | 1 | 43 | 2 | A | 7 | 2 | E | 9 | 25.5 | A | 7 | 12.2 | A | 7 | 44 | A | 7 | 995 | E | 9 | 0 | A | 7 | 0 | A | 7 | 11300 | B | 7 | 77777 | A | 7 | 1.9 | E | 8 | 0.129 | F | 8 | 0.14 | F | 8 | 0 | 1 | D | 9 | 5 | C | 8
[26 empty] | 3498300% | 16:00 | 520 | 1372 | 249 | 1 | 24 | 367 | 1 | 27 | 110 | 1 | 24 | 266 | 1 | 24 | 348 | 1 | 27 | 133 | 1 | 24 | 210 | 1 | 43 | 3 | A | 7 | 3 | E | 9 | 25 | A | 7 | 12.2 | A | 7 | 45 | A | 7 | 994 | E | 9 | 230 | A | 7 | 2 | A | 7 | 11300 | B | 7 | 77777 | A | 7 | 1.9 | E | 8 | 0.129 | F | 8 | 0.14 | F | 8 | 0 | 1 | D | 9 | 0 | C | 8
[26 empty] | 3498300% | 17:00 | 284 | 1372 | 143 | 1 | 24 | 458 | 1 | 27 | 48 | 1 | 24 | 148 | 1 | 24 | 357 | 1 | 27 | 74 | 1 | 24 | 88 | 1 | 43 | 0 | A | 7 | 0 | E | 9 | 23.8 | A | 7 | 11.6 | A | 7 | 46 | A | 7 | 994 | E | 9 | 0 | A | 7 | 0 | A | 7 | 16100 | B | 7 | 77777 | A | 7 | 1.9 | E | 8 | 0.129 | F | 8 | 0.14 | F | 8 | 0 | 1 | D | 9 | 0 | C | 8
[26 empty] | 3498300% | 18:00 | 47 | 835 | 13 | 1 | 24 | 69 | 1 | 27 | 9 | 1 | 24 | 15 | 1 | 24 | 26 | 1 | 27 | 13 | 1 | 24 | 15 | 1 | 43 | 0 | A | 7 | 0 | E | 9 | 21.1 | A | 7 | 11.1 | A | 7 | 53 | A | 7 | 994 | E | 9 | 0 | B | 8 | 0 | B | 8 | 16100 | B | 7 | 77777 | A | 7 | 1.9 | E | 8 | 0.129 | F | 8 | 0.14 | F | 8 | 0 | 1 | D | 9 | 0 | C | 8
[26 empty] | 3498300% | 19:00 | 0 | 0 | 0 | 1 | 0 | 0 | 1 | 0 | 0 | 1 | 0 | 0 | 1 | 0 | 0 | 1 | 0 | 0 | 1 | 0 | 0 | 1 | 0 | 0 | A | 7 | 0 | E | 9 | 20.5 | A | 7 | 10.5 | A | 7 | 53 | A | 7 | 994 | E | 9 | 0 | A | 7 | 0 | A | 7 | 16100 | B | 7 | 77777 | A | 7 | 1.9 | E | 8 | 0.129 | F | 8 | 0.14 | F | 8 | 0 | 1 | D | 9 | 0 | C | 8
[26 empty] | 3498300% | 20:00 | 0 | 0 | 0 | 1 | 0 | 0 | 1 | 0 | 0 | 1 | 0 | 0 | 1 | 0 | 0 | 1 | 0 | 0 | 1 | 0 | 0 | 1 | 0 | 1 | B | 8 | 1 | B | 8 | 18.9 | B | 8 | 9.8 | B | 8 | 55 | A | 7 | 994 | E | 9 | 0 | B | 8 | 0 | B | 8 | 14927 | C | 8 | 77777 | B | 8 | 1.8 | E | 8 | 0.129 | F | 8 | 0.14 | F | 8 | 0 | 1 | D | 9 | 0 | C | 8
[26 empty] | 3498300% | 21:00 | 0 | 0 | 0 | 1 | 0 | 0 | 1 | 0 | 0 | 1 | 0 | 0 | 1 | 0 | 0 | 1 | 0 | 0 | 1 | 0 | 0 | 1 | 0 | 2 | B | 8 | 2 | B | 8 | 17.7 | B | 8 | 9.8 | B | 8 | 60 | A | 7 | 993 | E | 9 | 0 | B | 8 | 0 | B | 8 | 13754 | C | 8 | 77777 | B | 8 | 1.8 | E | 8 | 0.129 | F | 8 | 0.14 | F | 8 | 0 | 1 | D | 9 | 0 | C | 8
[26 empty] | 3498300% | 22:00 | 0 | 0 | 0 | 1 | 0 | 0 | 1 | 0 | 0 | 1 | 0 | 0 | 1 | 0 | 0 | 1 | 0 | 0 | 1 | 0 | 0 | 1 | 0 | 3 | B | 8 | 3 | B | 8 | 16.4 | B | 8 | 9.3 | B | 8 | 63 | A | 7 | 993 | E | 9 | 0 | B | 8 | 0 | B | 8 | 12581 | C | 8 | 77777 | B | 8 | 1.8 | E | 8 | 0.129 | F | 8 | 0.14 | F | 8 | 0 | 1 | D | 9 | 0 | C | 8
[26 empty] | 3498300% | 23:00 | 0 | 0 | 0 | 1 | 0 | 0 | 1 | 0 | 0 | 1 | 0 | 0 | 1 | 0 | 0 | 1 | 0 | 0 | 1 | 0 | 0 | 1 | 0 | 4 | B | 8 | 4 | B | 8 | 15.4 | B | 8 | 9.1 | B | 8 | 66 | A | 7 | 993 | E | 9 | 0 | B | 8 | 0 | B | 8 | 11409 | C | 8 | 77777 | B | 8 | 1.8 | E | 8 | 0.129 | F | 8 | 0.14 | F | 8 | 0 | 1 | D | 9 | 0 | C | 8
[26 empty] | 3498300% | 24:00 | 0 | 0 | 0 | 1 | 0 | 0 | 1 | 0 | 0 | 1 | 0 | 0 | 1 | 0 | 0 | 1 | 0 | 0 | 1 | 0 | 0 | 1 | 0 | 5 | B | 8 | 5 | B | 8 | 14.3 | B | 8 | 8.7 | B | 8 | 69 | A | 7 | 992 | E | 9 | 0 | B | 8 | 0 | B | 8 | 10236 | C | 8 | 77777 | B | 8 | 1.8 | E | 8 | 0.129 | F | 8 | 0.14 | F | 8 | 0 | 1 | D | 9 | 0 | C | 8
[26 empty] | 3498400% | 1:00 | 0 | 0 | 0 | 1 | 0 | 0 | 1 | 0 | 0 | 1 | 0 | 0 | 1 | 0 | 0 | 1 | 0 | 0 | 1 | 0 | 0 | 1 | 0 | 6 | B | 8 | 6 | B | 8 | 13.4 | B | 8 | 8.6 | B | 8 | 73 | A | 7 | 992 | E | 9 | 0 | B | 8 | 0 | B | 8 | 9063 | C | 8 | 77777 | B | 8 | 1.8 | E | 8 | 0.128 | F | 8 | 0.14 | F | 8 | 0 | 1 | D | 9 | 0 | C | 8
[26 empty] | 3498400% | 2:00 | 0 | 0 | 0 | 1 | 0 | 0 | 1 | 0 | 0 | 1 | 0 | 0 | 1 | 0 | 0 | 1 | 0 | 0 | 1 | 0 | 0 | 1 | 0 | 6 | B | 8 | 6 | B | 8 | 12.5 | B | 8 | 8.2 | B | 8 | 75 | A | 7 | 992 | E | 9 | 0 | B | 8 | 0 | B | 8 | 7890 | C | 8 | 77777 | B | 8 | 1.8 | E | 8 | 0.128 | F | 8 | 0.14 | F | 8 | 0 | 1 | D | 9 | 45 | C | 8
[26 empty] | 3498400% | 3:00 | 0 | 0 | 0 | 1 | 0 | 0 | 1 | 0 | 0 | 1 | 0 | 0 | 1 | 0 | 0 | 1 | 0 | 0 | 1 | 0 | 0 | 1 | 0 | 7 | B | 8 | 7 | B | 8 | 11.5 | B | 8 | 8 | B | 8 | 79 | A | 7 | 991 | E | 9 | 0 | B | 8 | 0 | B | 8 | 6718 | C | 8 | 77777 | B | 8 | 1.8 | E | 8 | 0.128 | F | 8 | 0.14 | F | 8 | 0 | 1 | D | 9 | 45 | C | 8
[26 empty] | 3498400% | 4:00 | 0 | 0 | 0 | 1 | 0 | 0 | 1 | 0 | 0 | 1 | 0 | 0 | 1 | 0 | 0 | 1 | 0 | 0 | 1 | 0 | 0 | 1 | 0 | 8 | B | 8 | 8 | B | 8 | 10.8 | B | 8 | 7.8 | B | 8 | 82 | A | 7 | 991 | E | 9 | 0 | B | 8 | 0 | B | 8 | 5545 | C | 8 | 77777 | B | 8 | 1.7 | E | 8 | 0.128 | F | 8 | 0.14 | F | 8 | 0 | 1 | D | 9 | 45 | C | 8
[26 empty] | 3498400% | 5:00 | 0 | 0 | 0 | 1 | 0 | 0 | 1 | 0 | 0 | 1 | 0 | 0 | 1 | 0 | 0 | 1 | 0 | 0 | 1 | 0 | 0 | 1 | 0 | 9 | B | 8 | 9 | B | 8 | 9.8 | B | 8 | 7.3 | B | 8 | 84 | A | 7 | 991 | E | 9 | 0 | B | 8 | 0 | B | 8 | 4372 | C | 8 | 77777 | B | 8 | 1.7 | E | 8 | 0.128 | F | 8 | 0.14 | F | 8 | 0 | 1 | D | 9 | 45 | C | 8
[26 empty] | 3498400% | 6:00 | 0 | 0 | 0 | 1 | 0 | 0 | 1 | 0 | 0 | 1 | 0 | 0 | 1 | 0 | 0 | 1 | 0 | 0 | 1 | 0 | 0 | 1 | 0 | 10 | A | 7 | 10 | E | 9 | 8.8 | A | 7 | 7.2 | A | 7 | 90 | A | 7 | 991 | E | 9 | 0 | A | 7 | 0 | A | 7 | 3200 | B | 7 | 77777 | A | 7 | 1.7 | E | 8 | 0.128 | F | 8 | 0.14 | F | 8 | 0 | 1 | D | 9 | 45 | C | 8
[26 empty] | 3498400% | 7:00 | 58 | 927 | 12 | 1 | 24 | 0 | 1 | 27 | 12 | 1 | 24 | 14 | 1 | 24 | 0 | 1 | 27 | 14 | 1 | 24 | 45 | 1 | 43 | 10 | A | 7 | 10 | E | 9 | 8.3 | A | 7 | 7.2 | A | 7 | 93 | A | 7 | 990 | E | 9 | 0 | A | 7 | 0 | A | 7 | 1600 | B | 7 | 77777 | A | 7 | 1.7 | E | 8 | 0.128 | F | 8 | 0.14 | F | 8 | 0 | 1 | D | 9 | 45 | C | 8
[26 empty] | 3498400% | 8:00 | 300 | 1373 | 67 | 1 | 24 | 0 | 1 | 27 | 67 | 1 | 24 | 76 | 1 | 24 | 0 | 1 | 27 | 76 | 1 | 24 | 243 | 1 | 43 | 10 | A | 7 | 10 | E | 9 | 10 | A | 7 | 8.8 | A | 7 | 92 | A | 7 | 990 | E | 9 | 0 | A | 7 | 0 | A | 7 | 1200 | B | 7 | 77777 | A | 7 | 1.7 | E | 8 | 0.128 | F | 8 | 0.14 | F | 8 | 0 | 1 | D | 9 | 45 | C | 8
[26 empty] | 3498400% | 9:00 | 534 | 1373 | 303 | 1 | 24 | 476 | 1 | 27 | 117 | 1 | 24 | 321 | 1 | 24 | 454 | 1 | 27 | 144 | 1 | 24 | 225 | 1 | 43 | 0 | A | 7 | 0 | E | 9 | 15.5 | A | 7 | 11.6 | A | 7 | 78 | A | 7 | 990 | E | 9 | 0 | A | 7 | 0 | A | 7 | 6400 | B | 7 | 77777 | A | 7 | 1.7 | E | 8 | 0.128 | F | 8 | 0.14 | F | 8 | 0 | 1 | D | 9 | 45 | C | 8
[26 empty] | 3498400% | 10:00 | 724 | 1373 | 467 | 1 | 24 | 597 | 1 | 27 | 152 | 1 | 24 | 484 | 1 | 24 | 586 | 1 | 27 | 174 | 1 | 24 | 320 | 1 | 43 | 0 | A | 7 | 0 | E | 9 | 20 | A | 7 | 11.1 | A | 7 | 57 | A | 7 | 990 | E | 9 | 0 | A | 7 | 0 | A | 7 | 9700 | B | 7 | 77777 | A | 7 | 1.7 | E | 8 | 0.128 | F | 8 | 0.14 | F | 8 | 0 | 1 | D | 9 | 5 | C | 8
[26 empty] | 3498400% | 11:00 | 857 | 1373 | 588 | 1 | 24 | 661 | 1 | 27 | 174 | 1 | 24 | 613 | 1 | 24 | 661 | 1 | 27 | 199 | 1 | 24 | 418 | 1 | 43 | 0 | A | 7 | 0 | E | 9 | 22.2 | A | 7 | 12.7 | A | 7 | 55 | A | 7 | 989 | E | 9 | 250 | A | 7 | 2 | A | 7 | 12900 | B | 7 | 77777 | A | 7 | 1.7 | E | 8 | 0.128 | F | 8 | 0.14 | F | 8 | 0 | 1 | D | 9 | 5 | C | 8
[26 empty] | 3498400% | 12:00 | 924 | 1373 | 649 | 1 | 24 | 689 | 1 | 27 | 185 | 1 | 24 | 681 | 1 | 24 | 694 | 1 | 27 | 212 | 1 | 24 | 484 | 1 | 43 | 0 | A | 7 | 0 | E | 9 | 23.8 | A | 7 | 12.2 | A | 7 | 48 | A | 7 | 989 | E | 9 | 270 | A | 7 | 2 | A | 7 | 14500 | B | 7 | 77777 | A | 7 | 1.7 | E | 8 | 0.128 | F | 8 | 0.14 | F | 8 | 0 | 1 | D | 9 | 0 | C | 8
[26 empty] | 3498400% | 13:00 | 921 | 1373 | 646 | 1 | 24 | 687 | 1 | 27 | 184 | 1 | 24 | 677 | 1 | 24 | 691 | 1 | 27 | 211 | 1 | 24 | 479 | 1 | 43 | 0 | A | 7 | 0 | E | 9 | 25.5 | A | 7 | 12.7 | A | 7 | 45 | A | 7 | 988 | E | 9 | 240 | A | 7 | 2 | A | 7 | 16100 | B | 7 | 77777 | A | 7 | 1.7 | E | 8 | 0.128 | F | 8 | 0.14 | F | 8 | 0 | 1 | D | 9 | 0 | C | 8
[26 empty] | 3498400% | 14:00 | 847 | 1373 | 579 | 1 | 24 | 657 | 1 | 27 | 173 | 1 | 24 | 604 | 1 | 24 | 657 | 1 | 27 | 198 | 1 | 24 | 411 | 1 | 43 | 0 | A | 7 | 0 | E | 9 | 26.1 | A | 7 | 13.3 | A | 7 | 45 | A | 7 | 987 | E | 9 | 250 | A | 7 | 2 | A | 7 | 16100 | B | 7 | 77777 | A | 7 | 1.7 | E | 8 | 0.128 | F | 8 | 0.14 | F | 8 | 0 | 1 | D | 9 | 0 | C | 8
[26 empty] | 3498400% | 15:00 | 708 | 1373 | 453 | 1 | 24 | 589 | 1 | 27 | 149 | 1 | 24 | 469 | 1 | 24 | 577 | 1 | 27 | 171 | 1 | 24 | 310 | 1 | 43 | 0 | A | 7 | 0 | E | 9 | 27.2 | A | 7 | 12.2 | A | 7 | 39 | A | 7 | 987 | E | 9 | 220 | A | 7 | 2 | A | 7 | 22500 | B | 7 | 77777 | A | 7 | 1.8 | E | 8 | 0.128 | F | 8 | 0.14 | F | 8 | 0 | 1 | D | 9 | 0 | C | 8
[26 empty] | 3498400% | 16:00 | 513 | 1373 | 286 | 1 | 24 | 461 | 1 | 27 | 114 | 1 | 24 | 304 | 1 | 24 | 436 | 1 | 27 | 140 | 1 | 24 | 218 | 1 | 43 | 0 | A | 7 | 0 | E | 9 | 27.2 | A | 7 | 11.1 | A | 7 | 37 | A | 7 | 987 | E | 9 | 210 | A | 7 | 2.5 | A | 7 | 24100 | B | 7 | 77777 | A | 7 | 1.8 | E | 8 | 0.128 | F | 8 | 0.14 | F | 8 | 0 | 1 | D | 9 | 0 | C | 8
[26 empty] | 3498400% | 17:00 | 277 | 1373 | 114 | 1 | 24 | 228 | 1 | 27 | 68 | 1 | 24 | 121 | 1 | 24 | 172 | 1 | 27 | 86 | 1 | 24 | 128 | 1 | 43 | 0 | A | 7 | 0 | E | 9 | 25.5 | A | 7 | 11.1 | A | 7 | 40 | A | 7 | 987 | E | 9 | 0 | A | 7 | 0 | A | 7 | 24100 | B | 7 | 77777 | A | 7 | 1.8 | E | 8 | 0.128 | F | 8 | 0.14 | F | 8 | 0 | 1 | D | 9 | 0 | C | 8
[26 empty] | 3498400% | 18:00 | 43 | 812 | 9 | 1 | 24 | 7 | 1 | 27 | 9 | 1 | 24 | 10 | 1 | 24 | 4 | 1 | 27 | 10 | 1 | 24 | 23 | 1 | 43 | 0 | A | 7 | 0 | E | 9 | 22.2 | A | 7 | 10.5 | A | 7 | 47 | A | 7 | 987 | E | 9 | 0 | A | 7 | 0 | A | 7 | 24100 | B | 7 | 77777 | A | 7 | 1.8 | E | 8 | 0.128 | F | 8 | 0.14 | F | 8 | 0 | 1 | D | 9 | 0 | C | 8
[26 empty] | 3498400% | 19:00 | 0 | 0 | 0 | 1 | 0 | 0 | 1 | 0 | 0 | 1 | 0 | 0 | 1 | 0 | 0 | 1 | 0 | 0 | 1 | 0 | 0 | 1 | 0 | 0 | A | 7 | 0 | E | 9 | 22.2 | A | 7 | 11.1 | A | 7 | 49 | A | 7 | 988 | E | 9 | 0 | A | 7 | 0 | A | 7 | 19300 | B | 7 | 77777 | A | 7 | 1.8 | E | 8 | 0.128 | F | 8 | 0.14 | F | 8 | 0 | 1 | D | 9 | 0 | C | 8
[26 empty] | 3498400% | 20:00 | 0 | 0 | 0 | 1 | 0 | 0 | 1 | 0 | 0 | 1 | 0 | 0 | 1 | 0 | 0 | 1 | 0 | 0 | 1 | 0 | 0 | 1 | 0 | 0 | B | 8 | 0 | B | 8 | 20.7 | B | 8 | 10.5 | B | 8 | 52 | A | 7 | 988 | E | 9 | 0 | B | 8 | 0 | B | 8 | 17836 | C | 8 | 77777 | B | 8 | 1.8 | E | 8 | 0.128 | F | 8 | 0.14 | F | 8 | 0 | 1 | D | 9 | 0 | C | 8
[26 empty] | 3498400% | 21:00 | 0 | 0 | 0 | 1 | 0 | 0 | 1 | 0 | 0 | 1 | 0 | 0 | 1 | 0 | 0 | 1 | 0 | 0 | 1 | 0 | 0 | 1 | 0 | 0 | B | 8 | 0 | B | 8 | 19.5 | B | 8 | 10.7 | B | 8 | 57 | A | 7 | 989 | E | 9 | 0 | B | 8 | 0 | B | 8 | 16372 | C | 8 | 77777 | B | 8 | 1.8 | E | 8 | 0.128 | F | 8 | 0.14 | F | 8 | 0 | 1 | D | 9 | 0 | C | 8
[26 empty] | 3498400% | 22:00 | 0 | 0 | 0 | 1 | 0 | 0 | 1 | 0 | 0 | 1 | 0 | 0 | 1 | 0 | 0 | 1 | 0 | 0 | 1 | 0 | 0 | 1 | 0 | 0 | B | 8 | 0 | B | 8 | 18.3 | B | 8 | 10.3 | B | 8 | 60 | A | 7 | 989 | E | 9 | 0 | B | 8 | 0 | B | 8 | 14909 | C | 8 | 77777 | B | 8 | 1.8 | E | 8 | 0.128 | F | 8 | 0.14 | F | 8 | 0 | 1 | D | 9 | 0 | C | 8
[26 empty] | 3498400% | 23:00 | 0 | 0 | 0 | 1 | 0 | 0 | 1 | 0 | 0 | 1 | 0 | 0 | 1 | 0 | 0 | 1 | 0 | 0 | 1 | 0 | 0 | 1 | 0 | 0 | B | 8 | 0 | B | 8 | 17.3 | B | 8 | 10.2 | B | 8 | 63 | A | 7 | 989 | E | 9 | 0 | B | 8 | 0 | B | 8 | 13445 | C | 8 | 77777 | B | 8 | 1.8 | E | 8 | 0.128 | F | 8 | 0.14 | F | 8 | 0 | 1 | D | 9 | 0 | C | 8
[26 empty] | 3498400% | 24:00 | 0 | 0 | 0 | 1 | 0 | 0 | 1 | 0 | 0 | 1 | 0 | 0 | 1 | 0 | 0 | 1 | 0 | 0 | 1 | 0 | 0 | 1 | 0 | 0 | B | 8 | 0 | B | 8 | 16.3 | B | 8 | 10 | B | 8 | 66 | A | 7 | 990 | E | 9 | 0 | B | 8 | 0 | B | 8 | 11981 | C | 8 | 77777 | B | 8 | 1.8 | E | 8 | 0.128 | F | 8 | 0.14 | F | 8 | 0 | 1 | D | 9 | 0 | C | 8
[26 empty] | 3498500% | 1:00 | 0 | 0 | 0 | 1 | 0 | 0 | 1 | 0 | 0 | 1 | 0 | 0 | 1 | 0 | 0 | 1 | 0 | 0 | 1 | 0 | 0 | 1 | 0 | 0 | B | 8 | 0 | B | 8 | 15.5 | B | 8 | 10 | B | 8 | 70 | A | 7 | 990 | E | 9 | 0 | B | 8 | 0 | B | 8 | 10518 | C | 8 | 77777 | B | 8 | 1.8 | E | 8 | 0.127 | F | 8 | 0.14 | F | 8 | 0 | 1 | D | 9 | 0 | C | 8
[26 empty] | 3498500% | 2:00 | 0 | 0 | 0 | 1 | 0 | 0 | 1 | 0 | 0 | 1 | 0 | 0 | 1 | 0 | 0 | 1 | 0 | 0 | 1 | 0 | 0 | 1 | 0 | 0 | B | 8 | 0 | B | 8 | 14.5 | B | 8 | 9.8 | B | 8 | 73 | A | 7 | 990 | E | 9 | 0 | B | 8 | 0 | B | 8 | 9054 | C | 8 | 77777 | B | 8 | 1.8 | E | 8 | 0.127 | F | 8 | 0.14 | F | 8 | 0 | 1 | D | 9 | 45 | C | 8
[26 empty] | 3498500% | 3:00 | 0 | 0 | 0 | 1 | 0 | 0 | 1 | 0 | 0 | 1 | 0 | 0 | 1 | 0 | 0 | 1 | 0 | 0 | 1 | 0 | 0 | 1 | 0 | 0 | B | 8 | 0 | B | 8 | 13.6 | B | 8 | 9.8 | B | 8 | 78 | A | 7 | 990 | E | 9 | 0 | B | 8 | 0 | B | 8 | 7590 | C | 8 | 77777 | B | 8 | 1.8 | E | 8 | 0.127 | F | 8 | 0.14 | F | 8 | 0 | 1 | D | 9 | 45 | C | 8
[26 empty] | 3498500% | 4:00 | 0 | 0 | 0 | 1 | 0 | 0 | 1 | 0 | 0 | 1 | 0 | 0 | 1 | 0 | 0 | 1 | 0 | 0 | 1 | 0 | 0 | 1 | 0 | 0 | B | 8 | 0 | B | 8 | 13 | B | 8 | 9.7 | B | 8 | 80 | A | 7 | 991 | E | 9 | 0 | B | 8 | 0 | B | 8 | 6127 | C | 8 | 77777 | B | 8 | 1.8 | E | 8 | 0.127 | F | 8 | 0.14 | F | 8 | 0 | 1 | D | 9 | 45 | C | 8
[26 empty] | 3498500% | 5:00 | 0 | 0 | 0 | 1 | 0 | 0 | 1 | 0 | 0 | 1 | 0 | 0 | 1 | 0 | 0 | 1 | 0 | 0 | 1 | 0 | 0 | 1 | 0 | 0 | B | 8 | 0 | B | 8 | 12 | B | 8 | 9.4 | B | 8 | 84 | A | 7 | 991 | E | 9 | 0 | B | 8 | 0 | B | 8 | 4663 | C | 8 | 77777 | B | 8 | 1.8 | E | 8 | 0.127 | F | 8 | 0.14 | F | 8 | 0 | 1 | D | 9 | 45 | C | 8
[26 empty] | 3498500% | 6:00 | 0 | 0 | 0 | 1 | 0 | 0 | 1 | 0 | 0 | 1 | 0 | 0 | 1 | 0 | 0 | 1 | 0 | 0 | 1 | 0 | 0 | 1 | 0 | 0 | A | 7 | 0 | E | 9 | 11.1 | A | 7 | 9.4 | A | 7 | 89 | A | 7 | 992 | E | 9 | 0 | A | 7 | 0 | A | 7 | 3200 | B | 7 | 77777 | A | 7 | 1.8 | E | 8 | 0.127 | F | 8 | 0.14 | F | 8 | 0 | 1 | D | 9 | 45 | C | 8
[26 empty] | 3498500% | 7:00 | 55 | 904 | 16 | 1 | 24 | 69 | 1 | 27 | 12 | 1 | 24 | 18 | 1 | 24 | 28 | 1 | 27 | 16 | 1 | 24 | 20 | 1 | 43 | 0 | A | 7 | 0 | E | 9 | 11.1 | A | 7 | 8.8 | A | 7 | 86 | A | 7 | 992 | E | 9 | 0 | A | 7 | 0 | A | 7 | 4000 | B | 7 | 77777 | A | 7 | 1.8 | E | 8 | 0.127 | F | 8 | 0.14 | F | 8 | 0 | 1 | D | 9 | 45 | C | 8
[26 empty] | 3498500% | 8:00 | 295 | 1373 | 148 | 1 | 24 | 444 | 1 | 27 | 52 | 1 | 24 | 152 | 1 | 24 | 350 | 1 | 27 | 77 | 1 | 24 | 95 | 1 | 43 | 0 | A | 7 | 0 | E | 9 | 13.3 | A | 7 | 10 | A | 7 | 80 | A | 7 | 993 | E | 9 | 180 | A | 7 | 1.5 | A | 7 | 4400 | B | 7 | 77777 | A | 7 | 1.9 | E | 8 | 0.127 | F | 8 | 0.14 | F | 8 | 0 | 1 | D | 9 | 45 | C | 8
[26 empty] | 3498500% | 9:00 | 528 | 1373 | 329 | 1 | 24 | 653 | 1 | 27 | 78 | 1 | 24 | 348 | 1 | 24 | 619 | 1 | 27 | 109 | 1 | 24 | 156 | 1 | 43 | 0 | A | 7 | 0 | E | 9 | 17.2 | A | 7 | 11.1 | A | 7 | 67 | A | 7 | 993 | E | 9 | 170 | A | 7 | 1.5 | A | 7 | 8000 | B | 7 | 77777 | A | 7 | 2 | E | 8 | 0.127 | F | 8 | 0.14 | F | 8 | 0 | 1 | D | 9 | 45 | C | 8
[26 empty] | 3498500% | 10:00 | 718 | 1373 | 492 | 1 | 24 | 753 | 1 | 27 | 98 | 1 | 24 | 512 | 1 | 24 | 739 | 1 | 27 | 124 | 1 | 24 | 206 | 1 | 43 | 0 | A | 7 | 0 | E | 9 | 20 | A | 7 | 12.2 | A | 7 | 61 | A | 7 | 993 | E | 9 | 0 | A | 7 | 0 | A | 7 | 11300 | B | 7 | 77777 | A | 7 | 2 | E | 8 | 0.127 | F | 8 | 0.14 | F | 8 | 0 | 1 | D | 9 | 11 | C | 8
[26 empty] | 3498500% | 11:00 | 851 | 1373 | 610 | 1 | 25 | 803 | 1 | 28 | 111 | 1 | 25 | 640 | 1 | 25 | 801 | 1 | 28 | 142 | 1 | 25 | 261 | 1 | 45 | 0 | B | 8 | 0 | B | 8 | 22.3 | B | 8 | 12.5 | B | 8 | 54 | A | 7 | 993 | E | 9 | 0 | B | 8 | 0 | B | 8 | 13700 | C | 8 | 77777 | B | 8 | 2.1 | E | 8 | 0.127 | F | 8 | 0.14 | F | 8 | 0 | 1 | D | 9 | 0 | C | 8
[26 empty] | 3498500% | 12:00 | 918 | 1373 | 669 | 1 | 24 | 824 | 1 | 27 | 118 | 1 | 24 | 706 | 1 | 24 | 827 | 1 | 27 | 152 | 1 | 24 | 299 | 1 | 43 | 0 | A | 7 | 0 | E | 9 | 24.4 | A | 7 | 12.7 | A | 7 | 48 | A | 7 | 992 | E | 9 | 0 | A | 7 | 0 | A | 7 | 16100 | B | 7 | 77777 | A | 7 | 2.1 | E | 8 | 0.127 | F | 8 | 0.14 | F | 8 | 0 | 1 | D | 9 | 0 | C | 8
[26 empty] | 3498500% | 13:00 | 915 | 1373 | 665 | 1 | 24 | 822 | 1 | 27 | 117 | 1 | 24 | 702 | 1 | 24 | 825 | 1 | 27 | 151 | 1 | 24 | 296 | 1 | 43 | 0 | A | 7 | 0 | E | 9 | 26.1 | A | 7 | 12.7 | A | 7 | 43 | A | 7 | 992 | E | 9 | 180 | A | 7 | 3 | A | 7 | 16100 | B | 7 | 77777 | A | 7 | 2.2 | E | 8 | 0.127 | F | 8 | 0.14 | F | 8 | 0 | 1 | D | 9 | 0 | C | 8
[26 empty] | 3498500% | 14:00 | 841 | 1373 | 399 | 1 | 24 | 411 | 1 | 27 | 147 | 1 | 24 | 440 | 1 | 24 | 424 | 1 | 27 | 180 | 1 | 24 | 344 | 1 | 43 | 3 | A | 7 | 3 | E | 9 | 27.2 | A | 7 | 11.6 | A | 7 | 38 | A | 7 | 991 | E | 9 | 150 | A | 7 | 2 | A | 7 | 16100 | B | 7 | 77777 | A | 7 | 2.3 | E | 8 | 0.127 | F | 8 | 0.14 | F | 8 | 0 | 1 | D | 9 | 0 | C | 8
[26 empty] | 3498500% | 15:00 | 702 | 1373 | 431 | 1 | 24 | 642 | 1 | 27 | 103 | 1 | 24 | 458 | 1 | 24 | 639 | 1 | 27 | 131 | 1 | 24 | 226 | 1 | 43 | 2 | A | 7 | 2 | E | 9 | 26.1 | A | 7 | 11.6 | A | 7 | 40 | A | 7 | 991 | E | 9 | 220 | A | 7 | 2.5 | A | 7 | 19300 | B | 7 | 77777 | A | 7 | 2.3 | E | 8 | 0.127 | F | 8 | 0.14 | F | 8 | 0 | 1 | D | 9 | 0 | C | 8
[26 empty] | 3498500% | 16:00 | 507 | 1373 | 280 | 1 | 25 | 458 | 1 | 28 | 111 | 1 | 25 | 297 | 1 | 25 | 431 | 1 | 28 | 138 | 1 | 25 | 212 | 1 | 45 | 2 | B | 8 | 2 | B | 8 | 25.9 | B | 8 | 11 | B | 8 | 39 | A | 7 | 990 | E | 9 | 200 | B | 8 | 2 | B | 8 | 21700 | C | 8 | 77777 | B | 8 | 2.4 | E | 8 | 0.127 | F | 8 | 0.14 | F | 8 | 0 | 1 | D | 9 | 0 | C | 8
[26 empty] | 3498500% | 17:00 | 270 | 1373 | 127 | 1 | 24 | 325 | 1 | 27 | 63 | 1 | 24 | 133 | 1 | 24 | 242 | 1 | 27 | 85 | 1 | 24 | 114 | 1 | 43 | 2 | A | 7 | 2 | E | 9 | 25 | A | 7 | 10.5 | A | 7 | 40 | A | 7 | 990 | E | 9 | 180 | A | 7 | 1.5 | A | 7 | 24100 | B | 7 | 77777 | A | 7 | 2.4 | E | 8 | 0.127 | F | 8 | 0.14 | F | 8 | 0 | 1 | D | 9 | 0 | C | 8
[26 empty] | 3498500% | 18:00 | 39 | 767 | 9 | 1 | 24 | 24 | 1 | 27 | 8 | 1 | 24 | 11 | 1 | 24 | 7 | 1 | 27 | 10 | 1 | 24 | 13 | 1 | 43 | 3 | A | 7 | 3 | E | 9 | 22.7 | A | 7 | 11.6 | A | 7 | 49 | A | 7 | 990 | E | 9 | 0 | A | 7 | 0 | A | 7 | 24100 | B | 7 | 77777 | A | 7 | 2.5 | E | 8 | 0.127 | F | 8 | 0.14 | F | 8 | 0 | 1 | D | 9 | 0 | C | 8
[26 empty] | 3498500% | 19:00 | 0 | 0 | 0 | 1 | 0 | 0 | 1 | 0 | 0 | 1 | 0 | 0 | 1 | 0 | 0 | 1 | 0 | 0 | 1 | 0 | 0 | 1 | 0 | 4 | B | 8 | 4 | B | 8 | 21.8 | B | 8 | 12 | B | 8 | 54 | A | 7 | 991 | E | 9 | 230 | A | 7 | 23.1 | A | 7 | 22358 | C | 8 | 77777 | A | 7 | 2.5 | E | 8 | 0.127 | F | 8 | 0.14 | F | 8 | 0 | 1 | D | 9 | 0 | C | 8
[26 empty] | 3498500% | 20:00 | 0 | 0 | 0 | 1 | 0 | 0 | 1 | 0 | 0 | 1 | 0 | 0 | 1 | 0 | 0 | 1 | 0 | 0 | 1 | 0 | 0 | 1 | 0 | 4 | B | 8 | 4 | B | 8 | 21 | B | 8 | 12 | B | 8 | 56 | A | 7 | 991 | E | 9 | 230 | B | 8 | 21.3 | B | 8 | 20616 | C | 8 | 20014 | B | 8 | 2.6 | E | 8 | 0.127 | F | 8 | 0.14 | F | 8 | 0 | 1 | D | 9 | 0 | C | 8
[26 empty] | 3498500% | 21:00 | 0 | 0 | 0 | 1 | 0 | 0 | 1 | 0 | 0 | 1 | 0 | 0 | 1 | 0 | 0 | 1 | 0 | 0 | 1 | 0 | 0 | 1 | 0 | 5 | B | 8 | 5 | B | 8 | 20.5 | B | 8 | 12.7 | B | 8 | 61 | A | 7 | 991 | E | 9 | 220 | B | 8 | 19.6 | B | 8 | 18875 | C | 8 | 18027 | B | 8 | 2.7 | E | 8 | 0.127 | F | 8 | 0.14 | F | 8 | 0 | 1 | D | 9 | 0 | C | 8
[26 empty] | 3498500% | 22:00 | 0 | 0 | 0 | 1 | 0 | 0 | 1 | 0 | 0 | 1 | 0 | 0 | 1 | 0 | 0 | 1 | 0 | 0 | 1 | 0 | 0 | 1 | 0 | 5 | B | 8 | 5 | B | 8 | 20 | B | 8 | 13 | B | 8 | 64 | A | 7 | 991 | E | 9 | 220 | B | 8 | 17.8 | B | 8 | 17133 | C | 8 | 16041 | B | 8 | 2.7 | E | 8 | 0.127 | F | 8 | 0.14 | F | 8 | 0 | 1 | D | 9 | 0 | C | 8
[26 empty] | 3498500% | 23:00 | 0 | 0 | 0 | 1 | 0 | 0 | 1 | 0 | 0 | 1 | 0 | 0 | 1 | 0 | 0 | 1 | 0 | 0 | 1 | 0 | 0 | 1 | 0 | 6 | B | 8 | 6 | B | 8 | 19.7 | B | 8 | 13.4 | B | 8 | 67 | A | 7 | 990 | E | 9 | 210 | B | 8 | 16 | B | 8 | 15391 | C | 8 | 14055 | B | 8 | 2.8 | E | 8 | 0.127 | F | 8 | 0.14 | F | 8 | 0 | 1 | D | 9 | 0 | C | 8
[26 empty] | 3498500% | 24:00 | 0 | 0 | 0 | 1 | 0 | 0 | 1 | 0 | 0 | 1 | 0 | 0 | 1 | 0 | 0 | 1 | 0 | 0 | 1 | 0 | 0 | 1 | 0 | 7 | B | 8 | 7 | B | 8 | 19.4 | B | 8 | 13.8 | B | 8 | 70 | A | 7 | 990 | E | 9 | 210 | B | 8 | 14.2 | B | 8 | 13650 | C | 8 | 12068 | B | 8 | 2.8 | E | 8 | 0.127 | F | 8 | 0.14 | F | 8 | 0 | 1 | D | 9 | 0 | C | 8
[26 empty] | 3498600% | 1:00 | 0 | 0 | 0 | 1 | 0 | 0 | 1 | 0 | 0 | 1 | 0 | 0 | 1 | 0 | 0 | 1 | 0 | 0 | 1 | 0 | 0 | 1 | 0 | 7 | B | 8 | 7 | B | 8 | 19.2 | B | 8 | 14.4 | B | 8 | 74 | A | 7 | 990 | E | 9 | 200 | B | 8 | 12.5 | B | 8 | 11908 | C | 8 | 10082 | B | 8 | 2.9 | E | 8 | 0.126 | F | 8 | 0.14 | F | 8 | 0 | 1 | D | 9 | 0 | C | 8
[26 empty] | 3498600% | 2:00 | 0 | 0 | 0 | 1 | 0 | 0 | 1 | 0 | 0 | 1 | 0 | 0 | 1 | 0 | 0 | 1 | 0 | 0 | 1 | 0 | 0 | 1 | 0 | 8 | B | 8 | 8 | B | 8 | 19 | B | 8 | 14.7 | B | 8 | 76 | A | 7 | 989 | E | 9 | 200 | B | 8 | 10.7 | B | 8 | 10166 | C | 8 | 8095 | B | 8 | 3 | E | 8 | 0.126 | F | 8 | 0.14 | F | 8 | 0 | 1 | D | 9 | 45 | C | 8
[26 empty] | 3498600% | 3:00 | 0 | 0 | 0 | 1 | 0 | 0 | 1 | 0 | 0 | 1 | 0 | 0 | 1 | 0 | 0 | 1 | 0 | 0 | 1 | 0 | 0 | 1 | 0 | 8 | B | 8 | 8 | B | 8 | 18.8 | B | 8 | 15.3 | B | 8 | 80 | A | 7 | 988 | E | 9 | 190 | B | 8 | 8.9 | B | 8 | 8425 | C | 8 | 6109 | B | 8 | 3 | E | 8 | 0.126 | F | 8 | 0.14 | F | 8 | 0 | 1 | D | 9 | 45 | C | 8
[26 empty] | 3498600% | 4:00 | 0 | 0 | 0 | 1 | 0 | 0 | 1 | 0 | 0 | 1 | 0 | 0 | 1 | 0 | 0 | 1 | 0 | 0 | 1 | 0 | 0 | 1 | 0 | 9 | B | 8 | 9 | B | 8 | 18.9 | B | 8 | 15.7 | B | 8 | 82 | A | 7 | 988 | E | 9 | 190 | B | 8 | 7.1 | B | 8 | 6683 | C | 8 | 4123 | B | 8 | 3.1 | E | 8 | 0.126 | F | 8 | 0.14 | F | 8 | 0 | 1 | D | 9 | 45 | C | 8
[26 empty] | 3498600% | 5:00 | 0 | 0 | 0 | 1 | 0 | 0 | 1 | 0 | 0 | 1 | 0 | 0 | 1 | 0 | 0 | 1 | 0 | 0 | 1 | 0 | 0 | 1 | 0 | 9 | B | 8 | 9 | B | 8 | 18.6 | B | 8 | 16 | B | 8 | 85 | A | 7 | 988 | E | 9 | 180 | B | 8 | 5.4 | B | 8 | 4941 | C | 8 | 2136 | B | 8 | 3.1 | E | 8 | 0.126 | F | 8 | 0.14 | F | 8 | 0 | 1 | D | 9 | 45 | C | 8
[26 empty] | 3498600% | 6:00 | 0 | 0 | 0 | 1 | 0 | 0 | 1 | 0 | 0 | 1 | 0 | 0 | 1 | 0 | 0 | 1 | 0 | 0 | 1 | 0 | 0 | 1 | 0 | 10 | A | 7 | 10 | E | 9 | 18.3 | A | 7 | 16.6 | A | 7 | 90 | A | 7 | 988 | E | 9 | 180 | A | 7 | 3.6 | A | 7 | 3200 | B | 7 | 150 | A | 7 | 3.2 | E | 8 | 0.126 | F | 8 | 0.14 | F | 8 | 0 | 1 | D | 9 | 45 | C | 8
[26 empty] | 3498600% | 7:00 | 52 | 882 | 6 | 1 | 24 | 0 | 1 | 27 | 6 | 1 | 24 | 7 | 1 | 24 | 0 | 1 | 27 | 7 | 1 | 24 | 24 | 1 | 43 | 10 | A | 7 | 10 | E | 9 | 18.3 | A | 7 | 16.6 | A | 7 | 90 | A | 7 | 988 | E | 9 | 170 | A | 7 | 2 | A | 7 | 3200 | B | 7 | 300 | A | 7 | 3.2 | E | 8 | 0.126 | F | 8 | 0.14 | F | 8 | 0 | 1 | D | 9 | 45 | C | 8
[26 empty] | 3498600% | 8:00 | 290 | 1374 | 47 | 1 | 24 | 0 | 1 | 27 | 47 | 1 | 24 | 54 | 1 | 24 | 0 | 1 | 27 | 54 | 1 | 24 | 182 | 1 | 43 | 10 | A | 7 | 10 | E | 9 | 19.4 | A | 7 | 17.2 | A | 7 | 87 | A | 7 | 987 | E | 9 | 180 | A | 7 | 4.6 | A | 7 | 6400 | B | 7 | 1500 | A | 7 | 3.2 | E | 8 | 0.126 | F | 8 | 0.14 | F | 8 | 0 | 1 | D | 9 | 45 | C | 8
[26 empty] | 3498600% | 9:00 | 523 | 1374 | 70 | 1 | 24 | 0 | 1 | 27 | 70 | 1 | 24 | 84 | 1 | 24 | 0 | 1 | 27 | 84 | 1 | 24 | 309 | 1 | 43 | 10 | A | 7 | 10 | E | 9 | 20.5 | A | 7 | 17.7 | A | 7 | 84 | A | 7 | 987 | E | 9 | 180 | A | 7 | 3 | A | 7 | 6400 | B | 7 | 180 | A | 7 | 3.1 | E | 8 | 0.126 | F | 8 | 0.14 | F | 8 | 0 | 1 | D | 9 | 45 | C | 8
[26 empty] | 3498600% | 10:00 | 713 | 1374 | 123 | 1 | 24 | 0 | 1 | 27 | 123 | 1 | 24 | 146 | 1 | 24 | 0 | 1 | 27 | 146 | 1 | 24 | 560 | 1 | 43 | 10 | A | 7 | 10 | E | 9 | 21.1 | A | 7 | 18.3 | A | 7 | 84 | A | 7 | 985 | E | 9 | 170 | A | 7 | 2.5 | A | 7 | 11300 | B | 7 | 240 | A | 7 | 3 | E | 8 | 0.126 | F | 8 | 0.14 | F | 8 | 0 | 1 | D | 9 | 45 | C | 8
[26 empty] | 3498600% | 11:00 | 846 | 1374 | 150 | 1 | 25 | 0 | 1 | 28 | 150 | 1 | 25 | 179 | 1 | 25 | 0 | 1 | 28 | 179 | 1 | 25 | 710 | 1 | 45 | 10 | B | 8 | 10 | B | 8 | 22 | B | 8 | 18.6 | B | 8 | 81 | A | 7 | 984 | E | 9 | 180 | B | 8 | 3.1 | B | 8 | 13700 | C | 8 | 225 | B | 8 | 2.9 | E | 8 | 0.126 | F | 8 | 0.14 | F | 8 | 0 | 1 | D | 9 | 0 | C | 8
[26 empty] | 3498600% | 12:00 | 913 | 1374 | 164 | 1 | 24 | 0 | 1 | 27 | 164 | 1 | 24 | 197 | 1 | 24 | 0 | 1 | 27 | 197 | 1 | 24 | 789 | 1 | 43 | 10 | A | 7 | 10 | E | 9 | 22.7 | A | 7 | 18.8 | A | 7 | 79 | A | 7 | 983 | E | 9 | 190 | A | 7 | 3.6 | A | 7 | 16100 | B | 7 | 210 | A | 7 | 2.9 | E | 8 | 0.126 | F | 8 | 0.14 | F | 8 | 0 | 1 | D | 9 | 0 | C | 8
[26 empty] | 3498600% | 13:00 | 909 | 1374 | 163 | 1 | 24 | 0 | 1 | 27 | 163 | 1 | 24 | 196 | 1 | 24 | 0 | 1 | 27 | 196 | 1 | 24 | 784 | 1 | 43 | 10 | A | 7 | 10 | E | 9 | 23.3 | A | 7 | 18.8 | A | 7 | 76 | A | 7 | 982 | E | 9 | 180 | A | 7 | 3 | A | 7 | 16100 | B | 7 | 240 | A | 7 | 2.8 | E | 8 | 0.126 | F | 8 | 0.14 | F | 8 | 0 | 1 | D | 9 | 0 | C | 8
[26 empty] | 3498600% | 14:00 | 834 | 1374 | 177 | 1 | 24 | 0 | 1 | 27 | 177 | 1 | 24 | 209 | 1 | 24 | 0 | 1 | 27 | 209 | 1 | 24 | 807 | 1 | 43 | 10 | A | 7 | 10 | E | 9 | 23.5 | B | 8 | 18.8 | B | 8 | 75 | A | 7 | 980 | E | 9 | 200 | A | 7 | 2.5 | A | 7 | 19300 | B | 7 | 1020 | A | 7 | 2.7 | E | 8 | 0.126 | F | 8 | 0.14 | F | 8 | 0 | 1 | D | 9 | 0 | C | 8
[26 empty] | 3498600% | 15:00 | 695 | 1374 | 142 | 1 | 24 | 0 | 1 | 27 | 142 | 1 | 24 | 166 | 1 | 24 | 0 | 1 | 27 | 166 | 1 | 24 | 622 | 1 | 43 | 10 | A | 7 | 10 | E | 9 | 23.3 | A | 7 | 18.8 | A | 7 | 76 | A | 7 | 978 | E | 9 | 180 | A | 7 | 2 | A | 7 | 17700 | B | 7 | 1200 | A | 7 | 2.6 | E | 8 | 0.126 | F | 8 | 0.14 | F | 8 | 0 | 1 | D | 9 | 0 | C | 8
[26 empty] | 3498600% | 16:00 | 500 | 1374 | 95 | 1 | 24 | 0 | 1 | 27 | 95 | 1 | 24 | 110 | 1 | 24 | 0 | 1 | 27 | 110 | 1 | 24 | 391 | 1 | 43 | 10 | A | 7 | 10 | E | 9 | 22.7 | A | 7 | 19.4 | A | 7 | 82 | A | 7 | 977 | E | 9 | 180 | A | 7 | 2 | A | 7 | 16100 | B | 7 | 900 | A | 7 | 2.6 | E | 8 | 0.126 | F | 8 | 0.14 | F | 8 | 0 | 1 | D | 9 | 0 | C | 8
[26 empty] | 3498600% | 17:00 | 263 | 1374 | 29 | 1 | 24 | 0 | 1 | 27 | 29 | 1 | 24 | 35 | 1 | 24 | 0 | 1 | 27 | 35 | 1 | 24 | 118 | 1 | 43 | 10 | A | 7 | 10 | E | 9 | 21.6 | A | 7 | 18.8 | A | 7 | 84 | A | 7 | 975 | E | 9 | 310 | A | 7 | 10.2 | A | 7 | 400 | B | 7 | 120 | A | 7 | 2.5 | E | 8 | 0.126 | F | 8 | 0.14 | F | 8 | 0 | 1 | D | 9 | 61 | C | 8
[26 empty] | 3498600% | 18:00 | 36 | 744 | 5 | 1 | 24 | 0 | 1 | 27 | 5 | 1 | 24 | 6 | 1 | 24 | 0 | 1 | 27 | 6 | 1 | 24 | 20 | 1 | 43 | 10 | A | 7 | 10 | E | 9 | 16.6 | A | 7 | 14.4 | A | 7 | 87 | A | 7 | 973 | E | 9 | 0 | A | 7 | 0 | A | 7 | 12900 | B | 7 | 690 | A | 7 | 2.4 | E | 8 | 0.126 | F | 8 | 0.14 | F | 8 | 0 | 1 | D | 9 | 63 | C | 8
[26 empty] | 3498600% | 19:00 | 0 | 0 | 0 | 1 | 0 | 0 | 1 | 0 | 0 | 1 | 0 | 0 | 1 | 0 | 0 | 1 | 0 | 0 | 1 | 0 | 0 | 1 | 0 | 10 | A | 7 | 10 | E | 9 | 16.6 | A | 7 | 14.4 | A | 7 | 87 | A | 7 | 971 | E | 9 | 0 | A | 7 | 0 | A | 7 | 19300 | B | 7 | 2100 | A | 7 | 2.4 | E | 8 | 0.126 | F | 8 | 0.14 | F | 8 | 0 | 1 | D | 9 | 61 | C | 8
[26 empty] | 3498600% | 20:00 | 0 | 0 | 0 | 1 | 0 | 0 | 1 | 0 | 0 | 1 | 0 | 0 | 1 | 0 | 0 | 1 | 0 | 0 | 1 | 0 | 0 | 1 | 0 | 9 | B | 8 | 9 | B | 8 | 15.5 | B | 8 | 12.9 | B | 8 | 84 | A | 7 | 972 | E | 9 | 350 | B | 8 | 0.4 | B | 8 | 19009 | C | 8 | 3909 | B | 8 | 2.3 | E | 8 | 0.126 | F | 8 | 0.14 | F | 8 | 0 | 1 | D | 9 | 0 | C | 8
[26 empty] | 3498600% | 21:00 | 0 | 0 | 0 | 1 | 0 | 0 | 1 | 0 | 0 | 1 | 0 | 0 | 1 | 0 | 0 | 1 | 0 | 0 | 1 | 0 | 0 | 1 | 0 | 9 | B | 8 | 9 | B | 8 | 14.7 | B | 8 | 12.1 | B | 8 | 84 | A | 7 | 971 | E | 9 | 350 | B | 8 | 0.7 | B | 8 | 18718 | C | 8 | 5718 | B | 8 | 2.2 | E | 8 | 0.126 | F | 8 | 0.14 | F | 8 | 0 | 1 | D | 9 | 0 | C | 8
[26 empty] | 3498600% | 22:00 | 0 | 0 | 0 | 1 | 0 | 0 | 1 | 0 | 0 | 1 | 0 | 0 | 1 | 0 | 0 | 1 | 0 | 0 | 1 | 0 | 0 | 1 | 0 | 8 | B | 8 | 8 | B | 8 | 13.9 | B | 8 | 10.8 | B | 8 | 82 | A | 7 | 971 | E | 9 | 340 | B | 8 | 1.1 | B | 8 | 18427 | C | 8 | 7527 | B | 8 | 2.1 | E | 8 | 0.126 | F | 8 | 0.14 | F | 8 | 0 | 1 | D | 9 | 0 | C | 8
[26 empty] | 3498600% | 23:00 | 0 | 0 | 0 | 1 | 0 | 0 | 1 | 0 | 0 | 1 | 0 | 0 | 1 | 0 | 0 | 1 | 0 | 0 | 1 | 0 | 0 | 1 | 0 | 8 | B | 8 | 8 | B | 8 | 13.4 | B | 8 | 9.7 | B | 8 | 78 | A | 7 | 970 | E | 9 | 330 | B | 8 | 1.5 | B | 8 | 18136 | C | 8 | 9336 | B | 8 | 2.1 | E | 8 | 0.126 | F | 8 | 0.14 | F | 8 | 0 | 1 | D | 9 | 0 | C | 8
[26 empty] | 3498600% | 24:00 | 0 | 0 | 0 | 1 | 0 | 0 | 1 | 0 | 0 | 1 | 0 | 0 | 1 | 0 | 0 | 1 | 0 | 0 | 1 | 0 | 0 | 1 | 0 | 7 | B | 8 | 7 | B | 8 | 12.7 | B | 8 | 8.5 | B | 8 | 76 | A | 7 | 969 | E | 9 | 330 | B | 8 | 1.9 | B | 8 | 17845 | C | 8 | 11145 | B | 8 | 2 | E | 8 | 0.126 | F | 8 | 0.14 | F | 8 | 0 | 1 | D | 9 | 0 | C | 8
[26 empty] | 3498700% | 1:00 | 0 | 0 | 0 | 1 | 0 | 0 | 1 | 0 | 0 | 1 | 0 | 0 | 1 | 0 | 0 | 1 | 0 | 0 | 1 | 0 | 0 | 1 | 0 | 6 | B | 8 | 6 | B | 8 | 12.3 | B | 8 | 7.6 | B | 8 | 73 | A | 7 | 969 | E | 9 | 320 | B | 8 | 2.2 | B | 8 | 17554 | C | 8 | 12955 | B | 8 | 1.9 | E | 8 | 0.125 | F | 8 | 0.14 | F | 8 | 0 | 1 | D | 9 | 0 | C | 8
[26 empty] | 3498700% | 2:00 | 0 | 0 | 0 | 1 | 0 | 0 | 1 | 0 | 0 | 1 | 0 | 0 | 1 | 0 | 0 | 1 | 0 | 0 | 1 | 0 | 0 | 1 | 0 | 6 | B | 8 | 6 | B | 8 | 11.8 | B | 8 | 6.4 | B | 8 | 69 | A | 7 | 970 | E | 9 | 320 | B | 8 | 2.6 | B | 8 | 17263 | C | 8 | 14764 | B | 8 | 1.8 | E | 8 | 0.125 | F | 8 | 0.14 | F | 8 | 0 | 1 | D | 9 | 0 | C | 8
[26 empty] | 3498700% | 3:00 | 0 | 0 | 0 | 1 | 0 | 0 | 1 | 0 | 0 | 1 | 0 | 0 | 1 | 0 | 0 | 1 | 0 | 0 | 1 | 0 | 0 | 1 | 0 | 5 | B | 8 | 5 | B | 8 | 11.3 | B | 8 | 5.4 | B | 8 | 67 | A | 7 | 971 | E | 9 | 310 | B | 8 | 3 | B | 8 | 16972 | C | 8 | 16573 | B | 8 | 1.8 | E | 8 | 0.125 | F | 8 | 0.14 | F | 8 | 0 | 1 | D | 9 | 0 | C | 8
[26 empty] | 3498700% | 4:00 | 0 | 0 | 0 | 1 | 0 | 0 | 1 | 0 | 0 | 1 | 0 | 0 | 1 | 0 | 0 | 1 | 0 | 0 | 1 | 0 | 0 | 1 | 0 | 4 | B | 8 | 4 | B | 8 | 11.1 | B | 8 | 4.4 | B | 8 | 63 | A | 7 | 971 | E | 9 | 300 | B | 8 | 3.4 | B | 8 | 16681 | C | 8 | 18382 | B | 8 | 1.7 | E | 8 | 0.125 | F | 8 | 0.14 | F | 8 | 0 | 1 | D | 9 | 0 | C | 8
[26 empty] | 3498700% | 5:00 | 0 | 0 | 0 | 1 | 0 | 0 | 1 | 0 | 0 | 1 | 0 | 0 | 1 | 0 | 0 | 1 | 0 | 0 | 1 | 0 | 0 | 1 | 0 | 4 | B | 8 | 4 | B | 8 | 10.5 | B | 8 | 3.1 | B | 8 | 60 | A | 7 | 972 | E | 9 | 300 | B | 8 | 3.7 | B | 8 | 16390 | C | 8 | 20191 | B | 8 | 1.6 | E | 8 | 0.125 | F | 8 | 0.14 | F | 8 | 0 | 1 | D | 9 | 0 | C | 8
[26 empty] | 3498700% | 6:00 | 0 | 0 | 0 | 1 | 0 | 0 | 1 | 0 | 0 | 1 | 0 | 0 | 1 | 0 | 0 | 1 | 0 | 0 | 1 | 0 | 0 | 1 | 0 | 3 | A | 7 | 3 | E | 9 | 10 | A | 7 | 2.2 | A | 7 | 58 | A | 7 | 973 | E | 9 | 290 | A | 7 | 4.1 | A | 7 | 16100 | B | 7 | 77777 | A | 7 | 1.5 | E | 8 | 0.125 | F | 8 | 0.14 | F | 8 | 0 | 1 | D | 9 | 0 | C | 8
[26 empty] | 3498700% | 7:00 | 49 | 859 | 12 | 1 | 24 | 35 | 1 | 27 | 10 | 1 | 24 | 14 | 1 | 24 | 12 | 1 | 27 | 13 | 1 | 24 | 16 | 1 | 43 | 2 | A | 7 | 2 | E | 9 | 8.8 | A | 7 | 2.7 | A | 7 | 66 | A | 7 | 975 | E | 9 | 270 | A | 7 | 2.5 | A | 7 | 32200 | B | 7 | 77777 | A | 7 | 1.5 | E | 8 | 0.125 | F | 8 | 0.14 | F | 8 | 0 | 1 | D | 9 | 0 | C | 8
[26 empty] | 3498700% | 8:00 | 285 | 1375 | 106 | 1 | 24 | 242 | 1 | 27 | 56 | 1 | 24 | 113 | 1 | 24 | 185 | 1 | 27 | 74 | 1 | 24 | 100 | 1 | 43 | 3 | A | 7 | 3 | E | 9 | 11.1 | A | 7 | 2.7 | A | 7 | 56 | A | 7 | 976 | E | 9 | 270 | A | 7 | 5.1 | A | 7 | 32200 | B | 7 | 77777 | A | 7 | 1.4 | E | 8 | 0.125 | F | 8 | 0.14 | F | 8 | 0 | 1 | D | 9 | 0 | C | 8
[26 empty] | 3498700% | 9:00 | 518 | 1375 | 261 | 1 | 24 | 458 | 1 | 27 | 89 | 1 | 24 | 273 | 1 | 24 | 429 | 1 | 27 | 111 | 1 | 24 | 173 | 1 | 43 | 2 | A | 7 | 2 | E | 9 | 12.2 | B | 8 | 2.8 | B | 8 | 53 | A | 7 | 977 | E | 9 | 270 | A | 7 | 5.6 | A | 7 | 32200 | B | 7 | 77777 | A | 7 | 1.4 | E | 8 | 0.125 | F | 8 | 0.14 | F | 8 | 0 | 1 | D | 9 | 0 | C | 8
[26 empty] | 3498700% | 10:00 | 708 | 1375 | 442 | 1 | 24 | 480 | 1 | 27 | 195 | 1 | 24 | 463 | 1 | 24 | 482 | 1 | 27 | 214 | 1 | 24 | 423 | 1 | 43 | 3 | A | 7 | 3 | E | 9 | 13.3 | A | 7 | 2.7 | A | 7 | 49 | A | 7 | 978 | E | 9 | 300 | A | 7 | 7.7 | A | 7 | 40200 | B | 7 | 77777 | A | 7 | 1.4 | E | 8 | 0.125 | F | 8 | 0.14 | F | 8 | 0 | 1 | D | 9 | 0 | C | 8
[26 empty] | 3498700% | 11:00 | 840 | 1375 | 564 | 1 | 24 | 725 | 1 | 27 | 121 | 1 | 24 | 604 | 1 | 24 | 736 | 1 | 27 | 153 | 1 | 24 | 299 | 1 | 43 | 2 | A | 7 | 2 | E | 9 | 13.8 | A | 7 | 2.2 | A | 7 | 45 | A | 7 | 979 | E | 9 | 310 | A | 7 | 4.1 | A | 7 | 40200 | B | 7 | 77777 | A | 7 | 1.4 | E | 8 | 0.125 | F | 8 | 0.14 | F | 8 | 0 | 1 | D | 9 | 0 | C | 8
[26 empty] | 3498700% | 12:00 | 907 | 1375 | 599 | 1 | 25 | 667 | 1 | 28 | 159 | 1 | 25 | 634 | 1 | 25 | 675 | 1 | 28 | 187 | 1 | 25 | 413 | 1 | 45 | 2 | B | 8 | 2 | B | 8 | 15 | B | 8 | 2.4 | B | 8 | 43 | A | 7 | 980 | E | 9 | 300 | B | 8 | 6.7 | B | 8 | 44250 | C | 8 | 77777 | B | 8 | 1.4 | E | 8 | 0.125 | F | 8 | 0.14 | F | 8 | 0 | 1 | D | 9 | 0 | C | 8
[26 empty] | 3498700% | 13:00 | 902 | 1375 | 538 | 1 | 24 | 569 | 1 | 27 | 164 | 1 | 24 | 567 | 1 | 24 | 575 | 1 | 27 | 189 | 1 | 24 | 422 | 1 | 43 | 2 | A | 7 | 2 | E | 9 | 16.1 | A | 7 | 2.7 | A | 7 | 41 | A | 7 | 981 | E | 9 | 290 | A | 7 | 9.2 | A | 7 | 48300 | B | 7 | 77777 | A | 7 | 1.4 | E | 8 | 0.125 | F | 8 | 0.14 | F | 8 | 0 | 1 | D | 9 | 0 | C | 8
[26 empty] | 3498700% | 14:00 | 828 | 1375 | 602 | 1 | 24 | 741 | 1 | 27 | 155 | 1 | 24 | 631 | 1 | 24 | 742 | 1 | 27 | 183 | 1 | 24 | 365 | 1 | 43 | 3 | A | 7 | 3 | E | 9 | 16.1 | A | 7 | 2.7 | A | 7 | 41 | A | 7 | 981 | E | 9 | 270 | A | 7 | 7.7 | A | 7 | 48300 | B | 7 | 77777 | A | 7 | 1.4 | E | 8 | 0.125 | F | 8 | 0.14 | F | 8 | 0 | 1 | D | 9 | 0 | C | 8
[26 empty] | 3498700% | 15:00 | 688 | 1375 | 432 | 1 | 24 | 601 | 1 | 27 | 131 | 1 | 24 | 450 | 1 | 24 | 589 | 1 | 27 | 154 | 1 | 24 | 274 | 1 | 43 | 2 | A | 7 | 2 | E | 9 | 16.1 | A | 7 | 1.6 | A | 7 | 37 | A | 7 | 983 | E | 9 | 290 | A | 7 | 6.1 | A | 7 | 48300 | B | 7 | 77777 | A | 7 | 1.4 | E | 8 | 0.125 | F | 8 | 0.14 | F | 8 | 0 | 1 | D | 9 | 0 | C | 8
[26 empty] | 3498700% | 16:00 | 493 | 1375 | 273 | 1 | 24 | 517 | 1 | 27 | 88 | 1 | 24 | 284 | 1 | 24 | 478 | 1 | 27 | 112 | 1 | 24 | 169 | 1 | 43 | 3 | A | 7 | 3 | E | 9 | 15 | A | 7 | 2.7 | A | 7 | 44 | A | 7 | 984 | E | 9 | 290 | A | 7 | 6.1 | A | 7 | 48300 | B | 7 | 77777 | A | 7 | 1.4 | E | 8 | 0.125 | F | 8 | 0.14 | F | 8 | 0 | 1 | D | 9 | 0 | C | 8
[26 empty] | 3498700% | 17:00 | 256 | 1375 | 60 | 1 | 24 | 28 | 1 | 27 | 55 | 1 | 24 | 66 | 1 | 24 | 22 | 1 | 27 | 62 | 1 | 24 | 142 | 1 | 43 | 9 | A | 7 | 9 | E | 9 | 14.4 | A | 7 | 1.1 | A | 7 | 40 | A | 7 | 985 | E | 9 | 290 | A | 7 | 6.1 | A | 7 | 48300 | B | 7 | 2100 | A | 7 | 1.4 | E | 8 | 0.125 | F | 8 | 0.14 | F | 8 | 0 | 1 | D | 9 | 0 | C | 8
[26 empty] | 3498700% | 18:00 | 32 | 699 | 7 | 1 | 24 | 17 | 1 | 27 | 6 | 1 | 24 | 8 | 1 | 24 | 5 | 1 | 27 | 8 | 1 | 24 | 9 | 1 | 43 | 3 | A | 7 | 3 | E | 9 | 12.7 | A | 7 | -0.6 | A | 7 | 40 | A | 7 | 986 | E | 9 | 290 | A | 7 | 6.1 | A | 7 | 48300 | B | 7 | 77777 | A | 7 | 1.3 | E | 8 | 0.125 | F | 8 | 0.14 | F | 8 | 0 | 1 | D | 9 | 0 | C | 8
[26 empty] | 3498700% | 19:00 | 0 | 0 | 0 | 1 | 0 | 0 | 1 | 0 | 0 | 1 | 0 | 0 | 1 | 0 | 0 | 1 | 0 | 0 | 1 | 0 | 0 | 1 | 0 | 2 | A | 7 | 2 | E | 9 | 11.1 | A | 7 | 0 | A | 7 | 46 | A | 7 | 987 | E | 9 | 230 | A | 7 | 5.1 | A | 7 | 32200 | B | 7 | 77777 | A | 7 | 1.3 | E | 8 | 0.125 | F | 8 | 0.14 | F | 8 | 0 | 1 | D | 9 | 0 | C | 8
[26 empty] | 3498700% | 20:00 | 0 | 0 | 0 | 1 | 0 | 0 | 1 | 0 | 0 | 1 | 0 | 0 | 1 | 0 | 0 | 1 | 0 | 0 | 1 | 0 | 0 | 1 | 0 | 2 | B | 8 | 2 | B | 8 | 10 | B | 8 | -0.5 | B | 8 | 48 | A | 7 | 988 | E | 9 | 230 | B | 8 | 4.9 | B | 8 | 31463 | C | 8 | 77777 | B | 8 | 1.3 | E | 8 | 0.125 | F | 8 | 0.14 | F | 8 | 0 | 1 | D | 9 | 0 | C | 8
[26 empty] | 3498700% | 21:00 | 0 | 0 | 0 | 1 | 0 | 0 | 1 | 0 | 0 | 1 | 0 | 0 | 1 | 0 | 0 | 1 | 0 | 0 | 1 | 0 | 0 | 1 | 0 | 2 | B | 8 | 2 | B | 8 | 9.3 | B | 8 | -0.3 | B | 8 | 51 | A | 7 | 989 | E | 9 | 230 | B | 8 | 4.6 | B | 8 | 30727 | C | 8 | 77777 | B | 8 | 1.3 | E | 8 | 0.125 | F | 8 | 0.14 | F | 8 | 0 | 1 | D | 9 | 0 | C | 8
[26 empty] | 3498700% | 22:00 | 0 | 0 | 0 | 1 | 0 | 0 | 1 | 0 | 0 | 1 | 0 | 0 | 1 | 0 | 0 | 1 | 0 | 0 | 1 | 0 | 0 | 1 | 0 | 2 | B | 8 | 2 | B | 8 | 8.5 | B | 8 | -0.6 | B | 8 | 52 | A | 7 | 989 | E | 9 | 240 | B | 8 | 4.4 | B | 8 | 29990 | C | 8 | 77777 | B | 8 | 1.3 | E | 8 | 0.125 | F | 8 | 0.14 | F | 8 | 0 | 1 | D | 9 | 0 | C | 8
[26 empty] | 3498700% | 23:00 | 0 | 0 | 0 | 1 | 0 | 0 | 1 | 0 | 0 | 1 | 0 | 0 | 1 | 0 | 0 | 1 | 0 | 0 | 1 | 0 | 0 | 1 | 0 | 1 | B | 8 | 1 | B | 8 | 8.1 | B | 8 | -0.7 | B | 8 | 53 | A | 7 | 990 | E | 9 | 240 | B | 8 | 4.2 | B | 8 | 29254 | C | 8 | 77777 | B | 8 | 1.3 | E | 8 | 0.125 | F | 8 | 0.14 | F | 8 | 0 | 1 | D | 9 | 0 | C | 8
[26 empty] | 3498700% | 24:00 | 0 | 0 | 0 | 1 | 0 | 0 | 1 | 0 | 0 | 1 | 0 | 0 | 1 | 0 | 0 | 1 | 0 | 0 | 1 | 0 | 0 | 1 | 0 | 1 | B | 8 | 1 | B | 8 | 7.5 | B | 8 | -0.9 | B | 8 | 55 | A | 7 | 990 | E | 9 | 240 | B | 8 | 3.9 | B | 8 | 28518 | C | 8 | 77777 | B | 8 | 1.3 | E | 8 | 0.125 | F | 8 | 0.14 | F | 8 | 0 | 1 | D | 9 | 0 | C | 8
[26 empty] | 3498800% | 1:00 | 0 | 0 | 0 | 1 | 0 | 0 | 1 | 0 | 0 | 1 | 0 | 0 | 1 | 0 | 0 | 1 | 0 | 0 | 1 | 0 | 0 | 1 | 0 | 1 | B | 8 | 1 | B | 8 | 7.1 | B | 8 | -0.8 | B | 8 | 57 | A | 7 | 990 | E | 9 | 240 | B | 8 | 3.7 | B | 8 | 27781 | C | 8 | 77777 | B | 8 | 1.3 | E | 8 | 0.124 | F | 8 | 0.14 | F | 8 | 0 | 1 | D | 9 | 0 | C | 8
[26 empty] | 3498800% | 2:00 | 0 | 0 | 0 | 1 | 0 | 0 | 1 | 0 | 0 | 1 | 0 | 0 | 1 | 0 | 0 | 1 | 0 | 0 | 1 | 0 | 0 | 1 | 0 | 1 | B | 8 | 1 | B | 8 | 6.6 | B | 8 | -1 | B | 8 | 58 | A | 7 | 991 | E | 9 | 240 | B | 8 | 3.4 | B | 8 | 27045 | C | 8 | 77777 | B | 8 | 1.3 | E | 8 | 0.124 | F | 8 | 0.14 | F | 8 | 0 | 1 | D | 9 | 0 | C | 8
[26 empty] | 3498800% | 3:00 | 0 | 0 | 0 | 1 | 0 | 0 | 1 | 0 | 0 | 1 | 0 | 0 | 1 | 0 | 0 | 1 | 0 | 0 | 1 | 0 | 0 | 1 | 0 | 1 | B | 8 | 1 | B | 8 | 6.2 | B | 8 | -1 | B | 8 | 59 | A | 7 | 991 | E | 9 | 240 | B | 8 | 3.2 | B | 8 | 26309 | C | 8 | 77777 | B | 8 | 1.3 | E | 8 | 0.124 | F | 8 | 0.14 | F | 8 | 0 | 1 | D | 9 | 0 | C | 8
[26 empty] | 3498800% | 4:00 | 0 | 0 | 0 | 1 | 0 | 0 | 1 | 0 | 0 | 1 | 0 | 0 | 1 | 0 | 0 | 1 | 0 | 0 | 1 | 0 | 0 | 1 | 0 | 0 | B | 8 | 0 | B | 8 | 6 | B | 8 | -1 | B | 8 | 60 | A | 7 | 991 | E | 9 | 250 | B | 8 | 3 | B | 8 | 25572 | C | 8 | 77777 | B | 8 | 1.3 | E | 8 | 0.124 | F | 8 | 0.14 | F | 8 | 0 | 1 | D | 9 | 0 | C | 8
[26 empty] | 3498800% | 5:00 | 0 | 0 | 0 | 1 | 0 | 0 | 1 | 0 | 0 | 1 | 0 | 0 | 1 | 0 | 0 | 1 | 0 | 0 | 1 | 0 | 0 | 1 | 0 | 0 | B | 8 | 0 | B | 8 | 5.5 | B | 8 | -1.3 | B | 8 | 61 | A | 7 | 992 | E | 9 | 250 | B | 8 | 2.7 | B | 8 | 24836 | C | 8 | 77777 | B | 8 | 1.2 | E | 8 | 0.124 | F | 8 | 0.14 | F | 8 | 0 | 1 | D | 9 | 0 | C | 8
[26 empty] | 3498800% | 6:00 | 0 | 0 | 0 | 1 | 0 | 0 | 1 | 0 | 0 | 1 | 0 | 0 | 1 | 0 | 0 | 1 | 0 | 0 | 1 | 0 | 0 | 1 | 0 | 0 | A | 7 | 0 | E | 9 | 5 | A | 7 | -1.2 | A | 7 | 63 | A | 7 | 992 | E | 9 | 250 | A | 7 | 2.5 | A | 7 | 24100 | B | 7 | 77777 | A | 7 | 1.2 | E | 8 | 0.124 | F | 8 | 0.14 | F | 8 | 0 | 1 | D | 9 | 0 | C | 8
[26 empty] | 3498800% | 7:00 | 46 | 837 | 14 | 1 | 24 | 89 | 1 | 27 | 9 | 1 | 24 | 15 | 1 | 24 | 41 | 1 | 27 | 13 | 1 | 24 | 17 | 1 | 43 | 0 | A | 7 | 0 | E | 9 | 5.5 | A | 7 | -1.2 | A | 7 | 61 | A | 7 | 993 | E | 9 | 220 | A | 7 | 2 | A | 7 | 32200 | B | 7 | 77777 | A | 7 | 1.2 | E | 8 | 0.124 | F | 8 | 0.14 | F | 8 | 0 | 1 | D | 9 | 0 | C | 8
[26 empty] | 3498800% | 8:00 | 281 | 1376 | 146 | 1 | 24 | 500 | 1 | 27 | 44 | 1 | 24 | 152 | 1 | 24 | 389 | 1 | 27 | 72 | 1 | 24 | 82 | 1 | 43 | 0 | A | 7 | 0 | E | 9 | 8.8 | A | 7 | 0 | A | 7 | 54 | A | 7 | 993 | E | 9 | 260 | A | 7 | 2.5 | A | 7 | 40200 | B | 7 | 77777 | A | 7 | 1.2 | E | 8 | 0.124 | F | 8 | 0.14 | F | 8 | 0 | 1 | D | 9 | 0 | C | 8
[26 empty] | 3498800% | 9:00 | 513 | 1376 | 311 | 1 | 25 | 652 | 1 | 28 | 67 | 1 | 25 | 322 | 1 | 25 | 610 | 1 | 28 | 94 | 1 | 25 | 134 | 1 | 45 | 1 | B | 8 | 1 | B | 8 | 10.7 | B | 8 | 0.3 | B | 8 | 49 | A | 7 | 993 | E | 9 | 270 | B | 8 | 5.1 | B | 8 | 40200 | C | 8 | 77777 | B | 8 | 1.3 | E | 8 | 0.124 | F | 8 | 0.14 | F | 8 | 0 | 1 | D | 9 | 0 | C | 8
[26 empty] | 3498800% | 10:00 | 702 | 1376 | 466 | 1 | 24 | 693 | 1 | 27 | 112 | 1 | 24 | 492 | 1 | 24 | 687 | 1 | 27 | 140 | 1 | 24 | 243 | 1 | 43 | 2 | A | 7 | 2 | E | 9 | 12.7 | A | 7 | 0.5 | A | 7 | 43 | A | 7 | 993 | E | 9 | 280 | A | 7 | 7.7 | A | 7 | 40200 | B | 7 | 77777 | A | 7 | 1.3 | E | 8 | 0.124 | F | 8 | 0.14 | F | 8 | 0 | 1 | D | 9 | 0 | C | 8
[26 empty] | 3498800% | 11:00 | 834 | 1376 | 593 | 1 | 25 | 773 | 1 | 28 | 124 | 1 | 25 | 633 | 1 | 25 | 783 | 1 | 28 | 157 | 1 | 25 | 303 | 1 | 45 | 2 | B | 8 | 2 | B | 8 | 13.7 | B | 8 | 0.3 | B | 8 | 40 | A | 7 | 994 | E | 9 | 290 | B | 8 | 8.5 | B | 8 | 40200 | C | 8 | 77777 | B | 8 | 1.3 | E | 8 | 0.124 | F | 8 | 0.14 | F | 8 | 0 | 1 | D | 9 | 0 | C | 8
[26 empty] | 3498800% | 12:00 | 901 | 1376 | 654 | 1 | 24 | 751 | 1 | 27 | 162 | 1 | 24 | 690 | 1 | 24 | 759 | 1 | 27 | 192 | 1 | 24 | 416 | 1 | 43 | 2 | A | 7 | 2 | E | 9 | 14.4 | A | 7 | 0 | A | 7 | 37 | A | 7 | 993 | E | 9 | 290 | A | 7 | 9.2 | A | 7 | 40200 | B | 7 | 77777 | A | 7 | 1.3 | E | 8 | 0.124 | F | 8 | 0.14 | F | 8 | 0 | 1 | D | 9 | 0 | C | 8
[26 empty] | 3498800% | 13:00 | 896 | 1376 | 576 | 1 | 24 | 586 | 1 | 27 | 195 | 1 | 24 | 600 | 1 | 24 | 586 | 1 | 27 | 218 | 1 | 24 | 484 | 1 | 43 | 3 | A | 7 | 3 | E | 9 | 15 | A | 7 | 0 | A | 7 | 36 | A | 7 | 993 | E | 9 | 300 | A | 7 | 6.1 | A | 7 | 40200 | B | 7 | 77777 | A | 7 | 1.3 | E | 8 | 0.124 | F | 8 | 0.14 | F | 8 | 0 | 1 | D | 9 | 0 | C | 8
[26 empty] | 3498800% | 14:00 | 822 | 1376 | 566 | 1 | 24 | 743 | 1 | 27 | 122 | 1 | 24 | 604 | 1 | 24 | 751 | 1 | 27 | 154 | 1 | 24 | 294 | 1 | 43 | 2 | A | 7 | 2 | E | 9 | 15 | A | 7 | 0 | A | 7 | 36 | A | 7 | 992 | E | 9 | 290 | A | 7 | 6.1 | A | 7 | 40200 | B | 7 | 77777 | A | 7 | 1.3 | E | 8 | 0.124 | F | 8 | 0.14 | F | 8 | 0 | 1 | D | 9 | 0 | C | 8
[26 empty] | 3498800% | 15:00 | 682 | 1376 | 461 | 1 | 25 | 704 | 1 | 28 | 112 | 1 | 25 | 486 | 1 | 25 | 694 | 1 | 28 | 140 | 1 | 25 | 239 | 1 | 45 | 2 | B | 8 | 2 | B | 8 | 15.1 | B | 8 | 0 | B | 8 | 36 | A | 7 | 993 | E | 9 | 300 | B | 8 | 5.6 | B | 8 | 40200 | C | 8 | 77777 | B | 8 | 1.3 | E | 8 | 0.124 | F | 8 | 0.14 | F | 8 | 0 | 1 | D | 9 | 0 | C | 8
[26 empty] | 3498800% | 16:00 | 486 | 1376 | 295 | 1 | 24 | 591 | 1 | 27 | 86 | 1 | 24 | 307 | 1 | 24 | 545 | 1 | 27 | 113 | 1 | 24 | 165 | 1 | 43 | 2 | A | 7 | 2 | E | 9 | 15 | A | 7 | 0 | A | 7 | 36 | A | 7 | 993 | E | 9 | 300 | A | 7 | 5.1 | A | 7 | 40200 | B | 7 | 77777 | A | 7 | 1.3 | E | 8 | 0.124 | F | 8 | 0.14 | F | 8 | 0 | 1 | D | 9 | 0 | C | 8
[26 empty] | 3498800% | 17:00 | 250 | 1376 | 123 | 1 | 24 | 348 | 1 | 27 | 59 | 1 | 24 | 127 | 1 | 24 | 249 | 1 | 27 | 82 | 1 | 24 | 107 | 1 | 43 | 3 | A | 7 | 3 | E | 9 | 14.4 | A | 7 | -0.6 | A | 7 | 35 | A | 7 | 993 | E | 9 | 310 | A | 7 | 3 | A | 7 | 40200 | B | 7 | 77777 | A | 7 | 1.3 | E | 8 | 0.124 | F | 8 | 0.14 | F | 8 | 0 | 1 | D | 9 | 0 | C | 8
[26 empty] | 3498800% | 18:00 | 29 | 676 | 8 | 1 | 24 | 56 | 1 | 27 | 5 | 1 | 24 | 8 | 1 | 24 | 24 | 1 | 27 | 7 | 1 | 24 | 10 | 1 | 43 | 0 | A | 7 | 0 | E | 9 | 11.1 | A | 7 | -0.6 | A | 7 | 44 | A | 7 | 994 | E | 9 | 310 | A | 7 | 2.5 | A | 7 | 40200 | B | 7 | 77777 | A | 7 | 1.4 | E | 8 | 0.124 | F | 8 | 0.14 | F | 8 | 0 | 1 | D | 9 | 0 | C | 8
[26 empty] | 3498800% | 19:00 | 0 | 0 | 0 | 1 | 0 | 0 | 1 | 0 | 0 | 1 | 0 | 0 | 1 | 0 | 0 | 1 | 0 | 0 | 1 | 0 | 0 | 1 | 0 | 0 | A | 7 | 0 | E | 9 | 10.5 | A | 7 | -1.2 | A | 7 | 44 | A | 7 | 994 | E | 9 | 300 | A | 7 | 2 | A | 7 | 32200 | B | 7 | 77777 | A | 7 | 1.4 | E | 8 | 0.124 | F | 8 | 0.14 | F | 8 | 0 | 1 | D | 9 | 0 | C | 8
[26 empty] | 3498800% | 20:00 | 0 | 0 | 0 | 1 | 0 | 0 | 1 | 0 | 0 | 1 | 0 | 0 | 1 | 0 | 0 | 1 | 0 | 0 | 1 | 0 | 0 | 1 | 0 | 0 | B | 8 | 0 | B | 8 | 9.4 | B | 8 | -1.6 | B | 8 | 45 | A | 7 | 994 | E | 9 | 310 | B | 8 | 1.8 | B | 8 | 31463 | C | 8 | 77777 | B | 8 | 1.4 | E | 8 | 0.124 | F | 8 | 0.14 | F | 8 | 0 | 1 | D | 9 | 0 | C | 8
[26 empty] | 3498800% | 21:00 | 0 | 0 | 0 | 1 | 0 | 0 | 1 | 0 | 0 | 1 | 0 | 0 | 1 | 0 | 0 | 1 | 0 | 0 | 1 | 0 | 0 | 1 | 0 | 0 | B | 8 | 0 | B | 8 | 8.7 | B | 8 | -1.2 | B | 8 | 49 | A | 7 | 995 | E | 9 | 310 | B | 8 | 1.6 | B | 8 | 30727 | C | 8 | 77777 | B | 8 | 1.4 | E | 8 | 0.124 | F | 8 | 0.14 | F | 8 | 0 | 1 | D | 9 | 0 | C | 8
[26 empty] | 3498800% | 22:00 | 0 | 0 | 0 | 1 | 0 | 0 | 1 | 0 | 0 | 1 | 0 | 0 | 1 | 0 | 0 | 1 | 0 | 0 | 1 | 0 | 0 | 1 | 0 | 0 | B | 8 | 0 | B | 8 | 7.9 | B | 8 | -1.3 | B | 8 | 52 | A | 7 | 995 | E | 9 | 320 | B | 8 | 1.5 | B | 8 | 29990 | C | 8 | 77777 | B | 8 | 1.4 | E | 8 | 0.124 | F | 8 | 0.14 | F | 8 | 0 | 1 | D | 9 | 0 | C | 8
[26 empty] | 3498800% | 23:00 | 0 | 0 | 0 | 1 | 0 | 0 | 1 | 0 | 0 | 1 | 0 | 0 | 1 | 0 | 0 | 1 | 0 | 0 | 1 | 0 | 0 | 1 | 0 | 0 | B | 8 | 0 | B | 8 | 7.5 | B | 8 | -1.2 | B | 8 | 53 | A | 7 | 995 | E | 9 | 320 | B | 8 | 1.3 | B | 8 | 29254 | C | 8 | 77777 | B | 8 | 1.4 | E | 8 | 0.124 | F | 8 | 0.14 | F | 8 | 0 | 1 | D | 9 | 0 | C | 8
[26 empty] | 3498800% | 24:00 | 0 | 0 | 0 | 1 | 0 | 0 | 1 | 0 | 0 | 1 | 0 | 0 | 1 | 0 | 0 | 1 | 0 | 0 | 1 | 0 | 0 | 1 | 0 | 0 | B | 8 | 0 | B | 8 | 6.9 | B | 8 | -1.2 | B | 8 | 56 | A | 7 | 995 | E | 9 | 330 | B | 8 | 1.1 | B | 8 | 28518 | C | 8 | 77777 | B | 8 | 1.4 | E | 8 | 0.124 | F | 8 | 0.14 | F | 8 | 0 | 1 | D | 9 | 0 | C | 8
[26 empty] | 3498900% | 1:00 | 0 | 0 | 0 | 1 | 0 | 0 | 1 | 0 | 0 | 1 | 0 | 0 | 1 | 0 | 0 | 1 | 0 | 0 | 1 | 0 | 0 | 1 | 0 | 0 | B | 8 | 0 | B | 8 | 6.5 | B | 8 | -1 | B | 8 | 58 | A | 7 | 994 | E | 9 | 330 | B | 8 | 0.9 | B | 8 | 27781 | C | 8 | 77777 | B | 8 | 1.4 | E | 8 | 0.123 | F | 8 | 0.14 | F | 8 | 0 | 1 | D | 9 | 0 | C | 8
[26 empty] | 3498900% | 2:00 | 0 | 0 | 0 | 1 | 0 | 0 | 1 | 0 | 0 | 1 | 0 | 0 | 1 | 0 | 0 | 1 | 0 | 0 | 1 | 0 | 0 | 1 | 0 | 0 | B | 8 | 0 | B | 8 | 6 | B | 8 | -1 | B | 8 | 60 | A | 7 | 995 | E | 9 | 340 | B | 8 | 0.7 | B | 8 | 27045 | C | 8 | 77777 | B | 8 | 1.4 | E | 8 | 0.123 | F | 8 | 0.14 | F | 8 | 0 | 1 | D | 9 | 0 | C | 8
[26 empty] | 3498900% | 3:00 | 0 | 0 | 0 | 1 | 0 | 0 | 1 | 0 | 0 | 1 | 0 | 0 | 1 | 0 | 0 | 1 | 0 | 0 | 1 | 0 | 0 | 1 | 0 | 0 | B | 8 | 0 | B | 8 | 5.6 | B | 8 | -0.8 | B | 8 | 63 | A | 7 | 995 | E | 9 | 340 | B | 8 | 0.5 | B | 8 | 26309 | C | 8 | 77777 | B | 8 | 1.5 | E | 8 | 0.123 | F | 8 | 0.14 | F | 8 | 0 | 1 | D | 9 | 0 | C | 8
[26 empty] | 3498900% | 4:00 | 0 | 0 | 0 | 1 | 0 | 0 | 1 | 0 | 0 | 1 | 0 | 0 | 1 | 0 | 0 | 1 | 0 | 0 | 1 | 0 | 0 | 1 | 0 | 0 | B | 8 | 0 | B | 8 | 5.4 | B | 8 | -0.8 | B | 8 | 64 | A | 7 | 995 | E | 9 | 350 | B | 8 | 0.4 | B | 8 | 25572 | C | 8 | 77777 | B | 8 | 1.5 | E | 8 | 0.123 | F | 8 | 0.14 | F | 8 | 0 | 1 | D | 9 | 0 | C | 8
[26 empty] | 3498900% | 5:00 | 0 | 0 | 0 | 1 | 0 | 0 | 1 | 0 | 0 | 1 | 0 | 0 | 1 | 0 | 0 | 1 | 0 | 0 | 1 | 0 | 0 | 1 | 0 | 0 | B | 8 | 0 | B | 8 | 4.9 | B | 8 | -0.9 | B | 8 | 65 | A | 7 | 996 | E | 9 | 350 | B | 8 | 0.2 | B | 8 | 24836 | C | 8 | 77777 | B | 8 | 1.5 | E | 8 | 0.123 | F | 8 | 0.14 | F | 8 | 0 | 1 | D | 9 | 0 | C | 8
[26 empty] | 3498900% | 6:00 | 0 | 0 | 0 | 1 | 0 | 0 | 1 | 0 | 0 | 1 | 0 | 0 | 1 | 0 | 0 | 1 | 0 | 0 | 1 | 0 | 0 | 1 | 0 | 0 | A | 7 | 0 | E | 9 | 4.4 | A | 7 | -0.6 | A | 7 | 70 | A | 7 | 996 | E | 9 | 0 | A | 7 | 0 | A | 7 | 24100 | B | 7 | 77777 | A | 7 | 1.5 | E | 8 | 0.123 | F | 8 | 0.14 | F | 8 | 0 | 1 | D | 9 | 0 | C | 8
[26 empty] | 3498900% | 7:00 | 44 | 815 | 10 | 1 | 24 | 25 | 1 | 27 | 9 | 1 | 24 | 12 | 1 | 24 | 8 | 1 | 27 | 11 | 1 | 24 | 14 | 1 | 43 | 0 | A | 7 | 0 | E | 9 | 2.7 | A | 7 | -0.6 | A | 7 | 78 | A | 7 | 996 | E | 9 | 0 | A | 7 | 0 | A | 7 | 24100 | B | 7 | 77777 | A | 7 | 1.5 | E | 8 | 0.123 | F | 8 | 0.14 | F | 8 | 0 | 1 | D | 9 | 0 | C | 8
[26 empty] | 3498900% | 8:00 | 276 | 1377 | 125 | 1 | 24 | 333 | 1 | 27 | 58 | 1 | 24 | 132 | 1 | 24 | 251 | 1 | 27 | 81 | 1 | 24 | 104 | 1 | 43 | 0 | A | 7 | 0 | E | 9 | 6.6 | A | 7 | 1.6 | A | 7 | 70 | A | 7 | 997 | E | 9 | 0 | A | 7 | 0 | A | 7 | 40200 | B | 7 | 77777 | A | 7 | 1.5 | E | 8 | 0.123 | F | 8 | 0.14 | F | 8 | 0 | 1 | D | 9 | 0 | C | 8
[26 empty] | 3498900% | 9:00 | 508 | 1377 | 301 | 1 | 24 | 567 | 1 | 27 | 92 | 1 | 24 | 313 | 1 | 24 | 527 | 1 | 27 | 118 | 1 | 24 | 177 | 1 | 43 | 0 | A | 7 | 0 | E | 9 | 11.6 | A | 7 | 2.7 | A | 7 | 54 | A | 7 | 997 | E | 9 | 250 | A | 7 | 2 | A | 7 | 40200 | B | 7 | 77777 | A | 7 | 1.5 | E | 8 | 0.123 | F | 8 | 0.14 | F | 8 | 0 | 1 | D | 9 | 0 | C | 8
[26 empty] | 3498900% | 10:00 | 697 | 1377 | 464 | 1 | 24 | 684 | 1 | 27 | 118 | 1 | 24 | 488 | 1 | 24 | 676 | 1 | 27 | 145 | 1 | 24 | 253 | 1 | 43 | 0 | A | 7 | 0 | E | 9 | 13.8 | A | 7 | 2.2 | A | 7 | 45 | A | 7 | 998 | E | 9 | 260 | A | 7 | 2 | A | 7 | 40200 | B | 7 | 77777 | A | 7 | 1.5 | E | 8 | 0.123 | F | 8 | 0.14 | F | 8 | 0 | 1 | D | 9 | 0 | C | 8
[26 empty] | 3498900% | 11:00 | 829 | 1377 | 582 | 1 | 24 | 743 | 1 | 27 | 135 | 1 | 24 | 618 | 1 | 24 | 749 | 1 | 27 | 165 | 1 | 24 | 324 | 1 | 43 | 0 | A | 7 | 0 | E | 9 | 14.4 | A | 7 | 2.7 | A | 7 | 45 | A | 7 | 997 | E | 9 | 0 | A | 7 | 0 | A | 7 | 40200 | B | 7 | 77777 | A | 7 | 1.5 | E | 8 | 0.123 | F | 8 | 0.14 | F | 8 | 0 | 1 | D | 9 | 0 | C | 8
[26 empty] | 3498900% | 12:00 | 895 | 1377 | 642 | 1 | 24 | 769 | 1 | 27 | 143 | 1 | 24 | 684 | 1 | 24 | 781 | 1 | 27 | 176 | 1 | 24 | 370 | 1 | 43 | 0 | A | 7 | 0 | E | 9 | 16.1 | A | 7 | 2.7 | A | 7 | 41 | A | 7 | 997 | E | 9 | 300 | A | 7 | 2 | A | 7 | 48300 | B | 7 | 77777 | A | 7 | 1.5 | E | 8 | 0.123 | F | 8 | 0.14 | F | 8 | 0 | 1 | D | 9 | 0 | C | 8
[26 empty] | 3498900% | 13:00 | 890 | 1377 | 638 | 1 | 24 | 767 | 1 | 27 | 142 | 1 | 24 | 679 | 1 | 24 | 778 | 1 | 27 | 174 | 1 | 24 | 365 | 1 | 43 | 0 | A | 7 | 0 | E | 9 | 17.2 | A | 7 | 2.2 | A | 7 | 36 | A | 7 | 996 | E | 9 | 0 | A | 7 | 0 | A | 7 | 48300 | B | 7 | 77777 | A | 7 | 1.5 | E | 8 | 0.123 | F | 8 | 0.14 | F | 8 | 0 | 1 | D | 9 | 0 | C | 8
[26 empty] | 3498900% | 14:00 | 815 | 1377 | 512 | 1 | 24 | 629 | 1 | 27 | 139 | 1 | 24 | 540 | 1 | 24 | 632 | 1 | 27 | 165 | 1 | 24 | 327 | 1 | 43 | 3 | A | 7 | 3 | E | 9 | 17.7 | A | 7 | 2.7 | A | 7 | 37 | A | 7 | 995 | E | 9 | 0 | A | 7 | 0 | A | 7 | 48300 | B | 7 | 77777 | A | 7 | 1.5 | E | 8 | 0.123 | F | 8 | 0.14 | F | 8 | 0 | 1 | D | 9 | 0 | C | 8
[26 empty] | 3498900% | 15:00 | 675 | 1377 | 429 | 1 | 24 | 631 | 1 | 27 | 120 | 1 | 24 | 450 | 1 | 24 | 619 | 1 | 27 | 145 | 1 | 24 | 251 | 1 | 43 | 2 | A | 7 | 2 | E | 9 | 17.7 | A | 7 | 1.1 | A | 7 | 33 | A | 7 | 995 | E | 9 | 0 | A | 7 | 0 | A | 7 | 48300 | B | 7 | 77777 | A | 7 | 1.4 | E | 8 | 0.123 | F | 8 | 0.14 | F | 8 | 0 | 1 | D | 9 | 0 | C | 8
[26 empty] | 3498900% | 16:00 | 480 | 1377 | 185 | 1 | 24 | 26 | 1 | 27 | 176 | 1 | 24 | 203 | 1 | 24 | 21 | 1 | 27 | 196 | 1 | 24 | 576 | 1 | 43 | 9 | A | 7 | 9 | E | 9 | 17.7 | A | 7 | 2.2 | A | 7 | 35 | A | 7 | 996 | E | 9 | 0 | A | 7 | 0 | A | 7 | 48300 | B | 7 | 77777 | A | 7 | 1.4 | E | 8 | 0.123 | F | 8 | 0.14 | F | 8 | 0 | 1 | D | 9 | 0 | C | 8
[26 empty] | 3498900% | 17:00 | 243 | 1377 | 58 | 1 | 24 | 25 | 1 | 27 | 54 | 1 | 24 | 64 | 1 | 24 | 19 | 1 | 27 | 61 | 1 | 24 | 138 | 1 | 43 | 9 | A | 7 | 9 | E | 9 | 15 | A | 7 | 1.1 | A | 7 | 39 | A | 7 | 996 | E | 9 | 0 | A | 7 | 0 | A | 7 | 48300 | B | 7 | 77777 | A | 7 | 1.4 | E | 8 | 0.123 | F | 8 | 0.14 | F | 8 | 0 | 1 | D | 9 | 0 | C | 8
[26 empty] | 3498900% | 18:00 | 26 | 631 | 4 | 1 | 24 | 0 | 1 | 27 | 4 | 1 | 24 | 5 | 1 | 24 | 0 | 1 | 27 | 5 | 1 | 24 | 16 | 1 | 43 | 9 | A | 7 | 9 | E | 9 | 14.4 | A | 7 | 1.1 | A | 7 | 40 | A | 7 | 996 | E | 9 | 0 | A | 7 | 0 | A | 7 | 48300 | B | 7 | 77777 | A | 7 | 1.4 | E | 8 | 0.123 | F | 8 | 0.14 | F | 8 | 0 | 1 | D | 9 | 0 | C | 8
[26 empty] | 3498900% | 19:00 | 0 | 0 | 0 | 1 | 0 | 0 | 1 | 0 | 0 | 1 | 0 | 0 | 1 | 0 | 0 | 1 | 0 | 0 | 1 | 0 | 0 | 1 | 0 | 2 | A | 7 | 2 | E | 9 | 11.6 | A | 7 | 1.6 | A | 7 | 50 | A | 7 | 996 | E | 9 | 0 | A | 7 | 0 | A | 7 | 32200 | B | 7 | 77777 | A | 7 | 1.4 | E | 8 | 0.123 | F | 8 | 0.14 | F | 8 | 0 | 1 | D | 9 | 0 | C | 8
[26 empty] | 3498900% | 20:00 | 0 | 0 | 0 | 1 | 0 | 0 | 1 | 0 | 0 | 1 | 0 | 0 | 1 | 0 | 0 | 1 | 0 | 0 | 1 | 0 | 0 | 1 | 0 | 2 | B | 8 | 2 | B | 8 | 10.7 | B | 8 | 1.1 | B | 8 | 51 | A | 7 | 996 | E | 9 | 0 | B | 8 | 0 | B | 8 | 31463 | C | 8 | 77777 | B | 8 | 1.4 | E | 8 | 0.123 | F | 8 | 0.14 | F | 8 | 0 | 1 | D | 9 | 0 | C | 8
[26 empty] | 3498900% | 21:00 | 0 | 0 | 0 | 1 | 0 | 0 | 1 | 0 | 0 | 1 | 0 | 0 | 1 | 0 | 0 | 1 | 0 | 0 | 1 | 0 | 0 | 1 | 0 | 2 | B | 8 | 2 | B | 8 | 10.2 | B | 8 | 1.4 | B | 8 | 54 | A | 7 | 996 | E | 9 | 0 | B | 8 | 0 | B | 8 | 30727 | C | 8 | 77777 | B | 8 | 1.4 | E | 8 | 0.123 | F | 8 | 0.14 | F | 8 | 0 | 1 | D | 9 | 0 | C | 8
[26 empty] | 3498900% | 22:00 | 0 | 0 | 0 | 1 | 0 | 0 | 1 | 0 | 0 | 1 | 0 | 0 | 1 | 0 | 0 | 1 | 0 | 0 | 1 | 0 | 0 | 1 | 0 | 2 | B | 8 | 2 | B | 8 | 9.6 | B | 8 | 1.2 | B | 8 | 56 | A | 7 | 996 | E | 9 | 0 | B | 8 | 0 | B | 8 | 29990 | C | 8 | 77777 | B | 8 | 1.4 | E | 8 | 0.123 | F | 8 | 0.14 | F | 8 | 0 | 1 | D | 9 | 0 | C | 8
[26 empty] | 3498900% | 23:00 | 0 | 0 | 0 | 1 | 0 | 0 | 1 | 0 | 0 | 1 | 0 | 0 | 1 | 0 | 0 | 1 | 0 | 0 | 1 | 0 | 0 | 1 | 0 | 1 | B | 8 | 1 | B | 8 | 9.4 | B | 8 | 1.2 | B | 8 | 57 | A | 7 | 996 | E | 9 | 0 | B | 8 | 0 | B | 8 | 29254 | C | 8 | 77777 | B | 8 | 1.4 | E | 8 | 0.123 | F | 8 | 0.14 | F | 8 | 0 | 1 | D | 9 | 0 | C | 8
[26 empty] | 3498900% | 24:00 | 0 | 0 | 0 | 1 | 0 | 0 | 1 | 0 | 0 | 1 | 0 | 0 | 1 | 0 | 0 | 1 | 0 | 0 | 1 | 0 | 0 | 1 | 0 | 1 | B | 8 | 1 | B | 8 | 9 | B | 8 | 1.1 | B | 8 | 58 | A | 7 | 996 | E | 9 | 0 | B | 8 | 0 | B | 8 | 28518 | C | 8 | 77777 | B | 8 | 1.4 | E | 8 | 0.123 | F | 8 | 0.14 | F | 8 | 0 | 1 | D | 9 | 0 | C | 8
[26 empty] | 3499000% | 1:00 | 0 | 0 | 0 | 1 | 0 | 0 | 1 | 0 | 0 | 1 | 0 | 0 | 1 | 0 | 0 | 1 | 0 | 0 | 1 | 0 | 0 | 1 | 0 | 1 | B | 8 | 1 | B | 8 | 8.8 | B | 8 | 1.2 | B | 8 | 59 | A | 7 | 995 | E | 9 | 0 | B | 8 | 0 | B | 8 | 27781 | C | 8 | 77777 | B | 8 | 1.4 | E | 8 | 0.122 | F | 8 | 0.14 | F | 8 | 0 | 1 | D | 9 | 0 | C | 8
[26 empty] | 3499000% | 2:00 | 0 | 0 | 0 | 1 | 0 | 0 | 1 | 0 | 0 | 1 | 0 | 0 | 1 | 0 | 0 | 1 | 0 | 0 | 1 | 0 | 0 | 1 | 0 | 1 | B | 8 | 1 | B | 8 | 8.5 | B | 8 | 1.1 | B | 8 | 60 | A | 7 | 995 | E | 9 | 0 | B | 8 | 0 | B | 8 | 27045 | C | 8 | 77777 | B | 8 | 1.4 | E | 8 | 0.122 | F | 8 | 0.14 | F | 8 | 0 | 1 | D | 9 | 0 | C | 8
[26 empty] | 3499000% | 3:00 | 0 | 0 | 0 | 1 | 0 | 0 | 1 | 0 | 0 | 1 | 0 | 0 | 1 | 0 | 0 | 1 | 0 | 0 | 1 | 0 | 0 | 1 | 0 | 1 | B | 8 | 1 | B | 8 | 8.3 | B | 8 | 1.2 | B | 8 | 61 | A | 7 | 995 | E | 9 | 0 | B | 8 | 0 | B | 8 | 26309 | C | 8 | 77777 | B | 8 | 1.4 | E | 8 | 0.122 | F | 8 | 0.14 | F | 8 | 0 | 1 | D | 9 | 0 | C | 8
[26 empty] | 3499000% | 4:00 | 0 | 0 | 0 | 1 | 0 | 0 | 1 | 0 | 0 | 1 | 0 | 0 | 1 | 0 | 0 | 1 | 0 | 0 | 1 | 0 | 0 | 1 | 0 | 0 | B | 8 | 0 | B | 8 | 8.3 | B | 8 | 1.1 | B | 8 | 60 | A | 7 | 995 | E | 9 | 0 | B | 8 | 0 | B | 8 | 25572 | C | 8 | 77777 | B | 8 | 1.4 | E | 8 | 0.122 | F | 8 | 0.14 | F | 8 | 0 | 1 | D | 9 | 0 | C | 8
[26 empty] | 3499000% | 5:00 | 0 | 0 | 0 | 1 | 0 | 0 | 1 | 0 | 0 | 1 | 0 | 0 | 1 | 0 | 0 | 1 | 0 | 0 | 1 | 0 | 0 | 1 | 0 | 0 | B | 8 | 0 | B | 8 | 8 | B | 8 | 0.9 | B | 8 | 61 | A | 7 | 995 | E | 9 | 0 | B | 8 | 0 | B | 8 | 24836 | C | 8 | 77777 | B | 8 | 1.4 | E | 8 | 0.122 | F | 8 | 0.14 | F | 8 | 0 | 1 | D | 9 | 0 | C | 8
[26 empty] | 3499000% | 6:00 | 0 | 0 | 0 | 1 | 0 | 0 | 1 | 0 | 0 | 1 | 0 | 0 | 1 | 0 | 0 | 1 | 0 | 0 | 1 | 0 | 0 | 1 | 0 | 0 | A | 7 | 0 | E | 9 | 7.7 | A | 7 | 1.1 | A | 7 | 63 | A | 7 | 995 | E | 9 | 0 | A | 7 | 0 | A | 7 | 24100 | B | 7 | 77777 | A | 7 | 1.3 | E | 8 | 0.122 | F | 8 | 0.14 | F | 8 | 0 | 1 | D | 9 | 0 | C | 8
[26 empty] | 3499000% | 7:00 | 41 | 792 | 9 | 1 | 25 | 14 | 1 | 28 | 8 | 1 | 25 | 10 | 1 | 25 | 6 | 1 | 28 | 10 | 1 | 25 | 16 | 1 | 45 | 1 | B | 8 | 1 | B | 8 | 7.7 | B | 8 | 1.6 | B | 8 | 65 | A | 7 | 995 | E | 9 | 0 | A | 7 | 0 | A | 7 | 777700 | B | 7 | 77777 | B | 8 | 1.3 | E | 8 | 0.122 | F | 8 | 0.14 | F | 8 | 0 | 1 | D | 9 | 0 | C | 8
[26 empty] | 3499000% | 8:00 | 271 | 1377 | 111 | 1 | 25 | 254 | 1 | 28 | 61 | 1 | 25 | 116 | 1 | 25 | 189 | 1 | 28 | 79 | 1 | 25 | 110 | 1 | 45 | 2 | B | 8 | 2 | B | 8 | 8.9 | B | 8 | 2.8 | B | 8 | 66 | A | 7 | 996 | E | 9 | 330 | B | 8 | 1 | B | 8 | 413000 | C | 8 | 77777 | B | 8 | 1.4 | E | 8 | 0.122 | F | 8 | 0.14 | F | 8 | 0 | 1 | D | 9 | 0 | C | 8
[26 empty] | 3499000% | 9:00 | 503 | 1377 | 285 | 1 | 24 | 436 | 1 | 27 | 126 | 1 | 24 | 299 | 1 | 24 | 409 | 1 | 27 | 149 | 1 | 24 | 243 | 1 | 43 | 3 | A | 7 | 3 | E | 9 | 10.5 | A | 7 | 3.8 | A | 7 | 63 | A | 7 | 996 | E | 9 | 290 | A | 7 | 2 | A | 7 | 48300 | B | 7 | 77777 | A | 7 | 1.4 | E | 8 | 0.122 | F | 8 | 0.14 | F | 8 | 0 | 1 | D | 9 | 0 | C | 8
[26 empty] | 3499000% | 10:00 | 691 | 1377 | 236 | 1 | 24 | 111 | 1 | 27 | 180 | 1 | 24 | 260 | 1 | 24 | 114 | 1 | 27 | 203 | 1 | 24 | 449 | 1 | 43 | 9 | A | 7 | 7 | E | 9 | 14.4 | A | 7 | 5 | A | 7 | 53 | A | 7 | 996 | E | 9 | 0 | A | 7 | 0 | A | 7 | 40200 | B | 7 | 77777 | A | 7 | 1.4 | E | 8 | 0.122 | F | 8 | 0.14 | F | 8 | 0 | 1 | D | 9 | 0 | C | 8
[26 empty] | 3499000% | 11:00 | 823 | 1377 | 371 | 1 | 24 | 102 | 1 | 27 | 311 | 1 | 24 | 408 | 1 | 24 | 104 | 1 | 27 | 346 | 1 | 24 | 963 | 1 | 43 | 9 | A | 7 | 8 | E | 9 | 15 | A | 7 | 5 | A | 7 | 51 | A | 7 | 996 | E | 9 | 210 | A | 7 | 3 | A | 7 | 40200 | B | 7 | 77777 | A | 7 | 1.5 | E | 8 | 0.122 | F | 8 | 0.14 | F | 8 | 0 | 1 | D | 9 | 0 | C | 8
[26 empty] | 3499000% | 12:00 | 889 | 1377 | 588 | 1 | 24 | 647 | 1 | 27 | 171 | 1 | 24 | 618 | 1 | 24 | 651 | 1 | 27 | 197 | 1 | 24 | 428 | 1 | 43 | 2 | A | 7 | 2 | E | 9 | 17.7 | A | 7 | 5.5 | A | 7 | 45 | A | 7 | 995 | E | 9 | 180 | A | 7 | 2.5 | A | 7 | 40200 | B | 7 | 77777 | A | 7 | 1.5 | E | 8 | 0.122 | F | 8 | 0.14 | F | 8 | 0 | 1 | D | 9 | 0 | C | 8
[26 empty] | 3499000% | 13:00 | 884 | 1377 | 621 | 1 | 24 | 606 | 1 | 27 | 232 | 1 | 24 | 659 | 1 | 24 | 624 | 1 | 27 | 257 | 1 | 24 | 587 | 1 | 43 | 3 | A | 7 | 3 | E | 9 | 20 | A | 7 | 6.6 | A | 7 | 42 | A | 7 | 994 | E | 9 | 220 | A | 7 | 3 | A | 7 | 40200 | B | 7 | 77777 | A | 7 | 1.5 | E | 8 | 0.122 | F | 8 | 0.14 | F | 8 | 0 | 1 | D | 9 | 0 | C | 8
[26 empty] | 3499000% | 14:00 | 809 | 1377 | 522 | 1 | 24 | 500 | 1 | 27 | 227 | 1 | 24 | 547 | 1 | 24 | 510 | 1 | 27 | 246 | 1 | 24 | 535 | 1 | 43 | 2 | A | 7 | 2 | E | 9 | 20.5 | A | 7 | 7.7 | A | 7 | 44 | A | 7 | 993 | E | 9 | 180 | A | 7 | 3 | A | 7 | 48300 | B | 7 | 77777 | A | 7 | 1.6 | E | 8 | 0.122 | F | 8 | 0.14 | F | 8 | 0 | 1 | D | 9 | 0 | C | 8
[26 empty] | 3499000% | 15:00 | 669 | 1377 | 337 | 1 | 24 | 384 | 1 | 27 | 150 | 1 | 24 | 359 | 1 | 24 | 383 | 1 | 27 | 172 | 1 | 24 | 310 | 1 | 43 | 3 | A | 7 | 3 | E | 9 | 20.5 | A | 7 | 7.7 | A | 7 | 44 | A | 7 | 993 | E | 9 | 170 | A | 7 | 3 | A | 7 | 48300 | B | 7 | 77777 | A | 7 | 1.6 | E | 8 | 0.122 | F | 8 | 0.14 | F | 8 | 0 | 1 | D | 9 | 0 | C | 8
[26 empty] | 3499000% | 16:00 | 473 | 1377 | 250 | 1 | 24 | 403 | 1 | 27 | 112 | 1 | 24 | 263 | 1 | 24 | 372 | 1 | 27 | 135 | 1 | 24 | 213 | 1 | 43 | 2 | A | 7 | 2 | E | 9 | 20.5 | A | 7 | 8.3 | A | 7 | 45 | A | 7 | 992 | E | 9 | 170 | A | 7 | 2 | A | 7 | 40200 | B | 7 | 77777 | A | 7 | 1.6 | E | 8 | 0.122 | F | 8 | 0.14 | F | 8 | 0 | 1 | D | 9 | 0 | C | 8
[26 empty] | 3499000% | 17:00 | 236 | 1377 | 97 | 1 | 24 | 244 | 1 | 27 | 55 | 1 | 24 | 101 | 1 | 24 | 170 | 1 | 27 | 72 | 1 | 24 | 99 | 1 | 43 | 0 | A | 7 | 0 | E | 9 | 19.4 | A | 7 | 7.7 | A | 7 | 47 | A | 7 | 992 | E | 9 | 180 | A | 7 | 3 | A | 7 | 40200 | B | 7 | 77777 | A | 7 | 1.6 | E | 8 | 0.122 | F | 8 | 0.14 | F | 8 | 0 | 1 | D | 9 | 0 | C | 8
[26 empty] | 3499000% | 18:00 | 24 | 608 | 4 | 1 | 24 | 6 | 1 | 27 | 4 | 1 | 24 | 0 | 1 | 24 | 0 | 1 | 27 | 0 | 1 | 24 | 0 | 1 | 43 | 0 | A | 7 | 0 | E | 9 | 16.1 | A | 7 | 6.6 | A | 7 | 53 | A | 7 | 992 | E | 9 | 180 | A | 7 | 2 | A | 7 | 40200 | B | 7 | 77777 | A | 7 | 1.7 | E | 8 | 0.122 | F | 8 | 0.14 | F | 8 | 0 | 1 | D | 9 | 0 | C | 8
[26 empty] | 3499000% | 19:00 | 0 | 0 | 0 | 1 | 0 | 0 | 1 | 0 | 0 | 1 | 0 | 0 | 1 | 0 | 0 | 1 | 0 | 0 | 1 | 0 | 0 | 1 | 0 | 0 | A | 7 | 0 | E | 9 | 15.5 | A | 7 | 6.6 | A | 7 | 55 | A | 7 | 992 | E | 9 | 170 | A | 7 | 2 | A | 7 | 40200 | B | 7 | 77777 | A | 7 | 1.7 | E | 8 | 0.122 | F | 8 | 0.14 | F | 8 | 0 | 1 | D | 9 | 0 | C | 8
[26 empty] | 3499000% | 20:00 | 0 | 0 | 0 | 1 | 0 | 0 | 1 | 0 | 0 | 1 | 0 | 0 | 1 | 0 | 0 | 1 | 0 | 0 | 1 | 0 | 0 | 1 | 0 | 0 | B | 8 | 0 | B | 8 | 14.3 | B | 8 | 6 | B | 8 | 57 | A | 7 | 992 | E | 9 | 150 | B | 8 | 1.8 | B | 8 | 38736 | C | 8 | 77777 | B | 8 | 1.7 | E | 8 | 0.122 | F | 8 | 0.14 | F | 8 | 0 | 1 | D | 9 | 0 | C | 8
[26 empty] | 3499000% | 21:00 | 0 | 0 | 0 | 1 | 0 | 0 | 1 | 0 | 0 | 1 | 0 | 0 | 1 | 0 | 0 | 1 | 0 | 0 | 1 | 0 | 0 | 1 | 0 | 0 | B | 8 | 0 | B | 8 | 13.4 | B | 8 | 6.2 | B | 8 | 62 | A | 7 | 992 | E | 9 | 140 | B | 8 | 1.6 | B | 8 | 37272 | C | 8 | 77777 | B | 8 | 1.8 | E | 8 | 0.122 | F | 8 | 0.14 | F | 8 | 0 | 1 | D | 9 | 0 | C | 8
[26 empty] | 3499000% | 22:00 | 0 | 0 | 0 | 1 | 0 | 0 | 1 | 0 | 0 | 1 | 0 | 0 | 1 | 0 | 0 | 1 | 0 | 0 | 1 | 0 | 0 | 1 | 0 | 0 | B | 8 | 0 | B | 8 | 12.5 | B | 8 | 5.9 | B | 8 | 64 | A | 7 | 992 | E | 9 | 120 | B | 8 | 1.5 | B | 8 | 35809 | C | 8 | 77777 | B | 8 | 1.8 | E | 8 | 0.122 | F | 8 | 0.14 | F | 8 | 0 | 1 | D | 9 | 0 | C | 8
[26 empty] | 3499000% | 23:00 | 0 | 0 | 0 | 1 | 0 | 0 | 1 | 0 | 0 | 1 | 0 | 0 | 1 | 0 | 0 | 1 | 0 | 0 | 1 | 0 | 0 | 1 | 0 | 0 | B | 8 | 0 | B | 8 | 11.8 | B | 8 | 5.8 | B | 8 | 67 | A | 7 | 992 | E | 9 | 110 | B | 8 | 1.3 | B | 8 | 34345 | C | 8 | 77777 | B | 8 | 1.8 | E | 8 | 0.122 | F | 8 | 0.14 | F | 8 | 0 | 1 | D | 9 | 0 | C | 8
[26 empty] | 3499000% | 24:00 | 0 | 0 | 0 | 1 | 0 | 0 | 1 | 0 | 0 | 1 | 0 | 0 | 1 | 0 | 0 | 1 | 0 | 0 | 1 | 0 | 0 | 1 | 0 | 0 | B | 8 | 0 | B | 8 | 11.1 | B | 8 | 5.6 | B | 8 | 69 | A | 7 | 991 | E | 9 | 90 | B | 8 | 1.1 | B | 8 | 32881 | C | 8 | 77777 | B | 8 | 1.9 | E | 8 | 0.122 | F | 8 | 0.14 | F | 8 | 0 | 1 | D | 9 | 0 | C | 8
[26 empty] | 3499100% | 1:00 | 0 | 0 | 0 | 1 | 0 | 0 | 1 | 0 | 0 | 1 | 0 | 0 | 1 | 0 | 0 | 1 | 0 | 0 | 1 | 0 | 0 | 1 | 0 | 0 | B | 8 | 0 | B | 8 | 10.6 | B | 8 | 5.6 | B | 8 | 71 | A | 7 | 991 | E | 9 | 80 | B | 8 | 0.9 | B | 8 | 31418 | C | 8 | 77777 | B | 8 | 1.9 | E | 8 | 0.121 | F | 8 | 0.14 | F | 8 | 0 | 1 | D | 9 | 0 | C | 8
[26 empty] | 3499100% | 2:00 | 0 | 0 | 0 | 1 | 0 | 0 | 1 | 0 | 0 | 1 | 0 | 0 | 1 | 0 | 0 | 1 | 0 | 0 | 1 | 0 | 0 | 1 | 0 | 0 | B | 8 | 0 | B | 8 | 9.9 | B | 8 | 5.4 | B | 8 | 74 | A | 7 | 990 | E | 9 | 60 | B | 8 | 0.7 | B | 8 | 29954 | C | 8 | 77777 | B | 8 | 1.9 | E | 8 | 0.121 | F | 8 | 0.14 | F | 8 | 0 | 1 | D | 9 | 0 | C | 8
[26 empty] | 3499100% | 3:00 | 0 | 0 | 0 | 1 | 0 | 0 | 1 | 0 | 0 | 1 | 0 | 0 | 1 | 0 | 0 | 1 | 0 | 0 | 1 | 0 | 0 | 1 | 0 | 0 | B | 8 | 0 | B | 8 | 9.3 | B | 8 | 5.4 | B | 8 | 77 | A | 7 | 989 | E | 9 | 50 | B | 8 | 0.5 | B | 8 | 28490 | C | 8 | 77777 | B | 8 | 1.9 | E | 8 | 0.121 | F | 8 | 0.14 | F | 8 | 0 | 1 | D | 9 | 0 | C | 8
[26 empty] | 3499100% | 4:00 | 0 | 0 | 0 | 1 | 0 | 0 | 1 | 0 | 0 | 1 | 0 | 0 | 1 | 0 | 0 | 1 | 0 | 0 | 1 | 0 | 0 | 1 | 0 | 0 | B | 8 | 0 | B | 8 | 9 | B | 8 | 5.2 | B | 8 | 77 | A | 7 | 989 | E | 9 | 30 | B | 8 | 0.4 | B | 8 | 27027 | C | 8 | 77777 | B | 8 | 2 | E | 8 | 0.121 | F | 8 | 0.14 | F | 8 | 0 | 1 | D | 9 | 0 | C | 8
[26 empty] | 3499100% | 5:00 | 0 | 0 | 0 | 1 | 0 | 0 | 1 | 0 | 0 | 1 | 0 | 0 | 1 | 0 | 0 | 1 | 0 | 0 | 1 | 0 | 0 | 1 | 0 | 0 | B | 8 | 0 | B | 8 | 8.3 | B | 8 | 4.9 | B | 8 | 79 | A | 7 | 988 | E | 9 | 20 | B | 8 | 0.2 | B | 8 | 25563 | C | 8 | 77777 | B | 8 | 2 | E | 8 | 0.121 | F | 8 | 0.14 | F | 8 | 0 | 1 | D | 9 | 0 | C | 8
[26 empty] | 3499100% | 6:00 | 0 | 0 | 0 | 1 | 0 | 0 | 1 | 0 | 0 | 1 | 0 | 0 | 1 | 0 | 0 | 1 | 0 | 0 | 1 | 0 | 0 | 1 | 0 | 0 | A | 7 | 0 | E | 9 | 7.7 | A | 7 | 5 | A | 7 | 83 | A | 7 | 989 | E | 9 | 0 | A | 7 | 0 | A | 7 | 24100 | B | 7 | 77777 | A | 7 | 2 | E | 8 | 0.121 | F | 8 | 0.14 | F | 8 | 0 | 1 | D | 9 | 0 | C | 8
[26 empty] | 3499100% | 7:00 | 38 | 770 | 9 | 1 | 24 | 19 | 1 | 27 | 8 | 1 | 24 | 10 | 1 | 24 | 6 | 1 | 27 | 10 | 1 | 24 | 13 | 1 | 43 | 0 | A | 7 | 0 | E | 9 | 6.6 | A | 7 | 4.4 | A | 7 | 86 | A | 7 | 989 | E | 9 | 0 | A | 7 | 0 | A | 7 | 24100 | B | 7 | 77777 | A | 7 | 2.1 | E | 8 | 0.121 | F | 8 | 0.14 | F | 8 | 0 | 1 | D | 9 | 0 | C | 8
[26 empty] | 3499100% | 8:00 | 266 | 1378 | 117 | 1 | 24 | 309 | 1 | 27 | 57 | 1 | 24 | 123 | 1 | 24 | 228 | 1 | 27 | 79 | 1 | 24 | 102 | 1 | 43 | 0 | A | 7 | 0 | E | 9 | 10 | A | 7 | 6.6 | A | 7 | 79 | A | 7 | 990 | E | 9 | 0 | A | 7 | 0 | A | 7 | 24100 | B | 7 | 77777 | A | 7 | 2.1 | E | 8 | 0.121 | F | 8 | 0.14 | F | 8 | 0 | 1 | D | 9 | 0 | C | 8
[26 empty] | 3499100% | 9:00 | 498 | 1378 | 289 | 1 | 24 | 545 | 1 | 27 | 92 | 1 | 24 | 299 | 1 | 24 | 504 | 1 | 27 | 117 | 1 | 24 | 175 | 1 | 43 | 0 | A | 7 | 0 | E | 9 | 14.4 | A | 7 | 8.3 | A | 7 | 67 | A | 7 | 991 | E | 9 | 0 | A | 7 | 0 | A | 7 | 24100 | B | 7 | 77777 | A | 7 | 2.1 | E | 8 | 0.121 | F | 8 | 0.14 | F | 8 | 0 | 1 | D | 9 | 0 | C | 8
[26 empty] | 3499100% | 10:00 | 686 | 1378 | 449 | 1 | 24 | 664 | 1 | 27 | 118 | 1 | 24 | 471 | 1 | 24 | 654 | 1 | 27 | 144 | 1 | 24 | 250 | 1 | 43 | 0 | A | 7 | 0 | E | 9 | 17.2 | A | 7 | 9.4 | A | 7 | 60 | A | 7 | 991 | E | 9 | 0 | A | 7 | 0 | A | 7 | 24100 | B | 7 | 77777 | A | 7 | 2.1 | E | 8 | 0.121 | F | 8 | 0.14 | F | 8 | 0 | 1 | D | 9 | 0 | C | 8
[26 empty] | 3499100% | 11:00 | 817 | 1378 | 473 | 1 | 24 | 384 | 1 | 27 | 245 | 1 | 24 | 510 | 1 | 24 | 408 | 1 | 27 | 267 | 1 | 24 | 605 | 1 | 43 | 9 | A | 7 | 5 | E | 9 | 19.4 | A | 7 | 10.5 | A | 7 | 56 | A | 7 | 991 | E | 9 | 0 | A | 7 | 0 | A | 7 | 19300 | B | 7 | 77777 | A | 7 | 2.1 | E | 8 | 0.121 | F | 8 | 0.14 | F | 8 | 0 | 1 | D | 9 | 0 | C | 8
[26 empty] | 3499100% | 12:00 | 883 | 1378 | 497 | 1 | 24 | 329 | 1 | 27 | 286 | 1 | 24 | 534 | 1 | 24 | 352 | 1 | 27 | 308 | 1 | 24 | 759 | 1 | 43 | 9 | A | 7 | 5 | E | 9 | 21.6 | A | 7 | 11.1 | A | 7 | 51 | A | 7 | 992 | E | 9 | 280 | A | 7 | 1.5 | A | 7 | 22500 | B | 7 | 77777 | A | 7 | 2.1 | E | 8 | 0.121 | F | 8 | 0.14 | F | 8 | 0 | 1 | D | 9 | 0 | C | 8
[26 empty] | 3499100% | 13:00 | 878 | 1378 | 385 | 1 | 25 | 252 | 1 | 28 | 224 | 1 | 25 | 421 | 1 | 25 | 270 | 1 | 28 | 249 | 1 | 25 | 567 | 1 | 45 | 9 | B | 8 | 5 | B | 8 | 22.8 | B | 8 | 11.4 | B | 8 | 49 | A | 7 | 991 | E | 9 | 240 | B | 8 | 1.8 | B | 8 | 23300 | C | 8 | 77777 | B | 8 | 2.1 | E | 8 | 0.121 | F | 8 | 0.14 | F | 8 | 0 | 1 | D | 9 | 0 | C | 8
[26 empty] | 3499100% | 14:00 | 802 | 1378 | 369 | 1 | 24 | 221 | 1 | 27 | 239 | 1 | 24 | 404 | 1 | 24 | 231 | 1 | 27 | 269 | 1 | 24 | 636 | 1 | 43 | 9 | A | 7 | 5 | E | 9 | 23.8 | A | 7 | 11.6 | A | 7 | 46 | A | 7 | 991 | E | 9 | 200 | A | 7 | 2 | A | 7 | 24100 | B | 7 | 77777 | A | 7 | 2.1 | E | 8 | 0.121 | F | 8 | 0.14 | F | 8 | 0 | 1 | D | 9 | 0 | C | 8
[26 empty] | 3499100% | 15:00 | 662 | 1378 | 400 | 1 | 24 | 593 | 1 | 27 | 115 | 1 | 24 | 419 | 1 | 24 | 581 | 1 | 27 | 139 | 1 | 24 | 240 | 1 | 43 | 2 | A | 7 | 1 | E | 9 | 23.8 | A | 7 | 12.2 | A | 7 | 48 | A | 7 | 992 | E | 9 | 180 | A | 7 | 1.5 | A | 7 | 24100 | B | 7 | 77777 | A | 7 | 2.1 | E | 8 | 0.121 | F | 8 | 0.14 | F | 8 | 0 | 1 | D | 9 | 0 | C | 8
[26 empty] | 3499100% | 16:00 | 467 | 1378 | 244 | 1 | 24 | 452 | 1 | 27 | 91 | 1 | 24 | 262 | 1 | 24 | 416 | 1 | 27 | 120 | 1 | 24 | 169 | 1 | 43 | 3 | A | 7 | 1 | E | 9 | 25.5 | A | 7 | 11.1 | A | 7 | 40 | A | 7 | 992 | E | 9 | 220 | A | 7 | 2.5 | A | 7 | 24100 | B | 7 | 77777 | A | 7 | 2.1 | E | 8 | 0.121 | F | 8 | 0.14 | F | 8 | 0 | 1 | D | 9 | 0 | C | 8
[26 empty] | 3499100% | 17:00 | 230 | 1378 | 89 | 1 | 24 | 212 | 1 | 27 | 53 | 1 | 24 | 92 | 1 | 24 | 146 | 1 | 27 | 68 | 1 | 24 | 96 | 1 | 43 | 2 | A | 7 | 1 | E | 9 | 22.2 | A | 7 | 11.1 | A | 7 | 49 | A | 7 | 992 | E | 9 | 170 | A | 7 | 2 | A | 7 | 19300 | B | 7 | 77777 | A | 7 | 2.1 | E | 8 | 0.121 | F | 8 | 0.14 | F | 8 | 0 | 1 | D | 9 | 0 | C | 8
[26 empty] | 3499100% | 18:00 | 21 | 586 | 4 | 1 | 24 | 8 | 1 | 27 | 3 | 1 | 24 | 0 | 1 | 24 | 0 | 1 | 27 | 0 | 1 | 24 | 0 | 1 | 43 | 0 | A | 7 | 0 | E | 9 | 19.4 | A | 7 | 14.4 | A | 7 | 73 | A | 7 | 993 | E | 9 | 180 | A | 7 | 2 | A | 7 | 16100 | B | 7 | 77777 | A | 7 | 2.1 | E | 8 | 0.121 | F | 8 | 0.14 | F | 8 | 0 | 1 | D | 9 | 0 | C | 8
[26 empty] | 3499100% | 19:00 | 0 | 0 | 0 | 1 | 0 | 0 | 1 | 0 | 0 | 1 | 0 | 0 | 1 | 0 | 0 | 1 | 0 | 0 | 1 | 0 | 0 | 1 | 0 | 0 | A | 7 | 0 | E | 9 | 17.2 | A | 7 | 10 | A | 7 | 63 | A | 7 | 994 | E | 9 | 0 | A | 7 | 0 | A | 7 | 16100 | B | 7 | 77777 | A | 7 | 2.2 | E | 8 | 0.121 | F | 8 | 0.14 | F | 8 | 0 | 1 | D | 9 | 0 | C | 8
[26 empty] | 3499100% | 20:00 | 0 | 0 | 0 | 1 | 0 | 0 | 1 | 0 | 0 | 1 | 0 | 0 | 1 | 0 | 0 | 1 | 0 | 0 | 1 | 0 | 0 | 1 | 0 | 1 | B | 8 | 1 | B | 8 | 16.3 | B | 8 | 9.6 | B | 8 | 64 | A | 7 | 995 | E | 9 | 0 | B | 8 | 0 | B | 8 | 15363 | C | 8 | 20046 | B | 8 | 2.2 | E | 8 | 0.121 | F | 8 | 0.14 | F | 8 | 0 | 1 | D | 9 | 0 | C | 8
[26 empty] | 3499100% | 21:00 | 0 | 0 | 0 | 1 | 0 | 0 | 1 | 0 | 0 | 1 | 0 | 0 | 1 | 0 | 0 | 1 | 0 | 0 | 1 | 0 | 0 | 1 | 0 | 2 | B | 8 | 2 | B | 8 | 15.7 | B | 8 | 10 | B | 8 | 69 | A | 7 | 995 | E | 9 | 0 | B | 8 | 0 | B | 8 | 14627 | C | 8 | 18093 | B | 8 | 2.2 | E | 8 | 0.121 | F | 8 | 0.14 | F | 8 | 0 | 1 | D | 9 | 0 | C | 8
[26 empty] | 3499100% | 22:00 | 0 | 0 | 0 | 1 | 0 | 0 | 1 | 0 | 0 | 1 | 0 | 0 | 1 | 0 | 0 | 1 | 0 | 0 | 1 | 0 | 0 | 1 | 0 | 3 | B | 8 | 3 | B | 8 | 15.1 | B | 8 | 9.8 | B | 8 | 71 | A | 7 | 995 | E | 9 | 0 | B | 8 | 0 | B | 8 | 13890 | C | 8 | 16139 | B | 8 | 2.2 | E | 8 | 0.121 | F | 8 | 0.14 | F | 8 | 0 | 1 | D | 9 | 0 | C | 8
[26 empty] | 3499100% | 23:00 | 0 | 0 | 0 | 1 | 0 | 0 | 1 | 0 | 0 | 1 | 0 | 0 | 1 | 0 | 0 | 1 | 0 | 0 | 1 | 0 | 0 | 1 | 0 | 4 | B | 8 | 4 | B | 8 | 14.7 | B | 8 | 9.9 | B | 8 | 73 | A | 7 | 995 | E | 9 | 0 | B | 8 | 0 | B | 8 | 13154 | C | 8 | 14185 | B | 8 | 2.2 | E | 8 | 0.121 | F | 8 | 0.14 | F | 8 | 0 | 1 | D | 9 | 0 | C | 8
[26 empty] | 3499100% | 24:00 | 0 | 0 | 0 | 1 | 0 | 0 | 1 | 0 | 0 | 1 | 0 | 0 | 1 | 0 | 0 | 1 | 0 | 0 | 1 | 0 | 0 | 1 | 0 | 5 | B | 8 | 5 | B | 8 | 14.3 | B | 8 | 9.9 | B | 8 | 75 | A | 7 | 996 | E | 9 | 0 | B | 8 | 0 | B | 8 | 12418 | C | 8 | 12232 | B | 8 | 2.2 | E | 8 | 0.121 | F | 8 | 0.14 | F | 8 | 0 | 1 | D | 9 | 0 | C | 8
[26 empty] | 3499200% | 1:00 | 0 | 0 | 0 | 1 | 0 | 0 | 1 | 0 | 0 | 1 | 0 | 0 | 1 | 0 | 0 | 1 | 0 | 0 | 1 | 0 | 0 | 1 | 0 | 6 | B | 8 | 6 | B | 8 | 14.1 | B | 8 | 10.1 | B | 8 | 77 | A | 7 | 996 | E | 9 | 0 | B | 8 | 0 | B | 8 | 11681 | C | 8 | 10278 | B | 8 | 2.2 | E | 8 | 0.119 | F | 8 | 0.14 | F | 8 | 0 | 1 | D | 9 | 0 | C | 8
[26 empty] | 3499200% | 2:00 | 0 | 0 | 0 | 1 | 0 | 0 | 1 | 0 | 0 | 1 | 0 | 0 | 1 | 0 | 0 | 1 | 0 | 0 | 1 | 0 | 0 | 1 | 0 | 6 | B | 8 | 6 | B | 8 | 13.7 | B | 8 | 10.1 | B | 8 | 79 | A | 7 | 997 | E | 9 | 0 | B | 8 | 0 | B | 8 | 10945 | C | 8 | 8325 | B | 8 | 2.2 | E | 8 | 0.119 | F | 8 | 0.14 | F | 8 | 0 | 1 | D | 9 | 45 | C | 8
[26 empty] | 3499200% | 3:00 | 0 | 0 | 0 | 1 | 0 | 0 | 1 | 0 | 0 | 1 | 0 | 0 | 1 | 0 | 0 | 1 | 0 | 0 | 1 | 0 | 0 | 1 | 0 | 7 | B | 8 | 7 | B | 8 | 13.4 | B | 8 | 10.3 | B | 8 | 81 | A | 7 | 996 | E | 9 | 0 | B | 8 | 0 | B | 8 | 10209 | C | 8 | 6371 | B | 8 | 2.2 | E | 8 | 0.119 | F | 8 | 0.14 | F | 8 | 0 | 1 | D | 9 | 45 | C | 8
[26 empty] | 3499200% | 4:00 | 0 | 0 | 0 | 1 | 0 | 0 | 1 | 0 | 0 | 1 | 0 | 0 | 1 | 0 | 0 | 1 | 0 | 0 | 1 | 0 | 0 | 1 | 0 | 8 | B | 8 | 8 | B | 8 | 13.4 | B | 8 | 10.4 | B | 8 | 82 | A | 7 | 997 | E | 9 | 0 | B | 8 | 0 | B | 8 | 9472 | C | 8 | 4417 | B | 8 | 2.2 | E | 8 | 0.119 | F | 8 | 0.14 | F | 8 | 0 | 1 | D | 9 | 45 | C | 8
[26 empty] | 3499200% | 5:00 | 0 | 0 | 0 | 1 | 0 | 0 | 1 | 0 | 0 | 1 | 0 | 0 | 1 | 0 | 0 | 1 | 0 | 0 | 1 | 0 | 0 | 1 | 0 | 9 | B | 8 | 9 | B | 8 | 13 | B | 8 | 10.3 | B | 8 | 84 | A | 7 | 997 | E | 9 | 0 | B | 8 | 0 | B | 8 | 8736 | C | 8 | 2464 | B | 8 | 2.2 | E | 8 | 0.119 | F | 8 | 0.14 | F | 8 | 0 | 1 | D | 9 | 45 | C | 8
[26 empty] | 3499200% | 6:00 | 0 | 0 | 0 | 1 | 0 | 0 | 1 | 0 | 0 | 1 | 0 | 0 | 1 | 0 | 0 | 1 | 0 | 0 | 1 | 0 | 0 | 1 | 0 | 10 | A | 7 | 10 | E | 9 | 12.7 | A | 7 | 10.5 | A | 7 | 86 | A | 7 | 998 | E | 9 | 0 | A | 7 | 0 | A | 7 | 8000 | B | 7 | 510 | A | 7 | 2.2 | E | 8 | 0.119 | F | 8 | 0.14 | F | 8 | 0 | 1 | D | 9 | 45 | C | 8
[26 empty] | 3499200% | 7:00 | 36 | 747 | 5 | 1 | 24 | 0 | 1 | 27 | 5 | 1 | 24 | 6 | 1 | 24 | 0 | 1 | 27 | 6 | 1 | 24 | 20 | 1 | 43 | 10 | A | 7 | 10 | E | 9 | 13.3 | A | 7 | 11.1 | A | 7 | 87 | A | 7 | 998 | E | 9 | 0 | A | 7 | 0 | A | 7 | 6400 | B | 7 | 1290 | A | 7 | 2.2 | E | 8 | 0.119 | F | 8 | 0.14 | F | 8 | 0 | 1 | D | 9 | 45 | C | 8
[26 empty] | 3499200% | 8:00 | 261 | 1379 | 37 | 1 | 24 | 0 | 1 | 27 | 37 | 1 | 24 | 43 | 1 | 24 | 0 | 1 | 27 | 43 | 1 | 24 | 145 | 1 | 43 | 10 | A | 7 | 10 | E | 9 | 14.4 | A | 7 | 12.2 | A | 7 | 87 | A | 7 | 999 | E | 9 | 0 | A | 7 | 0 | A | 7 | 4400 | B | 7 | 210 | A | 7 | 2.2 | E | 8 | 0.119 | F | 8 | 0.14 | F | 8 | 0 | 1 | D | 9 | 45 | C | 8
[26 empty] | 3499200% | 9:00 | 492 | 1379 | 66 | 1 | 24 | 0 | 1 | 27 | 66 | 1 | 24 | 79 | 1 | 24 | 0 | 1 | 27 | 79 | 1 | 24 | 287 | 1 | 43 | 10 | A | 7 | 10 | E | 9 | 15 | A | 7 | 12.2 | A | 7 | 83 | A | 7 | 999 | E | 9 | 0 | A | 7 | 0 | A | 7 | 4000 | B | 7 | 300 | A | 7 | 2.2 | E | 8 | 0.119 | F | 8 | 0.14 | F | 8 | 0 | 1 | D | 9 | 45 | C | 8
[26 empty] | 3499200% | 10:00 | 680 | 1379 | 104 | 1 | 24 | 0 | 1 | 27 | 104 | 1 | 24 | 124 | 1 | 24 | 0 | 1 | 27 | 124 | 1 | 24 | 477 | 1 | 43 | 10 | A | 7 | 10 | E | 9 | 16.1 | A | 7 | 13.3 | A | 7 | 83 | A | 7 | 999 | E | 9 | 0 | A | 7 | 0 | A | 7 | 4000 | B | 7 | 270 | A | 7 | 2.2 | E | 8 | 0.119 | F | 8 | 0.14 | F | 8 | 0 | 1 | D | 9 | 45 | C | 8
[26 empty] | 3499200% | 11:00 | 811 | 1379 | 158 | 1 | 24 | 0 | 1 | 27 | 158 | 1 | 24 | 187 | 1 | 24 | 0 | 1 | 27 | 187 | 1 | 24 | 726 | 1 | 43 | 10 | A | 7 | 10 | E | 9 | 19.4 | A | 7 | 15.5 | A | 7 | 78 | A | 7 | 998 | E | 9 | 150 | A | 7 | 5.1 | A | 7 | 6400 | B | 7 | 420 | A | 7 | 2.2 | E | 8 | 0.119 | F | 8 | 0.14 | F | 8 | 0 | 1 | D | 9 | 5 | C | 8
[26 empty] | 3499200% | 12:00 | 877 | 1379 | 326 | 1 | 25 | 284 | 1 | 28 | 145 | 1 | 25 | 362 | 1 | 25 | 294 | 1 | 28 | 174 | 1 | 25 | 351 | 1 | 45 | 10 | B | 8 | 9 | B | 8 | 20.3 | B | 8 | 15.4 | B | 8 | 73 | A | 7 | 997 | E | 9 | 150 | B | 8 | 5.6 | B | 8 | 8850 | C | 8 | 360 | B | 8 | 2.2 | E | 8 | 0.119 | F | 8 | 0.14 | F | 8 | 0 | 1 | D | 9 | 45 | C | 8
[26 empty] | 3499200% | 13:00 | 871 | 1379 | 421 | 1 | 24 | 196 | 1 | 27 | 297 | 1 | 24 | 459 | 1 | 24 | 206 | 1 | 27 | 329 | 1 | 24 | 830 | 1 | 43 | 9 | A | 7 | 8 | E | 9 | 21.1 | A | 7 | 15.5 | A | 7 | 70 | A | 7 | 996 | E | 9 | 150 | A | 7 | 6.1 | A | 7 | 11300 | B | 7 | 300 | A | 7 | 2.2 | E | 8 | 0.119 | F | 8 | 0.14 | F | 8 | 0 | 1 | D | 9 | 0 | C | 8
[26 empty] | 3499200% | 14:00 | 796 | 1379 | 420 | 1 | 24 | 230 | 1 | 27 | 287 | 1 | 24 | 455 | 1 | 24 | 239 | 1 | 27 | 317 | 1 | 24 | 760 | 1 | 43 | 9 | A | 7 | 7 | E | 9 | 21.6 | A | 7 | 15.5 | A | 7 | 68 | A | 7 | 995 | E | 9 | 130 | A | 7 | 4.1 | A | 7 | 16100 | B | 7 | 600 | A | 7 | 2.2 | E | 8 | 0.119 | F | 8 | 0.14 | F | 8 | 0 | 1 | D | 9 | 0 | C | 8
[26 empty] | 3499200% | 15:00 | 656 | 1379 | 118 | 1 | 24 | 0 | 1 | 27 | 118 | 1 | 24 | 139 | 1 | 24 | 0 | 1 | 27 | 139 | 1 | 24 | 522 | 1 | 43 | 10 | A | 7 | 10 | E | 9 | 21.1 | A | 7 | 15.5 | A | 7 | 70 | A | 7 | 994 | E | 9 | 140 | A | 7 | 4.1 | A | 7 | 22500 | B | 7 | 2100 | A | 7 | 2.1 | E | 8 | 0.119 | F | 8 | 0.14 | F | 8 | 0 | 1 | D | 9 | 0 | C | 8
[26 empty] | 3499200% | 16:00 | 460 | 1379 | 72 | 1 | 24 | 0 | 1 | 27 | 72 | 1 | 24 | 85 | 1 | 24 | 0 | 1 | 27 | 85 | 1 | 24 | 302 | 1 | 43 | 10 | A | 7 | 10 | E | 9 | 21.1 | A | 7 | 15.5 | A | 7 | 70 | A | 7 | 994 | E | 9 | 130 | A | 7 | 7.2 | A | 7 | 19300 | B | 7 | 750 | A | 7 | 2.1 | E | 8 | 0.119 | F | 8 | 0.14 | F | 8 | 0 | 1 | D | 9 | 0 | C | 8
[26 empty] | 3499200% | 17:00 | 224 | 1379 | 39 | 1 | 24 | 0 | 1 | 27 | 39 | 1 | 24 | 45 | 1 | 24 | 0 | 1 | 27 | 45 | 1 | 24 | 144 | 1 | 43 | 10 | A | 7 | 10 | E | 9 | 19.4 | A | 7 | 16.6 | A | 7 | 84 | A | 7 | 993 | E | 9 | 140 | A | 7 | 3.6 | A | 7 | 16100 | B | 7 | 1050 | A | 7 | 2.1 | E | 8 | 0.119 | F | 8 | 0.14 | F | 8 | 0 | 1 | D | 9 | 0 | C | 8
[26 empty] | 3499200% | 18:00 | 19 | 540 | 2 | 1 | 24 | 0 | 1 | 27 | 2 | 1 | 24 | 0 | 1 | 24 | 0 | 1 | 27 | 0 | 1 | 24 | 0 | 1 | 43 | 10 | A | 7 | 10 | E | 9 | 19.4 | A | 7 | 16.6 | A | 7 | 84 | A | 7 | 992 | E | 9 | 140 | A | 7 | 5.1 | A | 7 | 16100 | B | 7 | 1260 | A | 7 | 2.1 | E | 8 | 0.119 | F | 8 | 0.14 | F | 8 | 0 | 1 | D | 9 | 0 | C | 8
[26 empty] | 3499200% | 19:00 | 0 | 0 | 0 | 1 | 0 | 0 | 1 | 0 | 0 | 1 | 0 | 0 | 1 | 0 | 0 | 1 | 0 | 0 | 1 | 0 | 0 | 1 | 0 | 10 | A | 7 | 10 | E | 9 | 18.8 | A | 7 | 16.6 | A | 7 | 87 | A | 7 | 992 | E | 9 | 150 | A | 7 | 5.1 | A | 7 | 16100 | B | 7 | 900 | A | 7 | 2.1 | E | 8 | 0.119 | F | 8 | 0.14 | F | 8 | 0 | 1 | D | 9 | 0 | C | 8
[26 empty] | 3499200% | 20:00 | 0 | 0 | 0 | 1 | 0 | 0 | 1 | 0 | 0 | 1 | 0 | 0 | 1 | 0 | 0 | 1 | 0 | 0 | 1 | 0 | 0 | 1 | 0 | 10 | B | 8 | 10 | B | 8 | 17.3 | B | 8 | 15.2 | B | 8 | 87 | A | 7 | 991 | E | 9 | 160 | B | 8 | 4.8 | B | 8 | 15518 | C | 8 | 1036 | B | 8 | 2.1 | E | 8 | 0.119 | F | 8 | 0.14 | F | 8 | 0 | 1 | D | 9 | 0 | C | 8
[26 empty] | 3499200% | 21:00 | 0 | 0 | 0 | 1 | 0 | 0 | 1 | 0 | 0 | 1 | 0 | 0 | 1 | 0 | 0 | 1 | 0 | 0 | 1 | 0 | 0 | 1 | 0 | 10 | B | 8 | 10 | B | 8 | 16.1 | B | 8 | 14.6 | B | 8 | 91 | A | 7 | 990 | E | 9 | 170 | B | 8 | 4.5 | B | 8 | 14936 | C | 8 | 1173 | B | 8 | 2.1 | E | 8 | 0.119 | F | 8 | 0.14 | F | 8 | 0 | 1 | D | 9 | 0 | C | 8
[26 empty] | 3499200% | 22:00 | 0 | 0 | 0 | 1 | 0 | 0 | 1 | 0 | 0 | 1 | 0 | 0 | 1 | 0 | 0 | 1 | 0 | 0 | 1 | 0 | 0 | 1 | 0 | 10 | B | 8 | 10 | B | 8 | 14.9 | B | 8 | 13.4 | B | 8 | 91 | A | 7 | 989 | E | 9 | 180 | B | 8 | 4.3 | B | 8 | 14354 | C | 8 | 1309 | B | 8 | 2.1 | E | 8 | 0.119 | F | 8 | 0.14 | F | 8 | 0 | 1 | D | 9 | 0 | C | 8
[26 empty] | 3499200% | 23:00 | 0 | 0 | 0 | 1 | 0 | 0 | 1 | 0 | 0 | 1 | 0 | 0 | 1 | 0 | 0 | 1 | 0 | 0 | 1 | 0 | 0 | 1 | 0 | 10 | B | 8 | 10 | B | 8 | 13.9 | B | 8 | 12.5 | B | 8 | 91 | A | 7 | 988 | E | 9 | 190 | B | 8 | 4 | B | 8 | 13772 | C | 8 | 1445 | B | 8 | 2 | E | 8 | 0.119 | F | 8 | 0.14 | F | 8 | 0 | 1 | D | 9 | 0 | C | 8
[26 empty] | 3499200% | 24:00 | 0 | 0 | 0 | 1 | 0 | 0 | 1 | 0 | 0 | 1 | 0 | 0 | 1 | 0 | 0 | 1 | 0 | 0 | 1 | 0 | 0 | 1 | 0 | 10 | B | 8 | 10 | B | 8 | 12.9 | B | 8 | 11.5 | B | 8 | 91 | A | 7 | 987 | E | 9 | 200 | B | 8 | 3.7 | B | 8 | 13190 | C | 8 | 1582 | B | 8 | 2 | E | 8 | 0.119 | F | 8 | 0.14 | F | 8 | 0 | 1 | D | 9 | 0 | C | 8
[26 empty] | 3499300% | 1:00 | 0 | 0 | 0 | 1 | 0 | 0 | 1 | 0 | 0 | 1 | 0 | 0 | 1 | 0 | 0 | 1 | 0 | 0 | 1 | 0 | 0 | 1 | 0 | 10 | B | 8 | 10 | B | 8 | 12.1 | B | 8 | 10.7 | B | 8 | 91 | A | 7 | 986 | E | 9 | 220 | B | 8 | 3.4 | B | 8 | 12609 | C | 8 | 1718 | B | 8 | 2 | E | 8 | 0.118 | F | 8 | 0.14 | F | 8 | 0 | 1 | D | 9 | 0 | C | 8
[26 empty] | 3499300% | 2:00 | 0 | 0 | 0 | 1 | 0 | 0 | 1 | 0 | 0 | 1 | 0 | 0 | 1 | 0 | 0 | 1 | 0 | 0 | 1 | 0 | 0 | 1 | 0 | 10 | B | 8 | 10 | B | 8 | 11.1 | B | 8 | 9.7 | B | 8 | 91 | A | 7 | 985 | E | 9 | 230 | B | 8 | 3.1 | B | 8 | 12027 | C | 8 | 1855 | B | 8 | 2 | E | 8 | 0.118 | F | 8 | 0.14 | F | 8 | 0 | 1 | D | 9 | 45 | C | 8
[26 empty] | 3499300% | 3:00 | 0 | 0 | 0 | 1 | 0 | 0 | 1 | 0 | 0 | 1 | 0 | 0 | 1 | 0 | 0 | 1 | 0 | 0 | 1 | 0 | 0 | 1 | 0 | 10 | B | 8 | 10 | B | 8 | 10.2 | B | 8 | 8.9 | B | 8 | 92 | A | 7 | 983 | E | 9 | 240 | B | 8 | 2.8 | B | 8 | 11445 | C | 8 | 1991 | B | 8 | 2 | E | 8 | 0.118 | F | 8 | 0.14 | F | 8 | 0 | 1 | D | 9 | 45 | C | 8
[26 empty] | 3499300% | 4:00 | 0 | 0 | 0 | 1 | 0 | 0 | 1 | 0 | 0 | 1 | 0 | 0 | 1 | 0 | 0 | 1 | 0 | 0 | 1 | 0 | 0 | 1 | 0 | 10 | B | 8 | 10 | B | 8 | 9.6 | B | 8 | 8 | B | 8 | 90 | A | 7 | 982 | E | 9 | 250 | B | 8 | 2.6 | B | 8 | 10863 | C | 8 | 2127 | B | 8 | 2 | E | 8 | 0.118 | F | 8 | 0.14 | F | 8 | 0 | 1 | D | 9 | 45 | C | 8
[26 empty] | 3499300% | 5:00 | 0 | 0 | 0 | 1 | 0 | 0 | 1 | 0 | 0 | 1 | 0 | 0 | 1 | 0 | 0 | 1 | 0 | 0 | 1 | 0 | 0 | 1 | 0 | 10 | B | 8 | 10 | B | 8 | 8.6 | B | 8 | 6.9 | B | 8 | 89 | A | 7 | 981 | E | 9 | 260 | B | 8 | 2.3 | B | 8 | 10281 | C | 8 | 2264 | B | 8 | 2 | E | 8 | 0.118 | F | 8 | 0.14 | F | 8 | 0 | 1 | D | 9 | 45 | C | 8
[26 empty] | 3499300% | 6:00 | 0 | 0 | 0 | 1 | 0 | 0 | 1 | 0 | 0 | 1 | 0 | 0 | 1 | 0 | 0 | 1 | 0 | 0 | 1 | 0 | 0 | 1 | 0 | 10 | A | 7 | 10 | E | 9 | 7.7 | A | 7 | 6.1 | A | 7 | 90 | A | 7 | 980 | E | 9 | 270 | A | 7 | 2 | A | 7 | 9700 | B | 7 | 2400 | A | 7 | 2 | E | 8 | 0.118 | F | 8 | 0.14 | F | 8 | 0 | 1 | D | 9 | 45 | C | 8
[26 empty] | 3499300% | 7:00 | 34 | 724 | 4 | 1 | 25 | 0 | 1 | 28 | 4 | 1 | 25 | 5 | 1 | 25 | 0 | 1 | 28 | 5 | 1 | 25 | 16 | 1 | 45 | 10 | B | 8 | 10 | B | 8 | 7.1 | B | 8 | 5.5 | B | 8 | 90 | A | 7 | 979 | E | 9 | 280 | B | 8 | 2.5 | B | 8 | 12900 | C | 8 | 2100 | B | 8 | 1.9 | E | 8 | 0.118 | F | 8 | 0.14 | F | 8 | 0 | 1 | D | 9 | 45 | C | 8
[26 empty] | 3499300% | 8:00 | 256 | 1380 | 44 | 1 | 24 | 0 | 1 | 27 | 44 | 1 | 24 | 51 | 1 | 24 | 0 | 1 | 27 | 51 | 1 | 24 | 166 | 1 | 43 | 10 | A | 7 | 10 | E | 9 | 7.7 | A | 7 | 5.5 | A | 7 | 86 | A | 7 | 979 | E | 9 | 280 | A | 7 | 3 | A | 7 | 16100 | B | 7 | 1800 | A | 7 | 1.9 | E | 8 | 0.118 | F | 8 | 0.14 | F | 8 | 0 | 1 | D | 9 | 0 | C | 8
[26 empty] | 3499300% | 9:00 | 487 | 1380 | 80 | 1 | 24 | 52 | 1 | 27 | 62 | 1 | 24 | 92 | 1 | 24 | 50 | 1 | 27 | 74 | 1 | 24 | 142 | 1 | 43 | 9 | A | 7 | 7 | E | 9 | 8.3 | A | 7 | 5.5 | A | 7 | 83 | A | 7 | 979 | E | 9 | 300 | A | 7 | 4.1 | A | 7 | 16100 | B | 7 | 2700 | A | 7 | 1.9 | E | 8 | 0.118 | F | 8 | 0.14 | F | 8 | 0 | 1 | D | 9 | 0 | C | 8
[26 empty] | 3499300% | 10:00 | 675 | 1380 | 342 | 1 | 25 | 278 | 1 | 28 | 206 | 1 | 25 | 365 | 1 | 25 | 287 | 1 | 28 | 224 | 1 | 25 | 465 | 1 | 45 | 9 | B | 8 | 7 | B | 8 | 10 | B | 8 | 5.6 | B | 8 | 74 | A | 7 | 979 | E | 9 | 140 | A | 7 | 25.7 | A | 7 | 16100 | C | 8 | 77777 | A | 7 | 1.9 | E | 8 | 0.118 | F | 8 | 0.14 | F | 8 | 0 | 1 | D | 9 | 0 | C | 8
[26 empty] | 3499300% | 11:00 | 806 | 1380 | 417 | 1 | 24 | 383 | 1 | 27 | 194 | 1 | 24 | 445 | 1 | 24 | 392 | 1 | 27 | 216 | 1 | 24 | 448 | 1 | 43 | 9 | A | 7 | 7 | E | 9 | 11.1 | A | 7 | 5.5 | A | 7 | 68 | A | 7 | 978 | E | 9 | 300 | A | 7 | 3 | A | 7 | 16100 | B | 7 | 2700 | A | 7 | 1.9 | E | 8 | 0.118 | F | 8 | 0.14 | F | 8 | 0 | 1 | D | 9 | 0 | C | 8
[26 empty] | 3499300% | 12:00 | 871 | 1380 | 354 | 1 | 24 | 158 | 1 | 27 | 253 | 1 | 24 | 389 | 1 | 24 | 167 | 1 | 27 | 283 | 1 | 24 | 706 | 1 | 43 | 9 | A | 7 | 8 | E | 9 | 11.6 | A | 7 | 5 | A | 7 | 64 | A | 7 | 977 | E | 9 | 290 | A | 7 | 4.1 | A | 7 | 16100 | B | 7 | 1350 | A | 7 | 1.9 | E | 8 | 0.118 | F | 8 | 0.14 | F | 8 | 0 | 1 | D | 9 | 0 | C | 8
[26 empty] | 3499300% | 13:00 | 865 | 1380 | 189 | 1 | 24 | 0 | 1 | 27 | 189 | 1 | 24 | 223 | 1 | 24 | 0 | 1 | 27 | 223 | 1 | 24 | 862 | 1 | 43 | 10 | A | 7 | 10 | E | 9 | 11.6 | A | 7 | 5 | A | 7 | 64 | A | 7 | 976 | E | 9 | 280 | A | 7 | 3.6 | A | 7 | 40200 | B | 7 | 1410 | A | 7 | 1.8 | E | 8 | 0.118 | F | 8 | 0.14 | F | 8 | 0 | 1 | D | 9 | 0 | C | 8
[26 empty] | 3499300% | 14:00 | 790 | 1380 | 447 | 1 | 24 | 499 | 1 | 27 | 161 | 1 | 24 | 484 | 1 | 24 | 510 | 1 | 27 | 191 | 1 | 24 | 361 | 1 | 43 | 9 | A | 7 | 8 | E | 9 | 12.2 | A | 7 | 4.4 | A | 7 | 59 | A | 7 | 976 | E | 9 | 270 | A | 7 | 7.7 | A | 7 | 48300 | B | 7 | 1500 | A | 7 | 1.8 | E | 8 | 0.118 | F | 8 | 0.14 | F | 8 | 0 | 1 | D | 9 | 0 | C | 8
[26 empty] | 3499300% | 15:00 | 649 | 1380 | 354 | 1 | 24 | 241 | 1 | 27 | 241 | 1 | 24 | 382 | 1 | 24 | 243 | 1 | 27 | 267 | 1 | 24 | 589 | 1 | 43 | 9 | A | 7 | 7 | E | 9 | 12.2 | A | 7 | 2.2 | A | 7 | 50 | A | 7 | 976 | E | 9 | 300 | A | 7 | 4.1 | A | 7 | 48300 | B | 7 | 1500 | A | 7 | 1.8 | E | 8 | 0.118 | F | 8 | 0.14 | F | 8 | 0 | 1 | D | 9 | 0 | C | 8
[26 empty] | 3499300% | 16:00 | 454 | 1380 | 110 | 1 | 24 | 17 | 1 | 27 | 104 | 1 | 24 | 125 | 1 | 24 | 10 | 1 | 27 | 122 | 1 | 24 | 401 | 1 | 43 | 9 | A | 7 | 8 | E | 9 | 11.6 | A | 7 | 2.7 | A | 7 | 54 | A | 7 | 976 | E | 9 | 270 | A | 7 | 4.1 | A | 7 | 40200 | B | 7 | 1800 | A | 7 | 1.8 | E | 8 | 0.118 | F | 8 | 0.14 | F | 8 | 0 | 1 | D | 9 | 0 | C | 8
[26 empty] | 3499300% | 17:00 | 217 | 1380 | 68 | 1 | 25 | 4 | 1 | 28 | 68 | 1 | 25 | 75 | 1 | 25 | 1 | 1 | 28 | 75 | 1 | 25 | 209 | 1 | 45 | 9 | B | 8 | 8 | B | 8 | 10.9 | B | 8 | 2.9 | B | 8 | 58 | A | 7 | 976 | E | 9 | 260 | B | 8 | 3.6 | B | 8 | 40200 | C | 8 | 2100 | B | 8 | 1.8 | E | 8 | 0.118 | F | 8 | 0.14 | F | 8 | 0 | 1 | D | 9 | 0 | C | 8
[26 empty] | 3499300% | 18:00 | 16 | 517 | 2 | 1 | 24 | 4 | 1 | 27 | 2 | 1 | 24 | 0 | 1 | 24 | 0 | 1 | 27 | 0 | 1 | 24 | 0 | 1 | 43 | 9 | A | 7 | 8 | E | 9 | 9.4 | A | 7 | 2.7 | A | 7 | 63 | A | 7 | 977 | E | 9 | 250 | A | 7 | 3 | A | 7 | 40200 | B | 7 | 2400 | A | 7 | 1.8 | E | 8 | 0.118 | F | 8 | 0.14 | F | 8 | 0 | 1 | D | 9 | 0 | C | 8
[26 empty] | 3499300% | 19:00 | 0 | 0 | 0 | 1 | 0 | 0 | 1 | 0 | 0 | 1 | 0 | 0 | 1 | 0 | 0 | 1 | 0 | 0 | 1 | 0 | 0 | 1 | 0 | 9 | A | 7 | 7 | E | 9 | 10 | A | 7 | 3.3 | A | 7 | 63 | A | 7 | 978 | E | 9 | 240 | A | 7 | 2.5 | A | 7 | 40200 | B | 7 | 1800 | A | 7 | 1.7 | E | 8 | 0.118 | F | 8 | 0.14 | F | 8 | 0 | 1 | D | 9 | 0 | C | 8
[26 empty] | 3499300% | 20:00 | 0 | 0 | 0 | 1 | 0 | 0 | 1 | 0 | 0 | 1 | 0 | 0 | 1 | 0 | 0 | 1 | 0 | 0 | 1 | 0 | 0 | 1 | 0 | 9 | B | 8 | 7 | B | 8 | 9.1 | B | 8 | 2.7 | B | 8 | 64 | A | 7 | 978 | E | 9 | 240 | B | 8 | 2.5 | B | 8 | 38009 | C | 8 | 1773 | B | 8 | 1.7 | E | 8 | 0.118 | F | 8 | 0.14 | F | 8 | 0 | 1 | D | 9 | 0 | C | 8
[26 empty] | 3499300% | 21:00 | 0 | 0 | 0 | 1 | 0 | 0 | 1 | 0 | 0 | 1 | 0 | 0 | 1 | 0 | 0 | 1 | 0 | 0 | 1 | 0 | 0 | 1 | 0 | 9 | B | 8 | 7 | B | 8 | 8.5 | B | 8 | 2.9 | B | 8 | 68 | A | 7 | 978 | E | 9 | 230 | B | 8 | 2.5 | B | 8 | 35818 | C | 8 | 1745 | B | 8 | 1.7 | E | 8 | 0.118 | F | 8 | 0.14 | F | 8 | 0 | 1 | D | 9 | 0 | C | 8
[26 empty] | 3499300% | 22:00 | 0 | 0 | 0 | 1 | 0 | 0 | 1 | 0 | 0 | 1 | 0 | 0 | 1 | 0 | 0 | 1 | 0 | 0 | 1 | 0 | 0 | 1 | 0 | 9 | B | 8 | 8 | B | 8 | 7.9 | B | 8 | 2.5 | B | 8 | 69 | A | 7 | 978 | E | 9 | 230 | B | 8 | 2.5 | B | 8 | 33627 | C | 8 | 1718 | B | 8 | 1.7 | E | 8 | 0.118 | F | 8 | 0.14 | F | 8 | 0 | 1 | D | 9 | 0 | C | 8
[26 empty] | 3499300% | 23:00 | 0 | 0 | 0 | 1 | 0 | 0 | 1 | 0 | 0 | 1 | 0 | 0 | 1 | 0 | 0 | 1 | 0 | 0 | 1 | 0 | 0 | 1 | 0 | 9 | B | 8 | 8 | B | 8 | 7.5 | B | 8 | 2.4 | B | 8 | 70 | A | 7 | 978 | E | 9 | 230 | B | 8 | 2.5 | B | 8 | 31436 | C | 8 | 1691 | B | 8 | 1.7 | E | 8 | 0.118 | F | 8 | 0.14 | F | 8 | 0 | 1 | D | 9 | 0 | C | 8
[26 empty] | 3499300% | 24:00 | 0 | 0 | 0 | 1 | 0 | 0 | 1 | 0 | 0 | 1 | 0 | 0 | 1 | 0 | 0 | 1 | 0 | 0 | 1 | 0 | 0 | 1 | 0 | 9 | B | 8 | 8 | B | 8 | 7.1 | B | 8 | 2.2 | B | 8 | 71 | A | 7 | 978 | E | 9 | 220 | B | 8 | 2.5 | B | 8 | 29245 | C | 8 | 1664 | B | 8 | 1.7 | E | 8 | 0.118 | F | 8 | 0.14 | F | 8 | 0 | 1 | D | 9 | 0 | C | 8
[26 empty] | 3499400% | 1:00 | 0 | 0 | 0 | 1 | 0 | 0 | 1 | 0 | 0 | 1 | 0 | 0 | 1 | 0 | 0 | 1 | 0 | 0 | 1 | 0 | 0 | 1 | 0 | 9 | B | 8 | 8 | B | 8 | 6.9 | B | 8 | 2.2 | B | 8 | 72 | A | 7 | 978 | E | 9 | 220 | B | 8 | 2.5 | B | 8 | 27054 | C | 8 | 1636 | B | 8 | 1.7 | E | 8 | 0.117 | F | 8 | 0.14 | F | 8 | 0 | 1 | D | 9 | 0 | C | 8
[26 empty] | 3499400% | 2:00 | 0 | 0 | 0 | 1 | 0 | 0 | 1 | 0 | 0 | 1 | 0 | 0 | 1 | 0 | 0 | 1 | 0 | 0 | 1 | 0 | 0 | 1 | 0 | 9 | B | 8 | 8 | B | 8 | 6.5 | B | 8 | 2 | B | 8 | 73 | A | 7 | 978 | E | 9 | 210 | B | 8 | 2.5 | B | 8 | 24863 | C | 8 | 1609 | B | 8 | 1.6 | E | 8 | 0.117 | F | 8 | 0.14 | F | 8 | 0 | 1 | D | 9 | 0 | C | 8
[26 empty] | 3499400% | 3:00 | 0 | 0 | 0 | 1 | 0 | 0 | 1 | 0 | 0 | 1 | 0 | 0 | 1 | 0 | 0 | 1 | 0 | 0 | 1 | 0 | 0 | 1 | 0 | 9 | B | 8 | 9 | B | 8 | 6.2 | B | 8 | 2 | B | 8 | 74 | A | 7 | 978 | E | 9 | 210 | B | 8 | 2.5 | B | 8 | 22672 | C | 8 | 1582 | B | 8 | 1.6 | E | 8 | 0.117 | F | 8 | 0.14 | F | 8 | 0 | 1 | D | 9 | 0 | C | 8
[26 empty] | 3499400% | 4:00 | 0 | 0 | 0 | 1 | 0 | 0 | 1 | 0 | 0 | 1 | 0 | 0 | 1 | 0 | 0 | 1 | 0 | 0 | 1 | 0 | 0 | 1 | 0 | 9 | B | 8 | 9 | B | 8 | 6.2 | B | 8 | 1.9 | B | 8 | 74 | A | 7 | 977 | E | 9 | 210 | B | 8 | 2.5 | B | 8 | 20481 | C | 8 | 1555 | B | 8 | 1.6 | E | 8 | 0.117 | F | 8 | 0.14 | F | 8 | 0 | 1 | D | 9 | 0 | C | 8
[26 empty] | 3499400% | 5:00 | 0 | 0 | 0 | 1 | 0 | 0 | 1 | 0 | 0 | 1 | 0 | 0 | 1 | 0 | 0 | 1 | 0 | 0 | 1 | 0 | 0 | 1 | 0 | 9 | B | 8 | 9 | B | 8 | 5.8 | B | 8 | 1.6 | B | 8 | 74 | A | 7 | 978 | E | 9 | 200 | B | 8 | 2.5 | B | 8 | 18290 | C | 8 | 1527 | B | 8 | 1.6 | E | 8 | 0.117 | F | 8 | 0.14 | F | 8 | 0 | 1 | D | 9 | 0 | C | 8
[26 empty] | 3499400% | 6:00 | 0 | 0 | 0 | 1 | 0 | 0 | 1 | 0 | 0 | 1 | 0 | 0 | 1 | 0 | 0 | 1 | 0 | 0 | 1 | 0 | 0 | 1 | 0 | 9 | A | 7 | 9 | E | 9 | 5.5 | A | 7 | 1.6 | A | 7 | 76 | A | 7 | 978 | E | 9 | 200 | A | 7 | 2.5 | A | 7 | 16100 | B | 7 | 1500 | A | 7 | 1.6 | E | 8 | 0.117 | F | 8 | 0.14 | F | 8 | 0 | 1 | D | 9 | 0 | C | 8
[26 empty] | 3499400% | 7:00 | 31 | 702 | 6 | 1 | 25 | 1 | 1 | 28 | 6 | 1 | 25 | 7 | 1 | 25 | 0 | 1 | 28 | 7 | 1 | 25 | 23 | 1 | 45 | 6 | B | 8 | 6 | B | 8 | 5.7 | B | 8 | 1.3 | B | 8 | 73 | A | 7 | 978 | E | 9 | 210 | B | 8 | 2.3 | B | 8 | 20100 | C | 8 | 11750 | B | 8 | 1.6 | E | 8 | 0.117 | F | 8 | 0.14 | F | 8 | 0 | 1 | D | 9 | 0 | C | 8
[26 empty] | 3499400% | 8:00 | 251 | 1381 | 90 | 1 | 24 | 168 | 1 | 27 | 60 | 1 | 24 | 96 | 1 | 24 | 120 | 1 | 27 | 75 | 1 | 24 | 112 | 1 | 43 | 2 | A | 7 | 2 | E | 9 | 7.2 | A | 7 | 1.6 | A | 7 | 68 | A | 7 | 978 | E | 9 | 220 | A | 7 | 2 | A | 7 | 24100 | B | 7 | 77777 | A | 7 | 1.6 | E | 8 | 0.117 | F | 8 | 0.14 | F | 8 | 0 | 1 | D | 9 | 0 | C | 8
[26 empty] | 3499400% | 9:00 | 482 | 1381 | 264 | 1 | 24 | 460 | 1 | 27 | 104 | 1 | 24 | 281 | 1 | 24 | 427 | 1 | 27 | 132 | 1 | 24 | 196 | 1 | 43 | 0 | A | 7 | 0 | E | 9 | 11.1 | A | 7 | 3.8 | A | 7 | 61 | A | 7 | 979 | E | 9 | 250 | A | 7 | 3 | A | 7 | 32200 | B | 7 | 77777 | A | 7 | 1.6 | E | 8 | 0.117 | F | 8 | 0.14 | F | 8 | 0 | 1 | D | 9 | 0 | C | 8
[26 empty] | 3499400% | 10:00 | 669 | 1381 | 424 | 1 | 24 | 591 | 1 | 27 | 137 | 1 | 24 | 439 | 1 | 24 | 575 | 1 | 27 | 159 | 1 | 24 | 278 | 1 | 43 | 0 | A | 7 | 0 | E | 9 | 12.7 | A | 7 | 3.8 | A | 7 | 55 | A | 7 | 979 | E | 9 | 220 | A | 7 | 3 | A | 7 | 32200 | B | 7 | 77777 | A | 7 | 1.5 | E | 8 | 0.117 | F | 8 | 0.14 | F | 8 | 0 | 1 | D | 9 | 0 | C | 8
[26 empty] | 3499400% | 11:00 | 800 | 1381 | 540 | 1 | 24 | 660 | 1 | 27 | 158 | 1 | 24 | 564 | 1 | 24 | 657 | 1 | 27 | 182 | 1 | 24 | 358 | 1 | 43 | 0 | A | 7 | 0 | E | 9 | 14.4 | A | 7 | 4.4 | A | 7 | 51 | A | 7 | 978 | E | 9 | 240 | A | 7 | 4.1 | A | 7 | 32200 | B | 7 | 77777 | A | 7 | 1.5 | E | 8 | 0.117 | F | 8 | 0.14 | F | 8 | 0 | 1 | D | 9 | 0 | C | 8
[26 empty] | 3499400% | 12:00 | 865 | 1381 | 599 | 1 | 24 | 688 | 1 | 27 | 168 | 1 | 24 | 628 | 1 | 24 | 690 | 1 | 27 | 194 | 1 | 24 | 407 | 1 | 43 | 0 | A | 7 | 0 | E | 9 | 15.5 | A | 7 | 3.8 | A | 7 | 46 | A | 7 | 978 | E | 9 | 250 | A | 7 | 5.1 | A | 7 | 32200 | B | 7 | 77777 | A | 7 | 1.5 | E | 8 | 0.117 | F | 8 | 0.14 | F | 8 | 0 | 1 | D | 9 | 0 | C | 8
[26 empty] | 3499400% | 13:00 | 859 | 1381 | 594 | 1 | 24 | 686 | 1 | 27 | 167 | 1 | 24 | 622 | 1 | 24 | 688 | 1 | 27 | 193 | 1 | 24 | 402 | 1 | 43 | 0 | A | 7 | 0 | E | 9 | 16.6 | A | 7 | 4.4 | A | 7 | 44 | A | 7 | 978 | E | 9 | 200 | A | 7 | 4.1 | A | 7 | 40200 | B | 7 | 77777 | A | 7 | 1.5 | E | 8 | 0.117 | F | 8 | 0.14 | F | 8 | 0 | 1 | D | 9 | 0 | C | 8
[26 empty] | 3499400% | 14:00 | 783 | 1381 | 526 | 1 | 24 | 652 | 1 | 27 | 155 | 1 | 24 | 548 | 1 | 24 | 648 | 1 | 27 | 179 | 1 | 24 | 345 | 1 | 43 | 0 | A | 7 | 0 | E | 9 | 18.3 | A | 7 | 3.8 | A | 7 | 38 | A | 7 | 977 | E | 9 | 250 | A | 7 | 2.5 | A | 7 | 40200 | B | 7 | 77777 | A | 7 | 1.5 | E | 8 | 0.117 | F | 8 | 0.14 | F | 8 | 0 | 1 | D | 9 | 0 | C | 8
[26 empty] | 3499400% | 15:00 | 643 | 1381 | 400 | 1 | 24 | 576 | 1 | 27 | 132 | 1 | 24 | 414 | 1 | 24 | 556 | 1 | 27 | 154 | 1 | 24 | 264 | 1 | 43 | 0 | A | 7 | 0 | E | 9 | 19.4 | A | 7 | 3.8 | A | 7 | 36 | A | 7 | 978 | E | 9 | 230 | A | 7 | 2.5 | A | 7 | 48300 | B | 7 | 77777 | A | 7 | 1.5 | E | 8 | 0.117 | F | 8 | 0.14 | F | 8 | 0 | 1 | D | 9 | 0 | C | 8
[26 empty] | 3499400% | 16:00 | 447 | 1381 | 237 | 1 | 25 | 431 | 1 | 28 | 97 | 1 | 25 | 251 | 1 | 25 | 391 | 1 | 28 | 124 | 1 | 25 | 181 | 1 | 45 | 0 | B | 8 | 0 | B | 8 | 18.6 | B | 8 | 4.3 | B | 8 | 39 | A | 7 | 978 | E | 9 | 220 | B | 8 | 2.5 | B | 8 | 48300 | C | 8 | 77777 | B | 8 | 1.5 | E | 8 | 0.117 | F | 8 | 0.14 | F | 8 | 0 | 1 | D | 9 | 0 | C | 8
[26 empty] | 3499400% | 17:00 | 211 | 1381 | 78 | 1 | 24 | 165 | 1 | 27 | 53 | 1 | 24 | 83 | 1 | 24 | 106 | 1 | 27 | 67 | 1 | 24 | 99 | 1 | 43 | 0 | A | 7 | 0 | E | 9 | 17.2 | A | 7 | 5 | A | 7 | 44 | A | 7 | 979 | E | 9 | 200 | A | 7 | 2.5 | A | 7 | 48300 | B | 7 | 77777 | A | 7 | 1.5 | E | 8 | 0.117 | F | 8 | 0.14 | F | 8 | 0 | 1 | D | 9 | 0 | C | 8
[26 empty] | 3499400% | 18:00 | 14 | 472 | 2 | 1 | 24 | 1 | 1 | 27 | 2 | 1 | 24 | 0 | 1 | 24 | 0 | 1 | 27 | 0 | 1 | 24 | 0 | 1 | 43 | 0 | A | 7 | 0 | E | 9 | 15 | A | 7 | 5 | A | 7 | 51 | A | 7 | 980 | E | 9 | 180 | A | 7 | 3 | A | 7 | 48300 | B | 7 | 77777 | A | 7 | 1.5 | E | 8 | 0.117 | F | 8 | 0.14 | F | 8 | 0 | 1 | D | 9 | 0 | C | 8
[26 empty] | 3499400% | 19:00 | 0 | 0 | 0 | 1 | 0 | 0 | 1 | 0 | 0 | 1 | 0 | 0 | 1 | 0 | 0 | 1 | 0 | 0 | 1 | 0 | 0 | 1 | 0 | 0 | A | 7 | 0 | E | 9 | 14.4 | A | 7 | 4.4 | A | 7 | 51 | A | 7 | 981 | E | 9 | 180 | A | 7 | 3 | A | 7 | 48300 | B | 7 | 77777 | A | 7 | 1.5 | E | 8 | 0.117 | F | 8 | 0.14 | F | 8 | 0 | 1 | D | 9 | 0 | C | 8
[26 empty] | 3499400% | 20:00 | 0 | 0 | 0 | 1 | 0 | 0 | 1 | 0 | 0 | 1 | 0 | 0 | 1 | 0 | 0 | 1 | 0 | 0 | 1 | 0 | 0 | 1 | 0 | 0 | B | 8 | 0 | B | 8 | 13.1 | B | 8 | 3.9 | B | 8 | 54 | A | 7 | 981 | E | 9 | 160 | B | 8 | 2.7 | B | 8 | 47563 | C | 8 | 77777 | B | 8 | 1.5 | E | 8 | 0.117 | F | 8 | 0.14 | F | 8 | 0 | 1 | D | 9 | 0 | C | 8
[26 empty] | 3499400% | 21:00 | 0 | 0 | 0 | 1 | 0 | 0 | 1 | 0 | 0 | 1 | 0 | 0 | 1 | 0 | 0 | 1 | 0 | 0 | 1 | 0 | 0 | 1 | 0 | 0 | B | 8 | 0 | B | 8 | 12.2 | B | 8 | 4.1 | B | 8 | 58 | A | 7 | 981 | E | 9 | 150 | B | 8 | 2.5 | B | 8 | 46827 | C | 8 | 77777 | B | 8 | 1.5 | E | 8 | 0.117 | F | 8 | 0.14 | F | 8 | 0 | 1 | D | 9 | 0 | C | 8
[26 empty] | 3499400% | 22:00 | 0 | 0 | 0 | 1 | 0 | 0 | 1 | 0 | 0 | 1 | 0 | 0 | 1 | 0 | 0 | 1 | 0 | 0 | 1 | 0 | 0 | 1 | 0 | 0 | B | 8 | 0 | B | 8 | 11.2 | B | 8 | 3.8 | B | 8 | 60 | A | 7 | 982 | E | 9 | 130 | B | 8 | 2.2 | B | 8 | 46090 | C | 8 | 77777 | B | 8 | 1.5 | E | 8 | 0.117 | F | 8 | 0.14 | F | 8 | 0 | 1 | D | 9 | 0 | C | 8
[26 empty] | 3499400% | 23:00 | 0 | 0 | 0 | 1 | 0 | 0 | 1 | 0 | 0 | 1 | 0 | 0 | 1 | 0 | 0 | 1 | 0 | 0 | 1 | 0 | 0 | 1 | 0 | 0 | B | 8 | 0 | B | 8 | 10.6 | B | 8 | 3.8 | B | 8 | 63 | A | 7 | 982 | E | 9 | 110 | B | 8 | 1.9 | B | 8 | 45354 | C | 8 | 77777 | B | 8 | 1.5 | E | 8 | 0.117 | F | 8 | 0.14 | F | 8 | 0 | 1 | D | 9 | 0 | C | 8
[26 empty] | 3499400% | 24:00 | 0 | 0 | 0 | 1 | 0 | 0 | 1 | 0 | 0 | 1 | 0 | 0 | 1 | 0 | 0 | 1 | 0 | 0 | 1 | 0 | 0 | 1 | 0 | 0 | B | 8 | 0 | B | 8 | 9.8 | B | 8 | 3.6 | B | 8 | 65 | A | 7 | 982 | E | 9 | 100 | B | 8 | 1.6 | B | 8 | 44618 | C | 8 | 77777 | B | 8 | 1.5 | E | 8 | 0.117 | F | 8 | 0.14 | F | 8 | 0 | 1 | D | 9 | 0 | C | 8
[26 empty] | 3499500% | 1:00 | 0 | 0 | 0 | 1 | 0 | 0 | 1 | 0 | 0 | 1 | 0 | 0 | 1 | 0 | 0 | 1 | 0 | 0 | 1 | 0 | 0 | 1 | 0 | 0 | B | 8 | 0 | B | 8 | 9.2 | B | 8 | 3.7 | B | 8 | 68 | A | 7 | 981 | E | 9 | 80 | B | 8 | 1.4 | B | 8 | 43881 | C | 8 | 77777 | B | 8 | 1.5 | E | 8 | 0.116 | F | 8 | 0.14 | F | 8 | 0 | 1 | D | 9 | 0 | C | 8
[26 empty] | 3499500% | 2:00 | 0 | 0 | 0 | 1 | 0 | 0 | 1 | 0 | 0 | 1 | 0 | 0 | 1 | 0 | 0 | 1 | 0 | 0 | 1 | 0 | 0 | 1 | 0 | 0 | B | 8 | 0 | B | 8 | 8.5 | B | 8 | 3.5 | B | 8 | 71 | A | 7 | 981 | E | 9 | 70 | B | 8 | 1.1 | B | 8 | 43145 | C | 8 | 77777 | B | 8 | 1.5 | E | 8 | 0.116 | F | 8 | 0.14 | F | 8 | 0 | 1 | D | 9 | 0 | C | 8
[26 empty] | 3499500% | 3:00 | 0 | 0 | 0 | 1 | 0 | 0 | 1 | 0 | 0 | 1 | 0 | 0 | 1 | 0 | 0 | 1 | 0 | 0 | 1 | 0 | 0 | 1 | 0 | 0 | B | 8 | 0 | B | 8 | 7.9 | B | 8 | 3.5 | B | 8 | 74 | A | 7 | 981 | E | 9 | 50 | B | 8 | 0.8 | B | 8 | 42409 | C | 8 | 77777 | B | 8 | 1.5 | E | 8 | 0.116 | F | 8 | 0.14 | F | 8 | 0 | 1 | D | 9 | 0 | C | 8
[26 empty] | 3499500% | 4:00 | 0 | 0 | 0 | 1 | 0 | 0 | 1 | 0 | 0 | 1 | 0 | 0 | 1 | 0 | 0 | 1 | 0 | 0 | 1 | 0 | 0 | 1 | 0 | 0 | B | 8 | 0 | B | 8 | 7.5 | B | 8 | 3.5 | B | 8 | 76 | A | 7 | 981 | E | 9 | 30 | B | 8 | 0.5 | B | 8 | 41672 | C | 8 | 77777 | B | 8 | 1.5 | E | 8 | 0.116 | F | 8 | 0.14 | F | 8 | 0 | 1 | D | 9 | 0 | C | 8
[26 empty] | 3499500% | 5:00 | 0 | 0 | 0 | 1 | 0 | 0 | 1 | 0 | 0 | 1 | 0 | 0 | 1 | 0 | 0 | 1 | 0 | 0 | 1 | 0 | 0 | 1 | 0 | 0 | B | 8 | 0 | B | 8 | 6.8 | B | 8 | 3.2 | B | 8 | 78 | A | 7 | 981 | E | 9 | 20 | B | 8 | 0.3 | B | 8 | 40936 | C | 8 | 77777 | B | 8 | 1.5 | E | 8 | 0.116 | F | 8 | 0.14 | F | 8 | 0 | 1 | D | 9 | 0 | C | 8
[26 empty] | 3499500% | 6:00 | 0 | 0 | 0 | 1 | 0 | 0 | 1 | 0 | 0 | 1 | 0 | 0 | 1 | 0 | 0 | 1 | 0 | 0 | 1 | 0 | 0 | 1 | 0 | 0 | A | 7 | 0 | E | 9 | 6.1 | A | 7 | 3.3 | A | 7 | 82 | A | 7 | 982 | E | 9 | 0 | A | 7 | 0 | A | 7 | 40200 | B | 7 | 77777 | A | 7 | 1.5 | E | 8 | 0.116 | F | 8 | 0.14 | F | 8 | 0 | 1 | D | 9 | 0 | C | 8
[26 empty] | 3499500% | 7:00 | 29 | 679 | 8 | 1 | 24 | 78 | 1 | 27 | 5 | 1 | 24 | 10 | 1 | 24 | 34 | 1 | 27 | 8 | 1 | 24 | 10 | 1 | 43 | 0 | A | 7 | 0 | E | 9 | 5.5 | A | 7 | 2.7 | A | 7 | 82 | A | 7 | 982 | E | 9 | 0 | A | 7 | 0 | A | 7 | 40200 | B | 7 | 77777 | A | 7 | 1.5 | E | 8 | 0.116 | F | 8 | 0.14 | F | 8 | 0 | 1 | D | 9 | 0 | C | 8
[26 empty] | 3499500% | 8:00 | 246 | 1381 | 126 | 1 | 24 | 503 | 1 | 27 | 36 | 1 | 24 | 128 | 1 | 24 | 383 | 1 | 27 | 59 | 1 | 24 | 69 | 1 | 43 | 0 | A | 7 | 0 | E | 9 | 8.8 | A | 7 | 5 | A | 7 | 77 | A | 7 | 983 | E | 9 | 0 | A | 7 | 0 | A | 7 | 40200 | B | 7 | 77777 | A | 7 | 1.5 | E | 8 | 0.116 | F | 8 | 0.14 | F | 8 | 0 | 1 | D | 9 | 0 | C | 8
[26 empty] | 3499500% | 9:00 | 476 | 1381 | 303 | 1 | 24 | 722 | 1 | 27 | 54 | 1 | 24 | 320 | 1 | 24 | 670 | 1 | 27 | 88 | 1 | 24 | 114 | 1 | 43 | 0 | A | 7 | 0 | E | 9 | 11.7 | B | 8 | 6.3 | B | 8 | 69 | A | 7 | 983 | E | 9 | 0 | A | 7 | 0 | A | 7 | 32200 | B | 7 | 77777 | A | 7 | 1.6 | E | 8 | 0.116 | F | 8 | 0.14 | F | 8 | 0 | 1 | D | 9 | 0 | C | 8
[26 empty] | 3499500% | 10:00 | 664 | 1381 | 462 | 1 | 25 | 819 | 1 | 28 | 69 | 1 | 25 | 485 | 1 | 25 | 794 | 1 | 28 | 102 | 1 | 25 | 149 | 1 | 45 | 0 | B | 8 | 0 | B | 8 | 14.7 | B | 8 | 7.4 | B | 8 | 62 | A | 7 | 983 | E | 9 | 0 | B | 8 | 0 | B | 8 | 32200 | C | 8 | 77777 | B | 8 | 1.6 | E | 8 | 0.116 | F | 8 | 0.14 | F | 8 | 0 | 1 | D | 9 | 0 | C | 8
[26 empty] | 3499500% | 11:00 | 794 | 1381 | 577 | 1 | 24 | 866 | 1 | 27 | 79 | 1 | 24 | 604 | 1 | 24 | 854 | 1 | 27 | 111 | 1 | 24 | 179 | 1 | 43 | 0 | A | 7 | 0 | E | 9 | 17.2 | A | 7 | 8.3 | A | 7 | 56 | A | 7 | 983 | E | 9 | 0 | A | 7 | 0 | A | 7 | 32200 | B | 7 | 77777 | A | 7 | 1.6 | E | 8 | 0.116 | F | 8 | 0.14 | F | 8 | 0 | 1 | D | 9 | 0 | C | 8
[26 empty] | 3499500% | 12:00 | 859 | 1381 | 634 | 1 | 24 | 885 | 1 | 27 | 83 | 1 | 24 | 662 | 1 | 24 | 877 | 1 | 27 | 115 | 1 | 24 | 196 | 1 | 43 | 0 | A | 7 | 0 | E | 9 | 20 | A | 7 | 8.3 | A | 7 | 47 | A | 7 | 983 | E | 9 | 230 | A | 7 | 2 | A | 7 | 32200 | B | 7 | 77777 | A | 7 | 1.6 | E | 8 | 0.116 | F | 8 | 0.14 | F | 8 | 0 | 1 | D | 9 | 0 | C | 8
[26 empty] | 3499500% | 13:00 | 853 | 1381 | 628 | 1 | 24 | 883 | 1 | 27 | 83 | 1 | 24 | 656 | 1 | 24 | 875 | 1 | 27 | 115 | 1 | 24 | 195 | 1 | 43 | 0 | A | 7 | 0 | E | 9 | 22.2 | A | 7 | 8.3 | A | 7 | 41 | A | 7 | 983 | E | 9 | 180 | A | 7 | 3.6 | A | 7 | 32200 | B | 7 | 77777 | A | 7 | 1.6 | E | 8 | 0.116 | F | 8 | 0.14 | F | 8 | 0 | 1 | D | 9 | 0 | C | 8
[26 empty] | 3499500% | 14:00 | 777 | 1381 | 561 | 1 | 24 | 859 | 1 | 27 | 77 | 1 | 24 | 587 | 1 | 24 | 845 | 1 | 27 | 109 | 1 | 24 | 174 | 1 | 43 | 0 | A | 7 | 0 | E | 9 | 23.3 | A | 7 | 8.8 | A | 7 | 40 | A | 7 | 983 | E | 9 | 200 | A | 7 | 4.1 | A | 7 | 32200 | B | 7 | 77777 | A | 7 | 1.7 | E | 8 | 0.116 | F | 8 | 0.14 | F | 8 | 0 | 1 | D | 9 | 0 | C | 8
[26 empty] | 3499500% | 15:00 | 637 | 1381 | 438 | 1 | 24 | 805 | 1 | 27 | 67 | 1 | 24 | 468 | 1 | 24 | 787 | 1 | 27 | 104 | 1 | 24 | 150 | 1 | 43 | 0 | A | 7 | 0 | E | 9 | 23.3 | A | 7 | 6.6 | A | 7 | 34 | A | 7 | 983 | E | 9 | 190 | A | 7 | 4.1 | A | 7 | 32200 | B | 7 | 77777 | A | 7 | 1.7 | E | 8 | 0.116 | F | 8 | 0.14 | F | 8 | 0 | 1 | D | 9 | 0 | C | 8
[26 empty] | 3499500% | 16:00 | 441 | 1381 | 273 | 1 | 24 | 695 | 1 | 27 | 51 | 1 | 24 | 287 | 1 | 24 | 634 | 1 | 27 | 84 | 1 | 24 | 107 | 1 | 43 | 0 | A | 7 | 0 | E | 9 | 22.2 | A | 7 | 6.6 | A | 7 | 36 | A | 7 | 983 | E | 9 | 180 | A | 7 | 3 | A | 7 | 32200 | B | 7 | 77777 | A | 7 | 1.7 | E | 8 | 0.116 | F | 8 | 0.14 | F | 8 | 0 | 1 | D | 9 | 0 | C | 8
[26 empty] | 3499500% | 17:00 | 205 | 1381 | 98 | 1 | 24 | 440 | 1 | 27 | 32 | 1 | 24 | 101 | 1 | 24 | 300 | 1 | 27 | 56 | 1 | 24 | 59 | 1 | 43 | 0 | A | 7 | 0 | E | 9 | 21.1 | A | 7 | 6.6 | A | 7 | 39 | A | 7 | 984 | E | 9 | 160 | A | 7 | 3 | A | 7 | 40200 | B | 7 | 77777 | A | 7 | 1.7 | E | 8 | 0.116 | F | 8 | 0.14 | F | 8 | 0 | 1 | D | 9 | 0 | C | 8
[26 empty] | 3499500% | 18:00 | 12 | 449 | 3 | 1 | 24 | 39 | 1 | 27 | 1 | 1 | 24 | 0 | 1 | 24 | 0 | 1 | 27 | 0 | 1 | 24 | 0 | 1 | 43 | 0 | A | 7 | 0 | E | 9 | 17.7 | A | 7 | 6.6 | A | 7 | 48 | A | 7 | 985 | E | 9 | 160 | A | 7 | 1.5 | A | 7 | 40200 | B | 7 | 77777 | A | 7 | 1.8 | E | 8 | 0.116 | F | 8 | 0.14 | F | 8 | 0 | 1 | D | 9 | 0 | C | 8
[26 empty] | 3499500% | 19:00 | 0 | 0 | 0 | 1 | 0 | 0 | 1 | 0 | 0 | 1 | 0 | 0 | 1 | 0 | 0 | 1 | 0 | 0 | 1 | 0 | 0 | 1 | 0 | 0 | A | 7 | 0 | E | 9 | 16.6 | A | 7 | 7.2 | A | 7 | 54 | A | 7 | 986 | E | 9 | 180 | A | 7 | 3 | A | 7 | 40200 | B | 7 | 77777 | A | 7 | 1.8 | E | 8 | 0.116 | F | 8 | 0.14 | F | 8 | 0 | 1 | D | 9 | 0 | C | 8
[26 empty] | 3499500% | 20:00 | 0 | 0 | 0 | 1 | 0 | 0 | 1 | 0 | 0 | 1 | 0 | 0 | 1 | 0 | 0 | 1 | 0 | 0 | 1 | 0 | 0 | 1 | 0 | 0 | B | 8 | 0 | B | 8 | 15.5 | B | 8 | 6.8 | B | 8 | 56 | A | 7 | 987 | E | 9 | 190 | B | 8 | 3.1 | B | 8 | 39533 | C | 8 | 77777 | B | 8 | 1.8 | E | 8 | 0.116 | F | 8 | 0.14 | F | 8 | 0 | 1 | D | 9 | 0 | C | 8
[26 empty] | 3499500% | 21:00 | 0 | 0 | 0 | 1 | 0 | 0 | 1 | 0 | 0 | 1 | 0 | 0 | 1 | 0 | 0 | 1 | 0 | 0 | 1 | 0 | 0 | 1 | 0 | 0 | B | 8 | 0 | B | 8 | 14.7 | B | 8 | 7 | B | 8 | 60 | A | 7 | 988 | E | 9 | 210 | B | 8 | 3.1 | B | 8 | 38866 | C | 8 | 77777 | B | 8 | 1.8 | E | 8 | 0.116 | F | 8 | 0.14 | F | 8 | 0 | 1 | D | 9 | 0 | C | 8
[26 empty] | 3499500% | 22:00 | 0 | 0 | 0 | 1 | 0 | 0 | 1 | 0 | 0 | 1 | 0 | 0 | 1 | 0 | 0 | 1 | 0 | 0 | 1 | 0 | 0 | 1 | 0 | 0 | B | 8 | 0 | B | 8 | 13.8 | B | 8 | 6.7 | B | 8 | 62 | A | 7 | 989 | E | 9 | 220 | B | 8 | 3.1 | B | 8 | 38200 | C | 8 | 77777 | B | 8 | 1.8 | E | 8 | 0.116 | F | 8 | 0.14 | F | 8 | 0 | 1 | D | 9 | 0 | C | 8
[26 empty] | 3499500% | 23:00 | 0 | 0 | 0 | 1 | 0 | 0 | 1 | 0 | 0 | 1 | 0 | 0 | 1 | 0 | 0 | 1 | 0 | 0 | 1 | 0 | 0 | 1 | 0 | 0 | B | 8 | 0 | B | 8 | 13.3 | B | 8 | 6.7 | B | 8 | 64 | A | 7 | 989 | E | 9 | 230 | B | 8 | 3.1 | B | 8 | 37533 | C | 8 | 77777 | B | 8 | 1.9 | E | 8 | 0.116 | F | 8 | 0.14 | F | 8 | 0 | 1 | D | 9 | 0 | C | 8
[26 empty] | 3499500% | 24:00 | 0 | 0 | 0 | 1 | 0 | 0 | 1 | 0 | 0 | 1 | 0 | 0 | 1 | 0 | 0 | 1 | 0 | 0 | 1 | 0 | 0 | 1 | 0 | 0 | B | 8 | 0 | B | 8 | 12.7 | B | 8 | 6.5 | B | 8 | 66 | A | 7 | 990 | E | 9 | 240 | B | 8 | 3.1 | B | 8 | 36866 | C | 8 | 77777 | B | 8 | 1.9 | E | 8 | 0.116 | F | 8 | 0.14 | F | 8 | 0 | 1 | D | 9 | 0 | C | 8
[26 empty] | 3499600% | 1:00 | 0 | 0 | 0 | 1 | 0 | 0 | 1 | 0 | 0 | 1 | 0 | 0 | 1 | 0 | 0 | 1 | 0 | 0 | 1 | 0 | 0 | 1 | 0 | 0 | B | 8 | 0 | B | 8 | 12.2 | B | 8 | 6.6 | B | 8 | 69 | A | 7 | 990 | E | 9 | 260 | B | 8 | 3.2 | B | 8 | 36200 | C | 8 | 77777 | B | 8 | 1.9 | E | 8 | 0.115 | F | 8 | 0.14 | F | 8 | 0 | 1 | D | 9 | 0 | C | 8
[26 empty] | 3499600% | 2:00 | 0 | 0 | 0 | 1 | 0 | 0 | 1 | 0 | 0 | 1 | 0 | 0 | 1 | 0 | 0 | 1 | 0 | 0 | 1 | 0 | 0 | 1 | 0 | 0 | B | 8 | 0 | B | 8 | 11.6 | B | 8 | 6.5 | B | 8 | 71 | A | 7 | 991 | E | 9 | 270 | B | 8 | 3.2 | B | 8 | 35533 | C | 8 | 77777 | B | 8 | 1.9 | E | 8 | 0.115 | F | 8 | 0.14 | F | 8 | 0 | 1 | D | 9 | 0 | C | 8
[26 empty] | 3499600% | 3:00 | 0 | 0 | 0 | 1 | 0 | 0 | 1 | 0 | 0 | 1 | 0 | 0 | 1 | 0 | 0 | 1 | 0 | 0 | 1 | 0 | 0 | 1 | 0 | 0 | B | 8 | 0 | B | 8 | 11.2 | B | 8 | 6.5 | B | 8 | 73 | A | 7 | 991 | E | 9 | 280 | B | 8 | 3.2 | B | 8 | 34866 | C | 8 | 77777 | B | 8 | 1.9 | E | 8 | 0.115 | F | 8 | 0.14 | F | 8 | 0 | 1 | D | 9 | 0 | C | 8
[26 empty] | 3499600% | 4:00 | 0 | 0 | 0 | 1 | 0 | 0 | 1 | 0 | 0 | 1 | 0 | 0 | 1 | 0 | 0 | 1 | 0 | 0 | 1 | 0 | 0 | 1 | 0 | 0 | B | 8 | 0 | B | 8 | 10.9 | B | 8 | 6.5 | B | 8 | 74 | A | 7 | 992 | E | 9 | 300 | B | 8 | 3.2 | B | 8 | 34200 | C | 8 | 77777 | B | 8 | 2 | E | 8 | 0.115 | F | 8 | 0.14 | F | 8 | 0 | 1 | D | 9 | 0 | C | 8
[26 empty] | 3499600% | 5:00 | 0 | 0 | 0 | 1 | 0 | 0 | 1 | 0 | 0 | 1 | 0 | 0 | 1 | 0 | 0 | 1 | 0 | 0 | 1 | 0 | 0 | 1 | 0 | 0 | B | 8 | 0 | B | 8 | 10.3 | B | 8 | 6.3 | B | 8 | 76 | A | 7 | 993 | E | 9 | 310 | B | 8 | 3.4 | B | 8 | 33533 | C | 8 | 77777 | B | 8 | 2 | E | 8 | 0.115 | F | 8 | 0.14 | F | 8 | 0 | 1 | D | 9 | 0 | C | 8
[26 empty] | 3499600% | 6:00 | 0 | 0 | 0 | 1 | 0 | 0 | 1 | 0 | 0 | 1 | 0 | 0 | 1 | 0 | 0 | 1 | 0 | 0 | 1 | 0 | 0 | 1 | 0 | 0 | B | 8 | 0 | B | 8 | 9.7 | B | 8 | 6.4 | B | 8 | 80 | A | 7 | 994 | E | 9 | 140 | B | 8 | 3.4 | B | 8 | 32866 | C | 8 | 77777 | B | 8 | 2 | E | 8 | 0.115 | F | 8 | 0.14 | F | 8 | 0 | 1 | D | 9 | 0 | C | 8
[26 empty] | 3499600% | 7:00 | 27 | 657 | 8 | 1 | 24 | 96 | 1 | 27 | 4 | 1 | 24 | 10 | 1 | 24 | 49 | 1 | 27 | 7 | 1 | 24 | 10 | 1 | 43 | 0 | A | 7 | 0 | E | 9 | 9.4 | A | 7 | 6.6 | A | 7 | 83 | A | 7 | 995 | E | 9 | 160 | A | 7 | 3.6 | A | 7 | 32200 | B | 7 | 77777 | A | 7 | 2 | E | 8 | 0.115 | F | 8 | 0.14 | F | 8 | 0 | 1 | D | 9 | 0 | C | 8
[26 empty] | 3499600% | 8:00 | 241 | 1382 | 125 | 1 | 24 | 534 | 1 | 27 | 32 | 1 | 24 | 129 | 1 | 24 | 407 | 1 | 27 | 58 | 1 | 24 | 64 | 1 | 43 | 0 | A | 7 | 0 | E | 9 | 12.7 | A | 7 | 7.7 | A | 7 | 72 | A | 7 | 996 | E | 9 | 180 | A | 7 | 2.5 | A | 7 | 32200 | B | 7 | 77777 | A | 7 | 2 | E | 8 | 0.115 | F | 8 | 0.14 | F | 8 | 0 | 1 | D | 9 | 0 | C | 8
[26 empty] | 3499600% | 9:00 | 471 | 1382 | 301 | 1 | 24 | 743 | 1 | 27 | 47 | 1 | 24 | 317 | 1 | 24 | 686 | 1 | 27 | 83 | 1 | 24 | 109 | 1 | 43 | 0 | A | 7 | 0 | E | 9 | 15.5 | A | 7 | 8.8 | A | 7 | 64 | A | 7 | 998 | E | 9 | 210 | A | 7 | 4.1 | A | 7 | 32200 | B | 7 | 77777 | A | 7 | 2 | E | 8 | 0.115 | F | 8 | 0.14 | F | 8 | 0 | 1 | D | 9 | 0 | C | 8
[26 empty] | 3499600% | 10:00 | 658 | 1382 | 458 | 1 | 24 | 835 | 1 | 27 | 60 | 1 | 24 | 482 | 1 | 24 | 810 | 1 | 27 | 95 | 1 | 24 | 143 | 1 | 43 | 0 | A | 7 | 0 | E | 9 | 18.8 | A | 7 | 10.5 | A | 7 | 58 | A | 7 | 998 | E | 9 | 220 | A | 7 | 4.1 | A | 7 | 32200 | B | 7 | 77777 | A | 7 | 2 | E | 8 | 0.115 | F | 8 | 0.14 | F | 8 | 0 | 1 | D | 9 | 0 | C | 8
[26 empty] | 3499600% | 11:00 | 788 | 1382 | 499 | 1 | 24 | 605 | 1 | 27 | 154 | 1 | 24 | 521 | 1 | 24 | 602 | 1 | 27 | 177 | 1 | 24 | 345 | 1 | 43 | 3 | A | 7 | 3 | E | 9 | 20.5 | A | 7 | 12.2 | A | 7 | 59 | A | 7 | 998 | E | 9 | 210 | A | 7 | 5.1 | A | 7 | 32200 | B | 7 | 77777 | A | 7 | 2 | E | 8 | 0.115 | F | 8 | 0.14 | F | 8 | 0 | 1 | D | 9 | 0 | C | 8
[26 empty] | 3499600% | 12:00 | 853 | 1382 | 555 | 1 | 24 | 680 | 1 | 27 | 135 | 1 | 24 | 590 | 1 | 24 | 688 | 1 | 27 | 164 | 1 | 24 | 332 | 1 | 43 | 2 | A | 7 | 2 | E | 9 | 21.6 | A | 7 | 12.2 | A | 7 | 55 | A | 7 | 999 | E | 9 | 180 | A | 7 | 5.1 | A | 7 | 32200 | B | 7 | 77777 | A | 7 | 2 | E | 8 | 0.115 | F | 8 | 0.14 | F | 8 | 0 | 1 | D | 9 | 0 | C | 8
[26 empty] | 3499600% | 13:00 | 847 | 1382 | 613 | 1 | 25 | 736 | 1 | 28 | 162 | 1 | 25 | 643 | 1 | 25 | 737 | 1 | 28 | 189 | 1 | 25 | 386 | 1 | 45 | 2 | B | 8 | 2 | B | 8 | 22.8 | B | 8 | 12.8 | B | 8 | 53 | A | 7 | 998 | E | 9 | 180 | B | 8 | 5.1 | B | 8 | 32200 | C | 8 | 77777 | B | 8 | 2 | E | 8 | 0.115 | F | 8 | 0.14 | F | 8 | 0 | 1 | D | 9 | 0 | C | 8
[26 empty] | 3499600% | 14:00 | 771 | 1382 | 530 | 1 | 24 | 773 | 1 | 27 | 99 | 1 | 24 | 556 | 1 | 24 | 765 | 1 | 27 | 128 | 1 | 24 | 219 | 1 | 43 | 2 | A | 7 | 2 | E | 9 | 23.8 | A | 7 | 13.3 | A | 7 | 52 | A | 7 | 998 | E | 9 | 180 | A | 7 | 5.1 | A | 7 | 32200 | B | 7 | 77777 | A | 7 | 2 | E | 8 | 0.115 | F | 8 | 0.14 | F | 8 | 0 | 1 | D | 9 | 0 | C | 8
[26 empty] | 3499600% | 15:00 | 630 | 1382 | 409 | 1 | 25 | 605 | 1 | 28 | 132 | 1 | 25 | 421 | 1 | 25 | 582 | 1 | 28 | 155 | 1 | 25 | 261 | 1 | 45 | 4 | B | 8 | 3 | B | 8 | 23.6 | B | 8 | 13.4 | B | 8 | 53 | A | 7 | 999 | E | 9 | 190 | B | 8 | 8.7 | B | 8 | 28175 | C | 8 | 16875 | B | 8 | 1.9 | E | 8 | 0.115 | F | 8 | 0.14 | F | 8 | 0 | 1 | D | 9 | 0 | C | 8
[26 empty] | 3499600% | 16:00 | 435 | 1382 | 237 | 1 | 25 | 422 | 1 | 28 | 104 | 1 | 25 | 248 | 1 | 25 | 379 | 1 | 28 | 129 | 1 | 25 | 196 | 1 | 45 | 6 | B | 8 | 4 | B | 8 | 23 | B | 8 | 13.5 | B | 8 | 55 | A | 7 | 999 | E | 9 | 200 | A | 7 | 12.3 | A | 7 | 24150 | C | 8 | 11750 | B | 8 | 1.9 | E | 8 | 0.115 | F | 8 | 0.14 | F | 8 | 0 | 1 | D | 9 | 0 | C | 8
[26 empty] | 3499600% | 17:00 | 199 | 1382 | 86 | 1 | 25 | 145 | 1 | 28 | 65 | 1 | 25 | 89 | 1 | 25 | 89 | 1 | 28 | 76 | 1 | 25 | 128 | 1 | 45 | 7 | B | 8 | 5 | B | 8 | 21.9 | B | 8 | 13.8 | B | 8 | 60 | A | 7 | 999 | E | 9 | 240 | B | 8 | 7.2 | B | 8 | 20125 | C | 8 | 6625 | B | 8 | 1.9 | E | 8 | 0.115 | F | 8 | 0.14 | F | 8 | 0 | 1 | D | 9 | 0 | C | 8
[26 empty] | 3499600% | 18:00 | 11 | 426 | 1 | 1 | 24 | 5 | 1 | 27 | 1 | 1 | 24 | 0 | 1 | 24 | 0 | 1 | 27 | 0 | 1 | 24 | 0 | 1 | 43 | 9 | A | 7 | 6 | E | 9 | 20 | A | 7 | 13.8 | A | 7 | 67 | A | 7 | 1000 | E | 9 | 280 | A | 7 | 2 | A | 7 | 16100 | B | 7 | 1500 | A | 7 | 1.9 | E | 8 | 0.115 | F | 8 | 0.14 | F | 8 | 0 | 1 | D | 9 | 0 | C | 8
[26 empty] | 3499600% | 19:00 | 0 | 0 | 0 | 1 | 0 | 0 | 1 | 0 | 0 | 1 | 0 | 0 | 1 | 0 | 0 | 1 | 0 | 0 | 1 | 0 | 0 | 1 | 0 | 8 | B | 8 | 6 | B | 8 | 18.4 | B | 8 | 12.7 | B | 8 | 69 | A | 7 | 1000 | E | 9 | 290 | B | 8 | 1.8 | B | 8 | 17441 | C | 8 | 77777 | A | 7 | 1.9 | E | 8 | 0.115 | F | 8 | 0.14 | F | 8 | 0 | 1 | D | 9 | 0 | C | 8
[26 empty] | 3499600% | 20:00 | 0 | 0 | 0 | 1 | 0 | 0 | 1 | 0 | 0 | 1 | 0 | 0 | 1 | 0 | 0 | 1 | 0 | 0 | 1 | 0 | 0 | 1 | 0 | 8 | B | 8 | 5 | B | 8 | 16.9 | B | 8 | 11.3 | B | 8 | 70 | A | 7 | 1001 | E | 9 | 290 | B | 8 | 1.7 | B | 8 | 18783 | C | 8 | 77777 | B | 8 | 1.9 | E | 8 | 0.115 | F | 8 | 0.14 | F | 8 | 0 | 1 | D | 9 | 0 | C | 8
[26 empty] | 3499600% | 21:00 | 0 | 0 | 0 | 1 | 0 | 0 | 1 | 0 | 0 | 1 | 0 | 0 | 1 | 0 | 0 | 1 | 0 | 0 | 1 | 0 | 0 | 1 | 0 | 7 | B | 8 | 5 | B | 8 | 15.7 | B | 8 | 10.5 | B | 8 | 71 | A | 7 | 1001 | E | 9 | 300 | B | 8 | 1.5 | B | 8 | 20125 | C | 8 | 77777 | B | 8 | 1.9 | E | 8 | 0.115 | F | 8 | 0.14 | F | 8 | 0 | 1 | D | 9 | 0 | C | 8
[26 empty] | 3499600% | 22:00 | 0 | 0 | 0 | 1 | 0 | 0 | 1 | 0 | 0 | 1 | 0 | 0 | 1 | 0 | 0 | 1 | 0 | 0 | 1 | 0 | 0 | 1 | 0 | 6 | B | 8 | 4 | B | 8 | 14.5 | B | 8 | 9.3 | B | 8 | 71 | A | 7 | 1001 | E | 9 | 310 | B | 8 | 1.3 | B | 8 | 21466 | C | 8 | 77777 | B | 8 | 1.9 | E | 8 | 0.115 | F | 8 | 0.14 | F | 8 | 0 | 1 | D | 9 | 0 | C | 8
[26 empty] | 3499600% | 23:00 | 0 | 0 | 0 | 1 | 0 | 0 | 1 | 0 | 0 | 1 | 0 | 0 | 1 | 0 | 0 | 1 | 0 | 0 | 1 | 0 | 0 | 1 | 0 | 5 | B | 8 | 4 | B | 8 | 13.5 | B | 8 | 8.2 | B | 8 | 70 | A | 7 | 1002 | E | 9 | 310 | B | 8 | 1.2 | B | 8 | 22808 | C | 8 | 77777 | B | 8 | 1.9 | E | 8 | 0.115 | F | 8 | 0.14 | F | 8 | 0 | 1 | D | 9 | 0 | C | 8
[26 empty] | 3499600% | 24:00 | 0 | 0 | 0 | 1 | 0 | 0 | 1 | 0 | 0 | 1 | 0 | 0 | 1 | 0 | 0 | 1 | 0 | 0 | 1 | 0 | 0 | 1 | 0 | 5 | B | 8 | 3 | B | 8 | 12.5 | B | 8 | 7.1 | B | 8 | 70 | A | 7 | 1002 | E | 9 | 320 | B | 8 | 1 | B | 8 | 24150 | C | 8 | 77777 | B | 8 | 1.8 | E | 8 | 0.115 | F | 8 | 0.14 | F | 8 | 0 | 1 | D | 9 | 0 | C | 8
[26 empty] | 3499700% | 1:00 | 0 | 0 | 0 | 1 | 0 | 0 | 1 | 0 | 0 | 1 | 0 | 0 | 1 | 0 | 0 | 1 | 0 | 0 | 1 | 0 | 0 | 1 | 0 | 4 | B | 8 | 3 | B | 8 | 11.6 | B | 8 | 6.2 | B | 8 | 69 | A | 7 | 1002 | E | 9 | 330 | B | 8 | 0.8 | B | 8 | 25491 | C | 8 | 77777 | B | 8 | 1.8 | E | 8 | 0.114 | F | 8 | 0.14 | F | 8 | 0 | 1 | D | 9 | 0 | C | 8
[26 empty] | 3499700% | 2:00 | 0 | 0 | 0 | 1 | 0 | 0 | 1 | 0 | 0 | 1 | 0 | 0 | 1 | 0 | 0 | 1 | 0 | 0 | 1 | 0 | 0 | 1 | 0 | 3 | B | 8 | 2 | B | 8 | 10.7 | B | 8 | 5.1 | B | 8 | 68 | A | 7 | 1003 | E | 9 | 330 | B | 8 | 0.7 | B | 8 | 26833 | C | 8 | 77777 | B | 8 | 1.8 | E | 8 | 0.114 | F | 8 | 0.14 | F | 8 | 0 | 1 | D | 9 | 0 | C | 8
[26 empty] | 3499700% | 3:00 | 0 | 0 | 0 | 1 | 0 | 0 | 1 | 0 | 0 | 1 | 0 | 0 | 1 | 0 | 0 | 1 | 0 | 0 | 1 | 0 | 0 | 1 | 0 | 2 | B | 8 | 2 | B | 8 | 9.8 | B | 8 | 4.2 | B | 8 | 68 | A | 7 | 1002 | E | 9 | 340 | B | 8 | 0.5 | B | 8 | 28175 | C | 8 | 77777 | B | 8 | 1.8 | E | 8 | 0.114 | F | 8 | 0.14 | F | 8 | 0 | 1 | D | 9 | 0 | C | 8
[26 empty] | 3499700% | 4:00 | 0 | 0 | 0 | 1 | 0 | 0 | 1 | 0 | 0 | 1 | 0 | 0 | 1 | 0 | 0 | 1 | 0 | 0 | 1 | 0 | 0 | 1 | 0 | 2 | B | 8 | 1 | B | 8 | 9.2 | B | 8 | 3.2 | B | 8 | 66 | A | 7 | 1002 | E | 9 | 350 | B | 8 | 0.3 | B | 8 | 29516 | C | 8 | 77777 | B | 8 | 1.8 | E | 8 | 0.114 | F | 8 | 0.14 | F | 8 | 0 | 1 | D | 9 | 0 | C | 8
[26 empty] | 3499700% | 5:00 | 0 | 0 | 0 | 1 | 0 | 0 | 1 | 0 | 0 | 1 | 0 | 0 | 1 | 0 | 0 | 1 | 0 | 0 | 1 | 0 | 0 | 1 | 0 | 1 | B | 8 | 1 | B | 8 | 8.2 | B | 8 | 2 | B | 8 | 65 | A | 7 | 1002 | E | 9 | 350 | B | 8 | 0.2 | B | 8 | 30858 | C | 8 | 77777 | B | 8 | 1.8 | E | 8 | 0.114 | F | 8 | 0.14 | F | 8 | 0 | 1 | D | 9 | 0 | C | 8
[26 empty] | 3499700% | 6:00 | 0 | 0 | 0 | 1 | 0 | 0 | 1 | 0 | 0 | 1 | 0 | 0 | 1 | 0 | 0 | 1 | 0 | 0 | 1 | 0 | 0 | 1 | 0 | 0 | A | 7 | 0 | E | 9 | 7.2 | A | 7 | 1.1 | A | 7 | 65 | A | 7 | 1002 | E | 9 | 0 | A | 7 | 0 | A | 7 | 32200 | B | 7 | 77777 | A | 7 | 1.8 | E | 8 | 0.114 | F | 8 | 0.14 | F | 8 | 0 | 1 | D | 9 | 0 | C | 8
[26 empty] | 3499700% | 7:00 | 25 | 634 | 7 | 1 | 24 | 85 | 1 | 27 | 4 | 1 | 24 | 9 | 1 | 24 | 43 | 1 | 27 | 7 | 1 | 24 | 10 | 1 | 43 | 0 | A | 7 | 0 | E | 9 | 6.6 | A | 7 | 1.1 | A | 7 | 68 | A | 7 | 1003 | E | 9 | 0 | A | 7 | 0 | A | 7 | 32200 | B | 7 | 77777 | A | 7 | 1.8 | E | 8 | 0.114 | F | 8 | 0.14 | F | 8 | 0 | 1 | D | 9 | 0 | C | 8
[26 empty] | 3499700% | 8:00 | 236 | 1383 | 121 | 1 | 24 | 518 | 1 | 27 | 32 | 1 | 24 | 124 | 1 | 24 | 391 | 1 | 27 | 57 | 1 | 24 | 63 | 1 | 43 | 0 | A | 7 | 0 | E | 9 | 8.8 | A | 7 | 2.2 | A | 7 | 63 | A | 7 | 1004 | E | 9 | 280 | A | 7 | 2 | A | 7 | 32200 | B | 7 | 77777 | A | 7 | 1.8 | E | 8 | 0.114 | F | 8 | 0.14 | F | 8 | 0 | 1 | D | 9 | 0 | C | 8
[26 empty] | 3499700% | 9:00 | 466 | 1383 | 296 | 1 | 24 | 735 | 1 | 27 | 49 | 1 | 24 | 315 | 1 | 24 | 681 | 1 | 27 | 85 | 1 | 24 | 106 | 1 | 43 | 0 | A | 7 | 0 | E | 9 | 10.5 | A | 7 | 1.6 | A | 7 | 54 | A | 7 | 1004 | E | 9 | 310 | A | 7 | 2 | A | 7 | 32200 | B | 7 | 77777 | A | 7 | 1.7 | E | 8 | 0.114 | F | 8 | 0.14 | F | 8 | 0 | 1 | D | 9 | 0 | C | 8
[26 empty] | 3499700% | 10:00 | 653 | 1383 | 298 | 1 | 24 | 259 | 1 | 27 | 175 | 1 | 24 | 320 | 1 | 24 | 266 | 1 | 27 | 194 | 1 | 24 | 380 | 1 | 43 | 9 | A | 7 | 8 | E | 9 | 10.5 | A | 7 | 2.2 | A | 7 | 56 | A | 7 | 1004 | E | 9 | 310 | A | 7 | 2 | A | 7 | 32200 | B | 7 | 1110 | A | 7 | 1.7 | E | 8 | 0.114 | F | 8 | 0.14 | F | 8 | 0 | 1 | D | 9 | 0 | C | 8
[26 empty] | 3499700% | 11:00 | 782 | 1383 | 518 | 1 | 24 | 748 | 1 | 27 | 95 | 1 | 24 | 547 | 1 | 24 | 743 | 1 | 27 | 125 | 1 | 24 | 216 | 1 | 43 | 2 | A | 7 | 2 | E | 9 | 12.2 | A | 7 | 3.8 | A | 7 | 56 | A | 7 | 1003 | E | 9 | 310 | A | 7 | 4.1 | A | 7 | 32200 | B | 7 | 77777 | A | 7 | 1.7 | E | 8 | 0.114 | F | 8 | 0.14 | F | 8 | 0 | 1 | D | 9 | 0 | C | 8
[26 empty] | 3499700% | 12:00 | 847 | 1383 | 501 | 1 | 25 | 634 | 1 | 28 | 112 | 1 | 25 | 539 | 1 | 25 | 645 | 1 | 28 | 142 | 1 | 25 | 279 | 1 | 45 | 2 | B | 8 | 2 | B | 8 | 13.1 | B | 8 | 3.7 | B | 8 | 53 | A | 7 | 1002 | E | 9 | 310 | B | 8 | 4.1 | B | 8 | 32200 | C | 8 | 77777 | B | 8 | 1.7 | E | 8 | 0.114 | F | 8 | 0.14 | F | 8 | 0 | 1 | D | 9 | 0 | C | 8
[26 empty] | 3499700% | 13:00 | 840 | 1383 | 555 | 1 | 24 | 768 | 1 | 27 | 88 | 1 | 24 | 597 | 1 | 24 | 772 | 1 | 27 | 126 | 1 | 24 | 219 | 1 | 43 | 2 | A | 7 | 2 | E | 9 | 13.8 | A | 7 | 3.8 | A | 7 | 51 | A | 7 | 1002 | E | 9 | 300 | A | 7 | 4.1 | A | 7 | 32200 | B | 7 | 77777 | A | 7 | 1.7 | E | 8 | 0.114 | F | 8 | 0.14 | F | 8 | 0 | 1 | D | 9 | 0 | C | 8
[26 empty] | 3499700% | 14:00 | 765 | 1383 | 279 | 1 | 24 | 164 | 1 | 27 | 188 | 1 | 24 | 309 | 1 | 24 | 171 | 1 | 27 | 214 | 1 | 24 | 487 | 1 | 43 | 9 | A | 7 | 8 | E | 9 | 13.3 | A | 7 | 3.8 | A | 7 | 53 | A | 7 | 1001 | E | 9 | 350 | A | 7 | 2.5 | A | 7 | 32200 | B | 7 | 1200 | A | 7 | 1.7 | E | 8 | 0.114 | F | 8 | 0.14 | F | 8 | 0 | 1 | D | 9 | 0 | C | 8
[26 empty] | 3499700% | 15:00 | 624 | 1383 | 378 | 1 | 24 | 224 | 1 | 27 | 277 | 1 | 24 | 402 | 1 | 24 | 223 | 1 | 27 | 301 | 1 | 24 | 670 | 1 | 43 | 9 | A | 7 | 7 | E | 9 | 13.3 | A | 7 | 3.8 | A | 7 | 53 | A | 7 | 1001 | E | 9 | 290 | A | 7 | 2 | A | 7 | 32200 | B | 7 | 1200 | A | 7 | 1.7 | E | 8 | 0.114 | F | 8 | 0.14 | F | 8 | 0 | 1 | D | 9 | 0 | C | 8
[26 empty] | 3499700% | 16:00 | 429 | 1383 | 102 | 1 | 24 | 0 | 1 | 27 | 102 | 1 | 24 | 116 | 1 | 24 | 0 | 1 | 27 | 116 | 1 | 24 | 384 | 1 | 43 | 10 | A | 7 | 10 | E | 9 | 12.2 | A | 7 | 3.8 | A | 7 | 56 | A | 7 | 1001 | E | 9 | 310 | A | 7 | 2.5 | A | 7 | 32200 | B | 7 | 6000 | A | 7 | 1.7 | E | 8 | 0.114 | F | 8 | 0.14 | F | 8 | 0 | 1 | D | 9 | 0 | C | 8
[26 empty] | 3499700% | 17:00 | 193 | 1383 | 51 | 1 | 24 | 76 | 1 | 27 | 40 | 1 | 24 | 56 | 1 | 24 | 50 | 1 | 27 | 49 | 1 | 24 | 84 | 1 | 43 | 9 | A | 7 | 7 | E | 9 | 11.1 | A | 7 | 3.3 | A | 7 | 59 | A | 7 | 1001 | E | 9 | 0 | A | 7 | 0 | A | 7 | 32200 | B | 7 | 77777 | A | 7 | 1.7 | E | 8 | 0.114 | F | 8 | 0.14 | F | 8 | 0 | 1 | D | 9 | 0 | C | 8
[26 empty] | 3499700% | 18:00 | 9 | 380 | 1 | 1 | 24 | 2 | 1 | 27 | 1 | 1 | 24 | 0 | 1 | 24 | 0 | 1 | 27 | 0 | 1 | 24 | 0 | 1 | 43 | 9 | A | 7 | 8 | E | 9 | 9.4 | A | 7 | 3.3 | A | 7 | 66 | A | 7 | 1001 | E | 9 | 0 | A | 7 | 0 | A | 7 | 32200 | B | 7 | 77777 | A | 7 | 1.7 | E | 8 | 0.114 | F | 8 | 0.14 | F | 8 | 0 | 1 | D | 9 | 0 | C | 8
[26 empty] | 3499700% | 19:00 | 0 | 0 | 0 | 1 | 0 | 0 | 1 | 0 | 0 | 1 | 0 | 0 | 1 | 0 | 0 | 1 | 0 | 0 | 1 | 0 | 0 | 1 | 0 | 2 | A | 7 | 2 | E | 9 | 8.3 | A | 7 | 2.7 | A | 7 | 68 | A | 7 | 1000 | E | 9 | 0 | A | 7 | 0 | A | 7 | 32200 | B | 7 | 77777 | A | 7 | 1.7 | E | 8 | 0.114 | F | 8 | 0.14 | F | 8 | 0 | 1 | D | 9 | 0 | C | 8
[26 empty] | 3499700% | 20:00 | 0 | 0 | 0 | 1 | 0 | 0 | 1 | 0 | 0 | 1 | 0 | 0 | 1 | 0 | 0 | 1 | 0 | 0 | 1 | 0 | 0 | 1 | 0 | 2 | B | 8 | 2 | B | 8 | 7.1 | B | 8 | 2 | B | 8 | 70 | A | 7 | 1000 | E | 9 | 0 | B | 8 | 0 | B | 8 | 29854 | C | 8 | 77777 | B | 8 | 1.7 | E | 8 | 0.114 | F | 8 | 0.14 | F | 8 | 0 | 1 | D | 9 | 0 | C | 8
[26 empty] | 3499700% | 21:00 | 0 | 0 | 0 | 1 | 0 | 0 | 1 | 0 | 0 | 1 | 0 | 0 | 1 | 0 | 0 | 1 | 0 | 0 | 1 | 0 | 0 | 1 | 0 | 2 | B | 8 | 2 | B | 8 | 6.3 | B | 8 | 2.1 | B | 8 | 74 | A | 7 | 1000 | E | 9 | 0 | B | 8 | 0 | B | 8 | 27509 | C | 8 | 77777 | B | 8 | 1.7 | E | 8 | 0.114 | F | 8 | 0.14 | F | 8 | 0 | 1 | D | 9 | 0 | C | 8
[26 empty] | 3499700% | 22:00 | 0 | 0 | 0 | 1 | 0 | 0 | 1 | 0 | 0 | 1 | 0 | 0 | 1 | 0 | 0 | 1 | 0 | 0 | 1 | 0 | 0 | 1 | 0 | 2 | B | 8 | 2 | B | 8 | 5.4 | B | 8 | 1.7 | B | 8 | 77 | A | 7 | 1000 | E | 9 | 0 | B | 8 | 0 | B | 8 | 25163 | C | 8 | 77777 | B | 8 | 1.7 | E | 8 | 0.114 | F | 8 | 0.14 | F | 8 | 0 | 1 | D | 9 | 0 | C | 8
[26 empty] | 3499700% | 23:00 | 0 | 0 | 0 | 1 | 0 | 0 | 1 | 0 | 0 | 1 | 0 | 0 | 1 | 0 | 0 | 1 | 0 | 0 | 1 | 0 | 0 | 1 | 0 | 2 | B | 8 | 2 | B | 8 | 4.9 | B | 8 | 1.5 | B | 8 | 79 | A | 7 | 1000 | E | 9 | 0 | B | 8 | 0 | B | 8 | 22818 | C | 8 | 77777 | B | 8 | 1.7 | E | 8 | 0.114 | F | 8 | 0.14 | F | 8 | 0 | 1 | D | 9 | 0 | C | 8
[26 empty] | 3499700% | 24:00 | 0 | 0 | 0 | 1 | 0 | 0 | 1 | 0 | 0 | 1 | 0 | 0 | 1 | 0 | 0 | 1 | 0 | 0 | 1 | 0 | 0 | 1 | 0 | 2 | B | 8 | 2 | B | 8 | 4.2 | B | 8 | 1.2 | B | 8 | 81 | A | 7 | 1000 | E | 9 | 0 | B | 8 | 0 | B | 8 | 20472 | C | 8 | 77777 | B | 8 | 1.6 | E | 8 | 0.114 | F | 8 | 0.14 | F | 8 | 0 | 1 | D | 9 | 0 | C | 8
[26 empty] | 3499800% | 1:00 | 0 | 0 | 0 | 1 | 0 | 0 | 1 | 0 | 0 | 1 | 0 | 0 | 1 | 0 | 0 | 1 | 0 | 0 | 1 | 0 | 0 | 1 | 0 | 2 | B | 8 | 2 | B | 8 | 3.7 | B | 8 | 1.1 | B | 8 | 83 | A | 7 | 999 | E | 9 | 0 | B | 8 | 0 | B | 8 | 18127 | C | 8 | 77777 | B | 8 | 1.6 | E | 8 | 0.113 | F | 8 | 0.14 | F | 8 | 0 | 1 | D | 9 | 0 | C | 8
[26 empty] | 3499800% | 2:00 | 0 | 0 | 0 | 1 | 0 | 0 | 1 | 0 | 0 | 1 | 0 | 0 | 1 | 0 | 0 | 1 | 0 | 0 | 1 | 0 | 0 | 1 | 0 | 2 | B | 8 | 2 | B | 8 | 3.1 | B | 8 | 0.8 | B | 8 | 85 | A | 7 | 999 | E | 9 | 0 | B | 8 | 0 | B | 8 | 15781 | C | 8 | 77777 | B | 8 | 1.6 | E | 8 | 0.113 | F | 8 | 0.14 | F | 8 | 0 | 1 | D | 9 | 45 | C | 8
[26 empty] | 3499800% | 3:00 | 0 | 0 | 0 | 1 | 0 | 0 | 1 | 0 | 0 | 1 | 0 | 0 | 1 | 0 | 0 | 1 | 0 | 0 | 1 | 0 | 0 | 1 | 0 | 2 | B | 8 | 2 | B | 8 | 2.6 | B | 8 | 0.7 | B | 8 | 87 | A | 7 | 998 | E | 9 | 0 | B | 8 | 0 | B | 8 | 13436 | C | 8 | 77777 | B | 8 | 1.6 | E | 8 | 0.113 | F | 8 | 0.14 | F | 8 | 0 | 1 | D | 9 | 45 | C | 8
[26 empty] | 3499800% | 4:00 | 0 | 0 | 0 | 1 | 0 | 0 | 1 | 0 | 0 | 1 | 0 | 0 | 1 | 0 | 0 | 1 | 0 | 0 | 1 | 0 | 0 | 1 | 0 | 2 | B | 8 | 2 | B | 8 | 2.3 | B | 8 | 0.4 | B | 8 | 87 | A | 7 | 998 | E | 9 | 0 | B | 8 | 0 | B | 8 | 11090 | C | 8 | 77777 | B | 8 | 1.6 | E | 8 | 0.113 | F | 8 | 0.14 | F | 8 | 0 | 1 | D | 9 | 45 | C | 8
[26 empty] | 3499800% | 5:00 | 0 | 0 | 0 | 1 | 0 | 0 | 1 | 0 | 0 | 1 | 0 | 0 | 1 | 0 | 0 | 1 | 0 | 0 | 1 | 0 | 0 | 1 | 0 | 2 | B | 8 | 2 | B | 8 | 1.7 | B | 8 | 0 | B | 8 | 88 | A | 7 | 997 | E | 9 | 0 | B | 8 | 0 | B | 8 | 8745 | C | 8 | 77777 | B | 8 | 1.6 | E | 8 | 0.113 | F | 8 | 0.14 | F | 8 | 0 | 1 | D | 9 | 45 | C | 8
[26 empty] | 3499800% | 6:00 | 0 | 0 | 0 | 1 | 0 | 0 | 1 | 0 | 0 | 1 | 0 | 0 | 1 | 0 | 0 | 1 | 0 | 0 | 1 | 0 | 0 | 1 | 0 | 2 | A | 7 | 2 | E | 9 | 1.1 | A | 7 | 0 | A | 7 | 92 | A | 7 | 997 | E | 9 | 0 | A | 7 | 0 | A | 7 | 6400 | B | 7 | 77777 | A | 7 | 1.6 | E | 8 | 0.113 | F | 8 | 0.14 | F | 8 | 0 | 1 | D | 9 | 45 | C | 8
[26 empty] | 3499800% | 7:00 | 23 | 611 | 3 | 1 | 24 | 1 | 1 | 27 | 3 | 1 | 24 | 0 | 1 | 24 | 0 | 1 | 27 | 0 | 1 | 24 | 0 | 1 | 43 | 9 | A | 7 | 9 | E | 9 | 0 | A | 7 | -1.7 | A | 7 | 87 | A | 7 | 997 | E | 9 | 0 | A | 7 | 0 | A | 7 | 600 | B | 7 | 6000 | A | 7 | 1.6 | E | 8 | 0.113 | F | 8 | 0.14 | F | 8 | 0 | 1 | D | 9 | 45 | C | 8
[26 empty] | 3499800% | 8:00 | 231 | 1384 | 84 | 1 | 24 | 173 | 1 | 27 | 55 | 1 | 24 | 89 | 1 | 24 | 117 | 1 | 27 | 70 | 1 | 24 | 102 | 1 | 43 | 2 | A | 7 | 2 | E | 9 | 1.6 | A | 7 | 0 | A | 7 | 89 | A | 7 | 997 | E | 9 | 0 | A | 7 | 0 | A | 7 | 600 | B | 7 | 77777 | A | 7 | 1.6 | E | 8 | 0.113 | F | 8 | 0.14 | F | 8 | 0 | 1 | D | 9 | 11 | C | 8
[26 empty] | 3499800% | 9:00 | 460 | 1384 | 89 | 1 | 24 | 0 | 1 | 27 | 89 | 1 | 24 | 103 | 1 | 24 | 0 | 1 | 27 | 103 | 1 | 24 | 358 | 1 | 43 | 10 | A | 7 | 10 | E | 9 | 5 | A | 7 | 3.8 | A | 7 | 92 | A | 7 | 997 | E | 9 | 0 | A | 7 | 0 | A | 7 | 4800 | B | 7 | 77777 | A | 7 | 1.6 | E | 8 | 0.113 | F | 8 | 0.14 | F | 8 | 0 | 1 | D | 9 | 5 | C | 8
[26 empty] | 3499800% | 10:00 | 647 | 1384 | 144 | 1 | 24 | 0 | 1 | 27 | 144 | 1 | 24 | 167 | 1 | 24 | 0 | 1 | 27 | 167 | 1 | 24 | 606 | 1 | 43 | 10 | A | 7 | 10 | E | 9 | 9.4 | A | 7 | 3.8 | A | 7 | 68 | A | 7 | 996 | E | 9 | 0 | A | 7 | 0 | A | 7 | 6400 | B | 7 | 77777 | A | 7 | 1.6 | E | 8 | 0.113 | F | 8 | 0.14 | F | 8 | 0 | 1 | D | 9 | 5 | C | 8
[26 empty] | 3499800% | 11:00 | 777 | 1384 | 185 | 1 | 24 | 0 | 1 | 27 | 185 | 1 | 24 | 215 | 1 | 24 | 0 | 1 | 27 | 215 | 1 | 24 | 803 | 1 | 43 | 10 | A | 7 | 10 | E | 9 | 11.6 | A | 7 | 3.8 | A | 7 | 59 | A | 7 | 995 | E | 9 | 0 | A | 7 | 0 | A | 7 | 11300 | B | 7 | 77777 | A | 7 | 1.7 | E | 8 | 0.113 | F | 8 | 0.14 | F | 8 | 0 | 1 | D | 9 | 5 | C | 8
[26 empty] | 3499800% | 12:00 | 841 | 1384 | 206 | 1 | 24 | 0 | 1 | 27 | 206 | 1 | 24 | 240 | 1 | 24 | 0 | 1 | 27 | 240 | 1 | 24 | 906 | 1 | 43 | 10 | A | 7 | 10 | E | 9 | 12.7 | A | 7 | 3.8 | A | 7 | 55 | A | 7 | 995 | E | 9 | 0 | A | 7 | 0 | A | 7 | 14500 | B | 7 | 77777 | A | 7 | 1.7 | E | 8 | 0.113 | F | 8 | 0.14 | F | 8 | 0 | 1 | D | 9 | 0 | C | 8
[26 empty] | 3499800% | 13:00 | 834 | 1384 | 379 | 1 | 25 | 388 | 1 | 28 | 145 | 1 | 25 | 418 | 1 | 25 | 400 | 1 | 28 | 176 | 1 | 25 | 335 | 1 | 45 | 5 | B | 8 | 5 | B | 8 | 14 | B | 8 | 3.9 | B | 8 | 51 | A | 7 | 994 | E | 9 | 320 | B | 8 | 0.8 | B | 8 | 15300 | C | 8 | 77777 | B | 8 | 1.7 | E | 8 | 0.113 | F | 8 | 0.14 | F | 8 | 0 | 1 | D | 9 | 0 | C | 8
[26 empty] | 3499800% | 14:00 | 758 | 1384 | 504 | 1 | 24 | 653 | 1 | 27 | 146 | 1 | 24 | 526 | 1 | 24 | 647 | 1 | 27 | 170 | 1 | 24 | 319 | 1 | 43 | 0 | A | 7 | 0 | E | 9 | 15 | A | 7 | 3.8 | A | 7 | 47 | A | 7 | 993 | E | 9 | 280 | A | 7 | 1.5 | A | 7 | 16100 | B | 7 | 77777 | A | 7 | 1.7 | E | 8 | 0.113 | F | 8 | 0.14 | F | 8 | 0 | 1 | D | 9 | 0 | C | 8
[26 empty] | 3499800% | 15:00 | 618 | 1384 | 380 | 1 | 24 | 575 | 1 | 27 | 123 | 1 | 24 | 393 | 1 | 24 | 553 | 1 | 27 | 146 | 1 | 24 | 243 | 1 | 43 | 0 | A | 7 | 0 | E | 9 | 15.5 | A | 7 | 3.3 | A | 7 | 44 | A | 7 | 992 | E | 9 | 0 | A | 7 | 0 | A | 7 | 19300 | B | 7 | 77777 | A | 7 | 1.7 | E | 8 | 0.113 | F | 8 | 0.14 | F | 8 | 0 | 1 | D | 9 | 0 | C | 8
[26 empty] | 3499800% | 16:00 | 423 | 1384 | 208 | 1 | 24 | 360 | 1 | 27 | 98 | 1 | 24 | 219 | 1 | 24 | 320 | 1 | 27 | 120 | 1 | 24 | 183 | 1 | 43 | 2 | A | 7 | 2 | E | 9 | 15 | A | 7 | 1.6 | A | 7 | 40 | A | 7 | 992 | E | 9 | 0 | A | 7 | 0 | A | 7 | 24100 | B | 7 | 77777 | A | 7 | 1.7 | E | 8 | 0.113 | F | 8 | 0.14 | F | 8 | 0 | 1 | D | 9 | 0 | C | 8
[26 empty] | 3499800% | 17:00 | 187 | 1384 | 57 | 1 | 24 | 85 | 1 | 27 | 46 | 1 | 24 | 63 | 1 | 24 | 55 | 1 | 27 | 55 | 1 | 24 | 97 | 1 | 43 | 3 | A | 7 | 3 | E | 9 | 13.3 | A | 7 | 1.6 | A | 7 | 45 | A | 7 | 991 | E | 9 | 0 | A | 7 | 0 | A | 7 | 24100 | B | 7 | 77777 | A | 7 | 1.8 | E | 8 | 0.113 | F | 8 | 0.14 | F | 8 | 0 | 1 | D | 9 | 0 | C | 8
[26 empty] | 3499800% | 18:00 | 8 | 357 | 0 | 1 | 24 | 0 | 1 | 27 | 0 | 1 | 24 | 0 | 1 | 24 | 0 | 1 | 27 | 0 | 1 | 24 | 0 | 1 | 43 | 2 | A | 7 | 2 | E | 9 | 12.2 | A | 7 | 2.2 | A | 7 | 50 | A | 7 | 992 | E | 9 | 180 | A | 7 | 1.5 | A | 7 | 24100 | B | 7 | 77777 | A | 7 | 1.8 | E | 8 | 0.113 | F | 8 | 0.14 | F | 8 | 0 | 1 | D | 9 | 0 | C | 8
[26 empty] | 3499800% | 19:00 | 0 | 0 | 0 | 1 | 0 | 0 | 1 | 0 | 0 | 1 | 0 | 0 | 1 | 0 | 0 | 1 | 0 | 0 | 1 | 0 | 0 | 1 | 0 | 3 | B | 8 | 3 | B | 8 | 11.6 | B | 8 | 2.7 | B | 8 | 54 | A | 7 | 992 | E | 9 | 180 | B | 8 | 1.6 | B | 8 | 22491 | C | 8 | 77777 | A | 7 | 1.8 | E | 8 | 0.113 | F | 8 | 0.14 | F | 8 | 0 | 1 | D | 9 | 0 | C | 8
[26 empty] | 3499800% | 20:00 | 0 | 0 | 0 | 1 | 0 | 0 | 1 | 0 | 0 | 1 | 0 | 0 | 1 | 0 | 0 | 1 | 0 | 0 | 1 | 0 | 0 | 1 | 0 | 3 | B | 8 | 3 | B | 8 | 11.1 | B | 8 | 2.9 | B | 8 | 57 | A | 7 | 991 | E | 9 | 180 | B | 8 | 1.8 | B | 8 | 20883 | C | 8 | 20027 | B | 8 | 1.8 | E | 8 | 0.113 | F | 8 | 0.14 | F | 8 | 0 | 1 | D | 9 | 0 | C | 8
[26 empty] | 3499800% | 21:00 | 0 | 0 | 0 | 1 | 0 | 0 | 1 | 0 | 0 | 1 | 0 | 0 | 1 | 0 | 0 | 1 | 0 | 0 | 1 | 0 | 0 | 1 | 0 | 4 | B | 8 | 4 | B | 8 | 10.8 | B | 8 | 3.7 | B | 8 | 61 | A | 7 | 991 | E | 9 | 180 | B | 8 | 1.9 | B | 8 | 19275 | C | 8 | 18055 | B | 8 | 1.8 | E | 8 | 0.113 | F | 8 | 0.14 | F | 8 | 0 | 1 | D | 9 | 0 | C | 8
[26 empty] | 3499800% | 22:00 | 0 | 0 | 0 | 1 | 0 | 0 | 1 | 0 | 0 | 1 | 0 | 0 | 1 | 0 | 0 | 1 | 0 | 0 | 1 | 0 | 0 | 1 | 0 | 5 | B | 8 | 5 | B | 8 | 10.6 | B | 8 | 4.1 | B | 8 | 64 | A | 7 | 990 | E | 9 | 180 | B | 8 | 2 | B | 8 | 17666 | C | 8 | 16082 | B | 8 | 1.8 | E | 8 | 0.113 | F | 8 | 0.14 | F | 8 | 0 | 1 | D | 9 | 0 | C | 8
[26 empty] | 3499800% | 23:00 | 0 | 0 | 0 | 1 | 0 | 0 | 1 | 0 | 0 | 1 | 0 | 0 | 1 | 0 | 0 | 1 | 0 | 0 | 1 | 0 | 0 | 1 | 0 | 5 | B | 8 | 5 | B | 8 | 10.6 | B | 8 | 4.7 | B | 8 | 67 | A | 7 | 990 | E | 9 | 180 | B | 8 | 2.1 | B | 8 | 16058 | C | 8 | 14109 | B | 8 | 1.9 | E | 8 | 0.113 | F | 8 | 0.14 | F | 8 | 0 | 1 | D | 9 | 0 | C | 8
[26 empty] | 3499800% | 24:00 | 0 | 0 | 0 | 1 | 0 | 0 | 1 | 0 | 0 | 1 | 0 | 0 | 1 | 0 | 0 | 1 | 0 | 0 | 1 | 0 | 0 | 1 | 0 | 6 | B | 8 | 6 | B | 8 | 10.5 | B | 8 | 5.2 | B | 8 | 70 | A | 7 | 989 | E | 9 | 190 | B | 8 | 2.3 | B | 8 | 14450 | C | 8 | 12136 | B | 8 | 1.9 | E | 8 | 0.113 | F | 8 | 0.14 | F | 8 | 0 | 1 | D | 9 | 0 | C | 8
[26 empty] | 3499900% | 1:00 | 0 | 0 | 0 | 1 | 0 | 0 | 1 | 0 | 0 | 1 | 0 | 0 | 1 | 0 | 0 | 1 | 0 | 0 | 1 | 0 | 0 | 1 | 0 | 7 | B | 8 | 7 | B | 8 | 10.6 | B | 8 | 5.9 | B | 8 | 73 | A | 7 | 989 | E | 9 | 190 | B | 8 | 2.4 | B | 8 | 12841 | C | 8 | 10164 | B | 8 | 1.9 | E | 8 | 0.112 | F | 8 | 0.14 | F | 8 | 0 | 1 | D | 9 | 0 | C | 8
[26 empty] | 3499900% | 2:00 | 0 | 0 | 0 | 1 | 0 | 0 | 1 | 0 | 0 | 1 | 0 | 0 | 1 | 0 | 0 | 1 | 0 | 0 | 1 | 0 | 0 | 1 | 0 | 7 | B | 8 | 7 | B | 8 | 10.7 | B | 8 | 6.4 | B | 8 | 75 | A | 7 | 988 | E | 9 | 190 | B | 8 | 2.5 | B | 8 | 11233 | C | 8 | 8191 | B | 8 | 1.9 | E | 8 | 0.112 | F | 8 | 0.14 | F | 8 | 0 | 1 | D | 9 | 45 | C | 8
[26 empty] | 3499900% | 3:00 | 0 | 0 | 0 | 1 | 0 | 0 | 1 | 0 | 0 | 1 | 0 | 0 | 1 | 0 | 0 | 1 | 0 | 0 | 1 | 0 | 0 | 1 | 0 | 8 | B | 8 | 8 | B | 8 | 10.8 | B | 8 | 7.1 | B | 8 | 78 | A | 7 | 987 | E | 9 | 190 | B | 8 | 2.6 | B | 8 | 9625 | C | 8 | 6218 | B | 8 | 1.9 | E | 8 | 0.112 | F | 8 | 0.14 | F | 8 | 0 | 1 | D | 9 | 45 | C | 8
[26 empty] | 3499900% | 4:00 | 0 | 0 | 0 | 1 | 0 | 0 | 1 | 0 | 0 | 1 | 0 | 0 | 1 | 0 | 0 | 1 | 0 | 0 | 1 | 0 | 0 | 1 | 0 | 9 | B | 8 | 9 | B | 8 | 11.1 | B | 8 | 7.7 | B | 8 | 80 | A | 7 | 986 | E | 9 | 190 | B | 8 | 2.8 | B | 8 | 8016 | C | 8 | 4245 | B | 8 | 1.9 | E | 8 | 0.112 | F | 8 | 0.14 | F | 8 | 0 | 1 | D | 9 | 45 | C | 8
[26 empty] | 3499900% | 5:00 | 0 | 0 | 0 | 1 | 0 | 0 | 1 | 0 | 0 | 1 | 0 | 0 | 1 | 0 | 0 | 1 | 0 | 0 | 1 | 0 | 0 | 1 | 0 | 9 | B | 8 | 9 | B | 8 | 11.1 | B | 8 | 8 | B | 8 | 81 | A | 7 | 985 | E | 9 | 190 | B | 8 | 2.9 | B | 8 | 6408 | C | 8 | 2273 | B | 8 | 2 | E | 8 | 0.112 | F | 8 | 0.14 | F | 8 | 0 | 1 | D | 9 | 45 | C | 8
[26 empty] | 3499900% | 6:00 | 0 | 0 | 0 | 1 | 0 | 0 | 1 | 0 | 0 | 1 | 0 | 0 | 1 | 0 | 0 | 1 | 0 | 0 | 1 | 0 | 0 | 1 | 0 | 10 | A | 7 | 10 | E | 9 | 11.1 | A | 7 | 8.8 | A | 7 | 86 | A | 7 | 984 | E | 9 | 190 | A | 7 | 3 | A | 7 | 4800 | B | 7 | 300 | A | 7 | 2 | E | 8 | 0.112 | F | 8 | 0.14 | F | 8 | 0 | 1 | D | 9 | 45 | C | 8
[26 empty] | 3499900% | 7:00 | 21 | 588 | 2 | 1 | 24 | 0 | 1 | 27 | 2 | 1 | 24 | 0 | 1 | 24 | 0 | 1 | 27 | 0 | 1 | 24 | 0 | 1 | 43 | 10 | A | 7 | 10 | E | 9 | 11.6 | A | 7 | 8.8 | A | 7 | 83 | A | 7 | 983 | E | 9 | 180 | A | 7 | 4.1 | A | 7 | 3600 | B | 7 | 240 | A | 7 | 2 | E | 8 | 0.112 | F | 8 | 0.14 | F | 8 | 0 | 1 | D | 9 | 45 | C | 8
[26 empty] | 3499900% | 8:00 | 226 | 1385 | 30 | 1 | 24 | 0 | 1 | 27 | 30 | 1 | 24 | 35 | 1 | 24 | 0 | 1 | 27 | 35 | 1 | 24 | 117 | 1 | 43 | 10 | A | 7 | 10 | E | 9 | 12.2 | A | 7 | 10 | A | 7 | 86 | A | 7 | 983 | E | 9 | 180 | A | 7 | 3.6 | A | 7 | 4000 | B | 7 | 180 | A | 7 | 2 | E | 8 | 0.112 | F | 8 | 0.14 | F | 8 | 0 | 1 | D | 9 | 45 | C | 8
[26 empty] | 3499900% | 9:00 | 455 | 1385 | 56 | 1 | 24 | 0 | 1 | 27 | 56 | 1 | 24 | 67 | 1 | 24 | 0 | 1 | 27 | 67 | 1 | 24 | 243 | 1 | 43 | 10 | A | 7 | 10 | E | 9 | 12.2 | A | 7 | 10.5 | A | 7 | 89 | A | 7 | 982 | E | 9 | 180 | A | 7 | 3.6 | A | 7 | 4000 | B | 7 | 120 | A | 7 | 1.9 | E | 8 | 0.112 | F | 8 | 0.14 | F | 8 | 0 | 1 | D | 9 | 45 | C | 8
[26 empty] | 3499900% | 10:00 | 641 | 1385 | 79 | 1 | 24 | 0 | 1 | 27 | 79 | 1 | 24 | 96 | 1 | 24 | 0 | 1 | 27 | 96 | 1 | 24 | 367 | 1 | 43 | 10 | A | 7 | 10 | E | 9 | 13.3 | A | 7 | 11.1 | A | 7 | 87 | A | 7 | 983 | E | 9 | 180 | A | 7 | 5.1 | A | 7 | 4400 | B | 7 | 150 | A | 7 | 1.9 | E | 8 | 0.112 | F | 8 | 0.14 | F | 8 | 0 | 1 | D | 9 | 45 | C | 8
[26 empty] | 3499900% | 11:00 | 771 | 1385 | 102 | 1 | 24 | 0 | 1 | 27 | 102 | 1 | 24 | 124 | 1 | 24 | 0 | 1 | 27 | 124 | 1 | 24 | 491 | 1 | 43 | 10 | A | 7 | 10 | E | 9 | 13.8 | A | 7 | 11.1 | A | 7 | 84 | A | 7 | 983 | E | 9 | 180 | A | 7 | 5.6 | A | 7 | 4400 | B | 7 | 120 | A | 7 | 1.9 | E | 8 | 0.112 | F | 8 | 0.14 | F | 8 | 0 | 1 | D | 9 | 45 | C | 8
[26 empty] | 3499900% | 12:00 | 835 | 1385 | 113 | 1 | 24 | 0 | 1 | 27 | 113 | 1 | 24 | 138 | 1 | 24 | 0 | 1 | 27 | 138 | 1 | 24 | 553 | 1 | 43 | 10 | A | 7 | 10 | E | 9 | 15 | A | 7 | 11.6 | A | 7 | 80 | A | 7 | 983 | E | 9 | 180 | A | 7 | 5.1 | A | 7 | 4800 | B | 7 | 150 | A | 7 | 1.9 | E | 8 | 0.112 | F | 8 | 0.14 | F | 8 | 0 | 1 | D | 9 | 45 | C | 8
[26 empty] | 3499900% | 13:00 | 828 | 1385 | 112 | 1 | 25 | 0 | 1 | 28 | 112 | 1 | 25 | 136 | 1 | 25 | 0 | 1 | 28 | 136 | 1 | 25 | 547 | 1 | 45 | 10 | B | 8 | 10 | B | 8 | 15.4 | B | 8 | 12.2 | B | 8 | 81 | A | 7 | 982 | E | 9 | 190 | B | 8 | 4.4 | B | 8 | 4600 | C | 8 | 195 | B | 8 | 1.8 | E | 8 | 0.112 | F | 8 | 0.14 | F | 8 | 0 | 1 | D | 9 | 45 | C | 8
[26 empty] | 3499900% | 14:00 | 752 | 1385 | 118 | 1 | 24 | 0 | 1 | 27 | 118 | 1 | 24 | 141 | 1 | 24 | 0 | 1 | 27 | 141 | 1 | 24 | 552 | 1 | 43 | 10 | A | 7 | 10 | E | 9 | 15.5 | A | 7 | 12.7 | A | 7 | 83 | A | 7 | 982 | E | 9 | 190 | A | 7 | 3.6 | A | 7 | 4400 | B | 7 | 240 | A | 7 | 1.8 | E | 8 | 0.112 | F | 8 | 0.14 | F | 8 | 0 | 1 | D | 9 | 45 | C | 8
[26 empty] | 3499900% | 15:00 | 612 | 1385 | 88 | 1 | 24 | 0 | 1 | 27 | 88 | 1 | 24 | 105 | 1 | 24 | 0 | 1 | 27 | 105 | 1 | 24 | 397 | 1 | 43 | 10 | A | 7 | 10 | E | 9 | 15.5 | A | 7 | 13.3 | A | 7 | 87 | A | 7 | 982 | E | 9 | 190 | A | 7 | 3.6 | A | 7 | 4400 | B | 7 | 240 | A | 7 | 1.8 | E | 8 | 0.112 | F | 8 | 0.14 | F | 8 | 0 | 1 | D | 9 | 45 | C | 8
[26 empty] | 3499900% | 16:00 | 417 | 1385 | 74 | 1 | 24 | 0 | 1 | 27 | 74 | 1 | 24 | 86 | 1 | 24 | 0 | 1 | 27 | 86 | 1 | 24 | 297 | 1 | 43 | 10 | A | 7 | 10 | E | 9 | 16.1 | A | 7 | 13.8 | A | 7 | 86 | A | 7 | 982 | E | 9 | 180 | A | 7 | 3.6 | A | 7 | 4400 | B | 7 | 450 | A | 7 | 1.8 | E | 8 | 0.112 | F | 8 | 0.14 | F | 8 | 0 | 1 | D | 9 | 45 | C | 8
[26 empty] | 3499900% | 17:00 | 181 | 1385 | 36 | 1 | 24 | 0 | 1 | 27 | 36 | 1 | 24 | 41 | 1 | 24 | 0 | 1 | 27 | 41 | 1 | 24 | 127 | 1 | 43 | 10 | A | 7 | 10 | E | 9 | 16.6 | A | 7 | 14.4 | A | 7 | 87 | A | 7 | 982 | E | 9 | 190 | A | 7 | 3 | A | 7 | 4000 | B | 7 | 450 | A | 7 | 1.8 | E | 8 | 0.112 | F | 8 | 0.14 | F | 8 | 0 | 1 | D | 9 | 45 | C | 8
[26 empty] | 3499900% | 18:00 | 6 | 335 | 0 | 1 | 24 | 0 | 1 | 27 | 0 | 1 | 24 | 0 | 1 | 24 | 0 | 1 | 27 | 0 | 1 | 24 | 0 | 1 | 43 | 10 | A | 7 | 10 | E | 9 | 16.1 | A | 7 | 14.4 | A | 7 | 90 | A | 7 | 983 | E | 9 | 240 | A | 7 | 2 | A | 7 | 4000 | B | 7 | 450 | A | 7 | 1.7 | E | 8 | 0.112 | F | 8 | 0.14 | F | 8 | 0 | 1 | D | 9 | 45 | C | 8
[26 empty] | 3499900% | 19:00 | 0 | 0 | 0 | 1 | 0 | 0 | 1 | 0 | 0 | 1 | 0 | 0 | 1 | 0 | 0 | 1 | 0 | 0 | 1 | 0 | 0 | 1 | 0 | 10 | A | 7 | 10 | E | 9 | 16.6 | A | 7 | 15 | A | 7 | 90 | A | 7 | 984 | E | 9 | 180 | A | 7 | 2 | A | 7 | 4000 | B | 7 | 1200 | A | 7 | 1.7 | E | 8 | 0.112 | F | 8 | 0.14 | F | 8 | 0 | 1 | D | 9 | 45 | C | 8
[26 empty] | 3499900% | 20:00 | 0 | 0 | 0 | 1 | 0 | 0 | 1 | 0 | 0 | 1 | 0 | 0 | 1 | 0 | 0 | 1 | 0 | 0 | 1 | 0 | 0 | 1 | 0 | 10 | B | 8 | 10 | B | 8 | 15.8 | B | 8 | 14.3 | B | 8 | 91 | A | 7 | 985 | E | 9 | 190 | B | 8 | 2 | B | 8 | 4518 | C | 8 | 1309 | B | 8 | 1.7 | E | 8 | 0.112 | F | 8 | 0.14 | F | 8 | 0 | 1 | D | 9 | 45 | C | 8
[26 empty] | 3499900% | 21:00 | 0 | 0 | 0 | 1 | 0 | 0 | 1 | 0 | 0 | 1 | 0 | 0 | 1 | 0 | 0 | 1 | 0 | 0 | 1 | 0 | 0 | 1 | 0 | 10 | B | 8 | 10 | B | 8 | 15.4 | B | 8 | 14.4 | B | 8 | 94 | A | 7 | 986 | E | 9 | 190 | B | 8 | 2 | B | 8 | 5036 | C | 8 | 1418 | B | 8 | 1.7 | E | 8 | 0.112 | F | 8 | 0.14 | F | 8 | 0 | 1 | D | 9 | 45 | C | 8
[26 empty] | 3499900% | 22:00 | 0 | 0 | 0 | 1 | 0 | 0 | 1 | 0 | 0 | 1 | 0 | 0 | 1 | 0 | 0 | 1 | 0 | 0 | 1 | 0 | 0 | 1 | 0 | 10 | B | 8 | 10 | B | 8 | 14.9 | B | 8 | 13.9 | B | 8 | 94 | A | 7 | 986 | E | 9 | 200 | B | 8 | 2 | B | 8 | 5554 | C | 8 | 1527 | B | 8 | 1.6 | E | 8 | 0.112 | F | 8 | 0.14 | F | 8 | 0 | 1 | D | 9 | 45 | C | 8
[26 empty] | 3499900% | 23:00 | 0 | 0 | 0 | 1 | 0 | 0 | 1 | 0 | 0 | 1 | 0 | 0 | 1 | 0 | 0 | 1 | 0 | 0 | 1 | 0 | 0 | 1 | 0 | 10 | B | 8 | 10 | B | 8 | 14.8 | B | 8 | 13.7 | B | 8 | 93 | A | 7 | 987 | E | 9 | 200 | B | 8 | 2 | B | 8 | 6072 | C | 8 | 1636 | B | 8 | 1.6 | E | 8 | 0.112 | F | 8 | 0.14 | F | 8 | 0 | 1 | D | 9 | 45 | C | 8
[26 empty] | 3499900% | 24:00 | 0 | 0 | 0 | 1 | 0 | 0 | 1 | 0 | 0 | 1 | 0 | 0 | 1 | 0 | 0 | 1 | 0 | 0 | 1 | 0 | 0 | 1 | 0 | 10 | B | 8 | 10 | B | 8 | 14.5 | B | 8 | 13.4 | B | 8 | 93 | A | 7 | 986 | E | 9 | 210 | B | 8 | 2 | B | 8 | 6590 | C | 8 | 1745 | B | 8 | 1.6 | E | 8 | 0.112 | F | 8 | 0.14 | F | 8 | 0 | 1 | D | 9 | 45 | C | 8
[26 empty] | 3500000% | 1:00 | 0 | 0 | 0 | 1 | 0 | 0 | 1 | 0 | 0 | 1 | 0 | 0 | 1 | 0 | 0 | 1 | 0 | 0 | 1 | 0 | 0 | 1 | 0 | 10 | B | 8 | 10 | B | 8 | 14.4 | B | 8 | 13.3 | B | 8 | 93 | A | 7 | 986 | E | 9 | 210 | B | 8 | 2 | B | 8 | 7109 | C | 8 | 1855 | B | 8 | 1.6 | E | 8 | 0.111 | F | 8 | 0.14 | F | 8 | 0 | 1 | D | 9 | 45 | C | 8
[26 empty] | 3500000% | 2:00 | 0 | 0 | 0 | 1 | 0 | 0 | 1 | 0 | 0 | 1 | 0 | 0 | 1 | 0 | 0 | 1 | 0 | 0 | 1 | 0 | 0 | 1 | 0 | 10 | B | 8 | 10 | B | 8 | 14.2 | B | 8 | 13 | B | 8 | 92 | A | 7 | 987 | E | 9 | 220 | B | 8 | 2 | B | 8 | 7627 | C | 8 | 1964 | B | 8 | 1.6 | E | 8 | 0.111 | F | 8 | 0.14 | F | 8 | 0 | 1 | D | 9 | 45 | C | 8
[26 empty] | 3500000% | 3:00 | 0 | 0 | 0 | 1 | 0 | 0 | 1 | 0 | 0 | 1 | 0 | 0 | 1 | 0 | 0 | 1 | 0 | 0 | 1 | 0 | 0 | 1 | 0 | 10 | B | 8 | 10 | B | 8 | 14.1 | B | 8 | 12.9 | B | 8 | 92 | A | 7 | 987 | E | 9 | 220 | B | 8 | 2 | B | 8 | 8145 | C | 8 | 2073 | B | 8 | 1.5 | E | 8 | 0.111 | F | 8 | 0.14 | F | 8 | 0 | 1 | D | 9 | 45 | C | 8
[26 empty] | 3500000% | 4:00 | 0 | 0 | 0 | 1 | 0 | 0 | 1 | 0 | 0 | 1 | 0 | 0 | 1 | 0 | 0 | 1 | 0 | 0 | 1 | 0 | 0 | 1 | 0 | 10 | B | 8 | 10 | B | 8 | 14.2 | B | 8 | 12.7 | B | 8 | 91 | A | 7 | 987 | E | 9 | 230 | B | 8 | 2 | B | 8 | 8663 | C | 8 | 2182 | B | 8 | 1.5 | E | 8 | 0.111 | F | 8 | 0.14 | F | 8 | 0 | 1 | D | 9 | 45 | C | 8
[26 empty] | 3500000% | 5:00 | 0 | 0 | 0 | 1 | 0 | 0 | 1 | 0 | 0 | 1 | 0 | 0 | 1 | 0 | 0 | 1 | 0 | 0 | 1 | 0 | 0 | 1 | 0 | 10 | B | 8 | 10 | B | 8 | 14 | B | 8 | 12.3 | B | 8 | 89 | A | 7 | 988 | E | 9 | 230 | B | 8 | 2 | B | 8 | 9181 | C | 8 | 2291 | B | 8 | 1.5 | E | 8 | 0.111 | F | 8 | 0.14 | F | 8 | 0 | 1 | D | 9 | 45 | C | 8
[26 empty] | 3500000% | 6:00 | 0 | 0 | 0 | 1 | 0 | 0 | 1 | 0 | 0 | 1 | 0 | 0 | 1 | 0 | 0 | 1 | 0 | 0 | 1 | 0 | 0 | 1 | 0 | 10 | A | 7 | 10 | E | 9 | 13.8 | A | 7 | 12.2 | A | 7 | 90 | A | 7 | 988 | E | 9 | 240 | A | 7 | 2 | A | 7 | 9700 | B | 7 | 2400 | A | 7 | 1.5 | E | 8 | 0.111 | F | 8 | 0.14 | F | 8 | 0 | 1 | D | 9 | 45 | C | 8
[26 empty] | 3500000% | 7:00 | 19 | 543 | 2 | 1 | 25 | 1 | 1 | 28 | 2 | 1 | 25 | 0 | 1 | 25 | 0 | 1 | 28 | 0 | 1 | 25 | 0 | 1 | 45 | 10 | B | 8 | 10 | B | 8 | 13.5 | B | 8 | 12.1 | B | 8 | 91 | A | 7 | 988 | E | 9 | 240 | B | 8 | 2 | B | 8 | 14500 | C | 8 | 1650 | B | 8 | 1.4 | E | 8 | 0.111 | F | 8 | 0.14 | F | 8 | 0 | 1 | D | 9 | 45 | C | 8
[26 empty] | 3500000% | 8:00 | 220 | 1385 | 60 | 1 | 24 | 24 | 1 | 27 | 56 | 1 | 24 | 66 | 1 | 24 | 18 | 1 | 27 | 63 | 1 | 24 | 137 | 1 | 43 | 9 | A | 7 | 9 | E | 9 | 14.4 | A | 7 | 12.7 | A | 7 | 90 | A | 7 | 989 | E | 9 | 240 | A | 7 | 2 | A | 7 | 19300 | B | 7 | 900 | A | 7 | 1.4 | E | 8 | 0.111 | F | 8 | 0.14 | F | 8 | 0 | 1 | D | 9 | 0 | C | 8
[26 empty] | 3500000% | 9:00 | 450 | 1385 | 65 | 1 | 24 | 0 | 1 | 27 | 65 | 1 | 24 | 77 | 1 | 24 | 0 | 1 | 27 | 77 | 1 | 24 | 275 | 1 | 43 | 9 | A | 7 | 9 | E | 9 | 15 | A | 7 | 10.5 | A | 7 | 74 | A | 7 | 989 | E | 9 | 270 | A | 7 | 3 | A | 7 | 24100 | B | 7 | 2100 | A | 7 | 1.4 | E | 8 | 0.111 | F | 8 | 0.14 | F | 8 | 0 | 1 | D | 9 | 0 | C | 8
[26 empty] | 3500000% | 10:00 | 636 | 1385 | 137 | 1 | 24 | 61 | 1 | 27 | 109 | 1 | 24 | 155 | 1 | 24 | 62 | 1 | 27 | 126 | 1 | 24 | 264 | 1 | 43 | 9 | A | 7 | 9 | E | 9 | 16.1 | A | 7 | 8.3 | A | 7 | 60 | A | 7 | 990 | E | 9 | 260 | A | 7 | 4.1 | A | 7 | 40200 | B | 7 | 2700 | A | 7 | 1.4 | E | 8 | 0.111 | F | 8 | 0.14 | F | 8 | 0 | 1 | D | 9 | 0 | C | 8
[26 empty] | 3500000% | 11:00 | 765 | 1385 | 188 | 1 | 24 | 8 | 1 | 27 | 184 | 1 | 24 | 219 | 1 | 24 | 6 | 1 | 27 | 215 | 1 | 24 | 793 | 1 | 43 | 9 | A | 7 | 9 | E | 9 | 16.1 | A | 7 | 7.2 | A | 7 | 56 | A | 7 | 990 | E | 9 | 260 | A | 7 | 4.1 | A | 7 | 40200 | B | 7 | 2700 | A | 7 | 1.4 | E | 8 | 0.111 | F | 8 | 0.14 | F | 8 | 0 | 1 | D | 9 | 0 | C | 8
[26 empty] | 3500000% | 12:00 | 829 | 1385 | 223 | 1 | 24 | 184 | 1 | 27 | 113 | 1 | 24 | 255 | 1 | 24 | 197 | 1 | 27 | 137 | 1 | 24 | 252 | 1 | 43 | 9 | A | 7 | 9 | E | 9 | 16.6 | A | 7 | 6.1 | A | 7 | 50 | A | 7 | 989 | E | 9 | 260 | A | 7 | 7.2 | A | 7 | 40200 | B | 7 | 2400 | A | 7 | 1.4 | E | 8 | 0.111 | F | 8 | 0.14 | F | 8 | 0 | 1 | D | 9 | 0 | C | 8
[26 empty] | 3500000% | 13:00 | 822 | 1385 | 345 | 1 | 25 | 131 | 1 | 28 | 267 | 1 | 25 | 376 | 1 | 25 | 137 | 1 | 28 | 295 | 1 | 25 | 718 | 1 | 45 | 9 | B | 8 | 9 | B | 8 | 15.9 | B | 8 | 5.9 | B | 8 | 51 | A | 7 | 988 | E | 9 | 270 | B | 8 | 7.7 | B | 8 | 44250 | C | 8 | 2100 | B | 8 | 1.4 | E | 8 | 0.111 | F | 8 | 0.14 | F | 8 | 0 | 1 | D | 9 | 0 | C | 8
[26 empty] | 3500000% | 14:00 | 746 | 1385 | 374 | 1 | 24 | 217 | 1 | 27 | 257 | 1 | 24 | 406 | 1 | 24 | 224 | 1 | 27 | 285 | 1 | 24 | 659 | 1 | 43 | 9 | A | 7 | 9 | E | 9 | 15 | A | 7 | 5.5 | A | 7 | 53 | A | 7 | 987 | E | 9 | 270 | A | 7 | 8.2 | A | 7 | 48300 | B | 7 | 1800 | A | 7 | 1.3 | E | 8 | 0.111 | F | 8 | 0.14 | F | 8 | 0 | 1 | D | 9 | 0 | C | 8
[26 empty] | 3500000% | 15:00 | 606 | 1385 | 180 | 1 | 24 | 48 | 1 | 27 | 159 | 1 | 24 | 198 | 1 | 24 | 47 | 1 | 27 | 177 | 1 | 24 | 469 | 1 | 43 | 9 | A | 7 | 9 | E | 9 | 14.4 | A | 7 | 5.5 | A | 7 | 55 | A | 7 | 986 | E | 9 | 270 | A | 7 | 4.1 | A | 7 | 48300 | B | 7 | 4500 | A | 7 | 1.3 | E | 8 | 0.111 | F | 8 | 0.14 | F | 8 | 0 | 1 | D | 9 | 0 | C | 8
[26 empty] | 3500000% | 16:00 | 411 | 1385 | 168 | 1 | 24 | 12 | 1 | 27 | 165 | 1 | 24 | 183 | 1 | 24 | 9 | 1 | 27 | 180 | 1 | 24 | 492 | 1 | 43 | 9 | A | 7 | 9 | E | 9 | 14.4 | A | 7 | 5.5 | A | 7 | 55 | A | 7 | 986 | E | 9 | 270 | A | 7 | 5.1 | A | 7 | 48300 | B | 7 | 2100 | A | 7 | 1.3 | E | 8 | 0.111 | F | 8 | 0.14 | F | 8 | 0 | 1 | D | 9 | 0 | C | 8
[26 empty] | 3500000% | 17:00 | 175 | 1385 | 69 | 1 | 24 | 275 | 1 | 27 | 34 | 1 | 24 | 70 | 1 | 24 | 172 | 1 | 27 | 48 | 1 | 24 | 60 | 1 | 43 | 3 | A | 7 | 3 | E | 9 | 12.7 | A | 7 | 5.5 | A | 7 | 62 | A | 7 | 987 | E | 9 | 280 | A | 7 | 4.1 | A | 7 | 48300 | B | 7 | 77777 | A | 7 | 1.3 | E | 8 | 0.111 | F | 8 | 0.14 | F | 8 | 0 | 1 | D | 9 | 0 | C | 8
[26 empty] | 3500000% | 18:00 | 5 | 289 | 0 | 1 | 24 | 8 | 1 | 27 | 0 | 1 | 24 | 0 | 1 | 24 | 0 | 1 | 27 | 0 | 1 | 24 | 0 | 1 | 43 | 2 | A | 7 | 2 | E | 9 | 10.5 | A | 7 | 5.5 | A | 7 | 71 | A | 7 | 986 | E | 9 | 270 | A | 7 | 2.5 | A | 7 | 32200 | B | 7 | 77777 | A | 7 | 1.3 | E | 8 | 0.111 | F | 8 | 0.14 | F | 8 | 0 | 1 | D | 9 | 0 | C | 8
[26 empty] | 3500000% | 19:00 | 0 | 0 | 0 | 1 | 0 | 0 | 1 | 0 | 0 | 1 | 0 | 0 | 1 | 0 | 0 | 1 | 0 | 0 | 1 | 0 | 0 | 1 | 0 | 3 | A | 7 | 3 | E | 9 | 10 | A | 7 | 5.5 | A | 7 | 74 | A | 7 | 986 | E | 9 | 250 | A | 7 | 2.5 | A | 7 | 24100 | B | 7 | 77777 | A | 7 | 1.3 | E | 8 | 0.111 | F | 8 | 0.14 | F | 8 | 0 | 1 | D | 9 | 0 | C | 8
[26 empty] | 3500000% | 20:00 | 0 | 0 | 0 | 1 | 0 | 0 | 1 | 0 | 0 | 1 | 0 | 0 | 1 | 0 | 0 | 1 | 0 | 0 | 1 | 0 | 0 | 1 | 0 | 4 | E | 9 | 4 | E | 9 | 9.8 | E | 9 | 5.9 | E | 9 | 77 | A | 7 | 986 | E | 9 | 250 | E | 9 | 2.5 | E | 9 | 86900 | C | 8 | 20041 | E | 9 | 1.3 | E | 8 | 0.111 | F | 8 | 0.14 | F | 8 | 0 | 1 | D | 9 | 0 | C | 8
[26 empty] | 3500000% | 21:00 | 0 | 0 | 0 | 1 | 0 | 0 | 1 | 0 | 0 | 1 | 0 | 0 | 1 | 0 | 0 | 1 | 0 | 0 | 1 | 0 | 0 | 1 | 0 | 4 | E | 9 | 4 | E | 9 | 10.6 | E | 9 | 8.3 | E | 9 | 86 | A | 7 | 985 | E | 9 | 260 | E | 9 | 2.5 | E | 9 | 149700 | C | 8 | 18083 | E | 9 | 1.2 | E | 8 | 0.111 | F | 8 | 0.14 | F | 8 | 0 | 1 | D | 9 | 0 | C | 8
[26 empty] | 3500000% | 22:00 | 0 | 0 | 0 | 1 | 0 | 0 | 1 | 0 | 0 | 1 | 0 | 0 | 1 | 0 | 0 | 1 | 0 | 0 | 1 | 0 | 0 | 1 | 0 | 5 | E | 9 | 5 | E | 9 | 10.5 | E | 9 | 8.6 | E | 9 | 88 | A | 7 | 985 | E | 9 | 260 | E | 9 | 2.5 | E | 9 | 212500 | C | 8 | 16125 | E | 9 | 1.2 | E | 8 | 0.111 | F | 8 | 0.14 | F | 8 | 0 | 1 | D | 9 | 0 | C | 8
[26 empty] | 3500000% | 23:00 | 0 | 0 | 0 | 1 | 0 | 0 | 1 | 0 | 0 | 1 | 0 | 0 | 1 | 0 | 0 | 1 | 0 | 0 | 1 | 0 | 0 | 1 | 0 | 5 | E | 9 | 5 | E | 9 | 10.3 | E | 9 | 9 | E | 9 | 92 | A | 7 | 984 | E | 9 | 260 | E | 9 | 2.5 | E | 9 | 275300 | C | 8 | 14167 | E | 9 | 1.2 | E | 8 | 0.111 | F | 8 | 0.14 | F | 8 | 0 | 1 | D | 9 | 0 | C | 8
[26 empty] | 3500000% | 24:00 | 0 | 0 | 0 | 1 | 0 | 0 | 1 | 0 | 0 | 1 | 0 | 0 | 1 | 0 | 0 | 1 | 0 | 0 | 1 | 0 | 0 | 1 | 0 | 6 | E | 9 | 6 | E | 9 | 9.1 | E | 9 | 6.4 | E | 9 | 83 | A | 7 | 984 | E | 9 | 260 | E | 9 | 2.5 | E | 9 | 338100 | C | 8 | 12208 | E | 9 | 1.2 | E | 8 | 0.111 | F | 8 | 0.14 | F | 8 | 0 | 1 | D | 9 | 0 | C | 8
[26 empty] | 3500100% | 1:00 | 0 | 0 | 0 | 1 | 0 | 0 | 1 | 0 | 0 | 1 | 0 | 0 | 1 | 0 | 0 | 1 | 0 | 0 | 1 | 0 | 0 | 1 | 0 | 6 | E | 9 | 6 | E | 9 | 8.9 | E | 9 | 4.8 | E | 9 | 75 | A | 7 | 983 | E | 9 | 270 | E | 9 | 2.5 | E | 9 | 400900 | C | 8 | 10250 | E | 9 | 1.2 | E | 8 | 0.11 | F | 8 | 0.14 | F | 8 | 0 | 1 | D | 9 | 0 | C | 8
[26 empty] | 3500100% | 2:00 | 0 | 0 | 0 | 1 | 0 | 0 | 1 | 0 | 0 | 1 | 0 | 0 | 1 | 0 | 0 | 1 | 0 | 0 | 1 | 0 | 0 | 1 | 0 | 7 | E | 9 | 7 | E | 9 | 8.7 | E | 9 | 6.1 | E | 9 | 84 | A | 7 | 982 | E | 9 | 270 | E | 9 | 2.5 | E | 9 | 463700 | C | 8 | 8291 | E | 9 | 1.2 | E | 8 | 0.11 | F | 8 | 0.14 | F | 8 | 0 | 1 | D | 9 | 0 | C | 8
[26 empty] | 3500100% | 3:00 | 0 | 0 | 0 | 1 | 0 | 0 | 1 | 0 | 0 | 1 | 0 | 0 | 1 | 0 | 0 | 1 | 0 | 0 | 1 | 0 | 0 | 1 | 0 | 8 | E | 9 | 8 | E | 9 | 9.5 | E | 9 | 5.5 | E | 9 | 76 | A | 7 | 981 | E | 9 | 270 | E | 9 | 2.5 | E | 9 | 526500 | C | 8 | 6333 | E | 9 | 1.2 | E | 8 | 0.11 | F | 8 | 0.14 | F | 8 | 0 | 1 | D | 9 | 0 | C | 8
[26 empty] | 3500100% | 4:00 | 0 | 0 | 0 | 1 | 0 | 0 | 1 | 0 | 0 | 1 | 0 | 0 | 1 | 0 | 0 | 1 | 0 | 0 | 1 | 0 | 0 | 1 | 0 | 8 | E | 9 | 8 | E | 9 | 9.4 | E | 9 | 5.9 | E | 9 | 79 | A | 7 | 981 | E | 9 | 270 | E | 9 | 2.5 | E | 9 | 589300 | C | 8 | 4374 | E | 9 | 1.1 | E | 8 | 0.11 | F | 8 | 0.14 | F | 8 | 0 | 1 | D | 9 | 0 | C | 8
[26 empty] | 3500100% | 5:00 | 0 | 0 | 0 | 1 | 0 | 0 | 1 | 0 | 0 | 1 | 0 | 0 | 1 | 0 | 0 | 1 | 0 | 0 | 1 | 0 | 0 | 1 | 0 | 9 | E | 9 | 9 | E | 9 | 10.2 | E | 9 | 5.3 | E | 9 | 72 | A | 7 | 980 | E | 9 | 280 | E | 9 | 2.5 | E | 9 | 652100 | C | 8 | 2417 | E | 9 | 1.1 | E | 8 | 0.11 | F | 8 | 0.14 | F | 8 | 0 | 1 | D | 9 | 0 | C | 8
[26 empty] | 3500100% | 6:00 | 0 | 0 | 0 | 1 | 0 | 0 | 1 | 0 | 0 | 1 | 0 | 0 | 1 | 0 | 0 | 1 | 0 | 0 | 1 | 0 | 0 | 1 | 0 | 9 | E | 9 | 9 | E | 9 | 9 | E | 9 | 4.6 | E | 9 | 74 | A | 7 | 980 | E | 9 | 280 | E | 9 | 2.5 | E | 9 | 714900 | C | 8 | 458 | E | 9 | 1.1 | E | 8 | 0.11 | F | 8 | 0.14 | F | 8 | 0 | 1 | D | 9 | 0 | C | 8
[26 empty] | 3500100% | 7:00 | 17 | 520 | 2 | 1 | 24 | 5 | 1 | 27 | 2 | 1 | 24 | 0 | 1 | 24 | 0 | 1 | 27 | 0 | 1 | 24 | 0 | 1 | 43 | 9 | A | 7 | 9 | E | 9 | 8.8 | A | 7 | 5 | A | 7 | 77 | A | 7 | 979 | E | 9 | 280 | A | 7 | 2.5 | A | 7 | 777700 | B | 7 | 1800 | A | 7 | 1.1 | E | 8 | 0.11 | F | 8 | 0.14 | F | 8 | 0 | 1 | D | 9 | 0 | C | 8
[26 empty] | 3500100% | 8:00 | 215 | 1386 | 47 | 1 | 24 | 30 | 1 | 27 | 42 | 1 | 24 | 51 | 1 | 24 | 22 | 1 | 27 | 48 | 1 | 24 | 108 | 1 | 43 | 9 | A | 7 | 9 | E | 9 | 10 | A | 7 | 5 | A | 7 | 71 | A | 7 | 980 | E | 9 | 270 | A | 7 | 2.5 | A | 7 | 24100 | B | 7 | 1500 | A | 7 | 1.1 | E | 8 | 0.11 | F | 8 | 0.14 | F | 8 | 0 | 1 | D | 9 | 0 | C | 8
[26 empty] | 3500100% | 9:00 | 444 | 1386 | 82 | 1 | 24 | 0 | 1 | 27 | 82 | 1 | 24 | 95 | 1 | 24 | 0 | 1 | 27 | 95 | 1 | 24 | 331 | 1 | 43 | 10 | A | 7 | 10 | E | 9 | 10 | A | 7 | 4.4 | A | 7 | 68 | A | 7 | 980 | E | 9 | 310 | A | 7 | 2.5 | A | 7 | 16100 | B | 7 | 1500 | A | 7 | 1.1 | E | 8 | 0.11 | F | 8 | 0.14 | F | 8 | 0 | 1 | D | 9 | 0 | C | 8
[26 empty] | 3500100% | 10:00 | 630 | 1386 | 127 | 1 | 24 | 0 | 1 | 27 | 127 | 1 | 24 | 148 | 1 | 24 | 0 | 1 | 27 | 148 | 1 | 24 | 542 | 1 | 43 | 10 | A | 7 | 10 | E | 9 | 10 | A | 7 | 2.7 | A | 7 | 60 | A | 7 | 981 | E | 9 | 300 | A | 7 | 4.6 | A | 7 | 16100 | B | 7 | 1500 | A | 7 | 1.2 | E | 8 | 0.11 | F | 8 | 0.14 | F | 8 | 0 | 1 | D | 9 | 0 | C | 8
[26 empty] | 3500100% | 11:00 | 759 | 1386 | 159 | 1 | 24 | 0 | 1 | 27 | 159 | 1 | 24 | 186 | 1 | 24 | 0 | 1 | 27 | 186 | 1 | 24 | 706 | 1 | 43 | 10 | A | 7 | 10 | E | 9 | 10.5 | A | 7 | 3.3 | A | 7 | 61 | A | 7 | 982 | E | 9 | 300 | A | 7 | 3.6 | A | 7 | 32200 | B | 7 | 2100 | A | 7 | 1.2 | E | 8 | 0.11 | F | 8 | 0.14 | F | 8 | 0 | 1 | D | 9 | 0 | C | 8
[26 empty] | 3500100% | 12:00 | 823 | 1386 | 174 | 1 | 24 | 0 | 1 | 27 | 174 | 1 | 24 | 205 | 1 | 24 | 0 | 1 | 27 | 205 | 1 | 24 | 788 | 1 | 43 | 10 | A | 7 | 10 | E | 9 | 11.1 | A | 7 | 2.7 | A | 7 | 56 | A | 7 | 982 | E | 9 | 290 | A | 7 | 7.7 | A | 7 | 32200 | B | 7 | 1500 | A | 7 | 1.2 | E | 8 | 0.11 | F | 8 | 0.14 | F | 8 | 0 | 1 | D | 9 | 0 | C | 8
[26 empty] | 3500100% | 13:00 | 816 | 1386 | 200 | 1 | 24 | 160 | 1 | 27 | 105 | 1 | 24 | 229 | 1 | 24 | 171 | 1 | 27 | 128 | 1 | 24 | 230 | 1 | 43 | 9 | A | 7 | 9 | E | 9 | 11.6 | A | 7 | 1.6 | A | 7 | 50 | A | 7 | 982 | E | 9 | 300 | A | 7 | 7.7 | A | 7 | 32200 | B | 7 | 1500 | A | 7 | 1.2 | E | 8 | 0.11 | F | 8 | 0.14 | F | 8 | 0 | 1 | D | 9 | 0 | C | 8
[26 empty] | 3500100% | 14:00 | 740 | 1386 | 505 | 1 | 24 | 714 | 1 | 27 | 123 | 1 | 24 | 532 | 1 | 24 | 710 | 1 | 27 | 151 | 1 | 24 | 271 | 1 | 43 | 3 | A | 7 | 3 | E | 9 | 12.2 | A | 7 | 1.1 | A | 7 | 47 | A | 7 | 983 | E | 9 | 300 | A | 7 | 8.2 | A | 7 | 40200 | B | 7 | 77777 | A | 7 | 1.2 | E | 8 | 0.11 | F | 8 | 0.14 | F | 8 | 0 | 1 | D | 9 | 0 | C | 8
[26 empty] | 3500100% | 15:00 | 600 | 1386 | 368 | 1 | 24 | 673 | 1 | 27 | 77 | 1 | 24 | 384 | 1 | 24 | 647 | 1 | 27 | 103 | 1 | 24 | 158 | 1 | 43 | 2 | A | 7 | 2 | E | 9 | 12.2 | A | 7 | 0 | A | 7 | 43 | A | 7 | 984 | E | 9 | 310 | A | 7 | 7.2 | A | 7 | 48300 | B | 7 | 77777 | A | 7 | 1.3 | E | 8 | 0.11 | F | 8 | 0.14 | F | 8 | 0 | 1 | D | 9 | 0 | C | 8
[26 empty] | 3500100% | 16:00 | 405 | 1386 | 224 | 1 | 24 | 404 | 1 | 27 | 106 | 1 | 24 | 232 | 1 | 24 | 353 | 1 | 27 | 129 | 1 | 24 | 200 | 1 | 43 | 3 | A | 7 | 3 | E | 9 | 11.1 | A | 7 | -0.6 | A | 7 | 44 | A | 7 | 985 | E | 9 | 330 | A | 7 | 7.7 | A | 7 | 48300 | B | 7 | 77777 | A | 7 | 1.3 | E | 8 | 0.11 | F | 8 | 0.14 | F | 8 | 0 | 1 | D | 9 | 0 | C | 8
[26 empty] | 3500100% | 17:00 | 170 | 1386 | 72 | 1 | 24 | 275 | 1 | 27 | 38 | 1 | 24 | 75 | 1 | 24 | 160 | 1 | 27 | 55 | 1 | 24 | 68 | 1 | 43 | 2 | A | 7 | 2 | E | 9 | 10 | A | 7 | -1.2 | A | 7 | 45 | A | 7 | 986 | E | 9 | 330 | A | 7 | 7.2 | A | 7 | 48300 | B | 7 | 77777 | A | 7 | 1.3 | E | 8 | 0.11 | F | 8 | 0.14 | F | 8 | 0 | 1 | D | 9 | 0 | C | 8
[26 empty] | 3500100% | 18:00 | 4 | 266 | 0 | 1 | 24 | 12 | 1 | 27 | 0 | 1 | 24 | 0 | 1 | 24 | 0 | 1 | 27 | 0 | 1 | 24 | 0 | 1 | 43 | 3 | A | 7 | 3 | E | 9 | 8.8 | A | 7 | -0.6 | A | 7 | 51 | A | 7 | 987 | E | 9 | 320 | A | 7 | 4.1 | A | 7 | 32200 | B | 7 | 77777 | A | 7 | 1.3 | E | 8 | 0.11 | F | 8 | 0.14 | F | 8 | 0 | 1 | D | 9 | 0 | C | 8
[26 empty] | 3500100% | 19:00 | 0 | 0 | 0 | 1 | 0 | 0 | 1 | 0 | 0 | 1 | 0 | 0 | 1 | 0 | 0 | 1 | 0 | 0 | 1 | 0 | 0 | 1 | 0 | 0 | A | 7 | 0 | E | 9 | 7.2 | A | 7 | -1.2 | A | 7 | 54 | A | 7 | 988 | E | 9 | 0 | A | 7 | 0 | A | 7 | 32200 | B | 7 | 77777 | A | 7 | 1.3 | E | 8 | 0.11 | F | 8 | 0.14 | F | 8 | 0 | 1 | D | 9 | 0 | C | 8
[26 empty] | 3500100% | 20:00 | 0 | 0 | 0 | 1 | 0 | 0 | 1 | 0 | 0 | 1 | 0 | 0 | 1 | 0 | 0 | 1 | 0 | 0 | 1 | 0 | 0 | 1 | 0 | 0 | A | 7 | 0 | E | 9 | 6.6 | A | 7 | -0.6 | A | 7 | 60 | A | 7 | 989 | E | 9 | 0 | A | 7 | 0 | A | 7 | 32200 | B | 7 | 77777 | A | 7 | 1.4 | E | 8 | 0.11 | F | 8 | 0.14 | F | 8 | 0 | 1 | D | 9 | 0 | C | 8
[26 empty] | 3500100% | 21:00 | 0 | 0 | 0 | 1 | 0 | 0 | 1 | 0 | 0 | 1 | 0 | 0 | 1 | 0 | 0 | 1 | 0 | 0 | 1 | 0 | 0 | 1 | 0 | 0 | E | 9 | 0 | E | 9 | 6.2 | E | 9 | -0.5 | E | 9 | 62 | A | 7 | 989 | E | 9 | 30 | E | 9 | 0.2 | E | 9 | 32927 | C | 8 | 77777 | E | 9 | 1.4 | E | 8 | 0.11 | F | 8 | 0.14 | F | 8 | 0 | 1 | D | 9 | 0 | C | 8
[26 empty] | 3500100% | 22:00 | 0 | 0 | 0 | 1 | 0 | 0 | 1 | 0 | 0 | 1 | 0 | 0 | 1 | 0 | 0 | 1 | 0 | 0 | 1 | 0 | 0 | 1 | 0 | 1 | E | 9 | 0 | E | 9 | 5.8 | E | 9 | -0.3 | E | 9 | 65 | A | 7 | 990 | E | 9 | 50 | E | 9 | 0.5 | E | 9 | 33654 | C | 8 | 77777 | E | 9 | 1.4 | E | 8 | 0.11 | F | 8 | 0.14 | F | 8 | 0 | 1 | D | 9 | 0 | C | 8
[26 empty] | 3500100% | 23:00 | 0 | 0 | 0 | 1 | 0 | 0 | 1 | 0 | 0 | 1 | 0 | 0 | 1 | 0 | 0 | 1 | 0 | 0 | 1 | 0 | 0 | 1 | 0 | 1 | E | 9 | 0 | E | 9 | 5.5 | E | 9 | -0.2 | E | 9 | 67 | A | 7 | 990 | E | 9 | 80 | E | 9 | 1.2 | E | 9 | 34381 | C | 8 | 77777 | E | 9 | 1.4 | E | 8 | 0.11 | F | 8 | 0.14 | F | 8 | 0 | 1 | D | 9 | 0 | C | 8
[26 empty] | 3500100% | 24:00 | 0 | 0 | 0 | 1 | 0 | 0 | 1 | 0 | 0 | 1 | 0 | 0 | 1 | 0 | 0 | 1 | 0 | 0 | 1 | 0 | 0 | 1 | 0 | 1 | E | 9 | 0 | E | 9 | 5.1 | E | 9 | -1 | E | 9 | 64 | A | 7 | 991 | E | 9 | 90 | E | 9 | 0.9 | E | 9 | 35109 | C | 8 | 77777 | E | 9 | 1.4 | E | 8 | 0.11 | F | 8 | 0.14 | F | 8 | 0 | 1 | D | 9 | 0 | C | 8
[26 empty] | 3500200% | 1:00 | 0 | 0 | 0 | 1 | 0 | 0 | 1 | 0 | 0 | 1 | 0 | 0 | 1 | 0 | 0 | 1 | 0 | 0 | 1 | 0 | 0 | 1 | 0 | 1 | E | 9 | 1 | E | 9 | 4.9 | E | 9 | 0.1 | E | 9 | 71 | A | 7 | 992 | E | 9 | 90 | E | 9 | 0.6 | E | 9 | 35836 | C | 8 | 77777 | E | 9 | 1.5 | E | 8 | 0.109 | F | 8 | 0.14 | F | 8 | 0 | 1 | D | 9 | 0 | C | 8
[26 empty] | 3500200% | 2:00 | 0 | 0 | 0 | 1 | 0 | 0 | 1 | 0 | 0 | 1 | 0 | 0 | 1 | 0 | 0 | 1 | 0 | 0 | 1 | 0 | 0 | 1 | 0 | 2 | E | 9 | 1 | E | 9 | 4.7 | E | 9 | -0.7 | E | 9 | 68 | A | 7 | 993 | E | 9 | 120 | E | 9 | 1.9 | E | 9 | 36563 | C | 8 | 77777 | E | 9 | 1.5 | E | 8 | 0.109 | F | 8 | 0.14 | F | 8 | 0 | 1 | D | 9 | 0 | C | 8
[26 empty] | 3500200% | 3:00 | 0 | 0 | 0 | 1 | 0 | 0 | 1 | 0 | 0 | 1 | 0 | 0 | 1 | 0 | 0 | 1 | 0 | 0 | 1 | 0 | 0 | 1 | 0 | 2 | E | 9 | 1 | E | 9 | 4.4 | E | 9 | -0.6 | E | 9 | 70 | A | 7 | 994 | E | 9 | 110 | E | 9 | 2.6 | E | 9 | 37290 | C | 8 | 77777 | E | 9 | 1.5 | E | 8 | 0.109 | F | 8 | 0.14 | F | 8 | 0 | 1 | D | 9 | 0 | C | 8
[26 empty] | 3500200% | 4:00 | 0 | 0 | 0 | 1 | 0 | 0 | 1 | 0 | 0 | 1 | 0 | 0 | 1 | 0 | 0 | 1 | 0 | 0 | 1 | 0 | 0 | 1 | 0 | 2 | E | 9 | 1 | E | 9 | 4.4 | E | 9 | -0.4 | E | 9 | 71 | A | 7 | 995 | E | 9 | 140 | E | 9 | 2.3 | E | 9 | 38018 | C | 8 | 77777 | E | 9 | 1.5 | E | 8 | 0.109 | F | 8 | 0.14 | F | 8 | 0 | 1 | D | 9 | 0 | C | 8
[26 empty] | 3500200% | 5:00 | 0 | 0 | 0 | 1 | 0 | 0 | 1 | 0 | 0 | 1 | 0 | 0 | 1 | 0 | 0 | 1 | 0 | 0 | 1 | 0 | 0 | 1 | 0 | 3 | E | 9 | 1 | E | 9 | 4 | E | 9 | -0.3 | E | 9 | 73 | A | 7 | 996 | E | 9 | 150 | E | 9 | 2 | E | 9 | 38745 | C | 8 | 77777 | E | 9 | 1.5 | E | 8 | 0.109 | F | 8 | 0.14 | F | 8 | 0 | 1 | D | 9 | 0 | C | 8
[26 empty] | 3500200% | 6:00 | 0 | 0 | 0 | 1 | 0 | 0 | 1 | 0 | 0 | 1 | 0 | 0 | 1 | 0 | 0 | 1 | 0 | 0 | 1 | 0 | 0 | 1 | 0 | 3 | E | 9 | 1 | E | 9 | 3.7 | E | 9 | -0.1 | E | 9 | 76 | A | 7 | 997 | E | 9 | 190 | E | 9 | 1.8 | E | 9 | 39472 | C | 8 | 21908 | E | 9 | 1.6 | E | 8 | 0.109 | F | 8 | 0.14 | F | 8 | 0 | 1 | D | 9 | 0 | C | 8
[26 empty] | 3500200% | 7:00 | 15 | 497 | 3 | 1 | 24 | 30 | 1 | 27 | 2 | 1 | 24 | 0 | 1 | 24 | 0 | 1 | 27 | 0 | 1 | 24 | 0 | 1 | 43 | 3 | A | 7 | 1 | E | 9 | 3.3 | A | 7 | 0 | A | 7 | 79 | A | 7 | 998 | E | 9 | 190 | A | 7 | 2 | A | 7 | 40200 | B | 7 | 77777 | A | 7 | 1.6 | E | 8 | 0.109 | F | 8 | 0.14 | F | 8 | 0 | 1 | D | 9 | 0 | C | 8
[26 empty] | 3500200% | 8:00 | 210 | 1387 | 101 | 1 | 24 | 452 | 1 | 27 | 33 | 1 | 24 | 105 | 1 | 24 | 311 | 1 | 27 | 58 | 1 | 24 | 61 | 1 | 43 | 0 | A | 7 | 0 | E | 9 | 6.1 | A | 7 | 0.5 | A | 7 | 67 | A | 7 | 999 | E | 9 | 200 | A | 7 | 2 | A | 7 | 40200 | B | 7 | 77777 | A | 7 | 1.6 | E | 8 | 0.109 | F | 8 | 0.14 | F | 8 | 0 | 1 | D | 9 | 0 | C | 8
[26 empty] | 3500200% | 9:00 | 439 | 1387 | 247 | 1 | 24 | 608 | 1 | 27 | 54 | 1 | 24 | 257 | 1 | 24 | 552 | 1 | 27 | 82 | 1 | 24 | 110 | 1 | 43 | 3 | A | 7 | 1 | E | 9 | 9.4 | A | 7 | 1.6 | A | 7 | 58 | A | 7 | 1000 | E | 9 | 240 | A | 7 | 3.6 | A | 7 | 40200 | B | 7 | 77777 | A | 7 | 1.6 | E | 8 | 0.109 | F | 8 | 0.14 | F | 8 | 0 | 1 | D | 9 | 0 | C | 8
[26 empty] | 3500200% | 10:00 | 625 | 1387 | 409 | 1 | 24 | 712 | 1 | 27 | 88 | 1 | 24 | 434 | 1 | 24 | 696 | 1 | 27 | 119 | 1 | 24 | 184 | 1 | 43 | 2 | A | 7 | 1 | E | 9 | 10.5 | A | 7 | 1.6 | A | 7 | 54 | A | 7 | 1000 | E | 9 | 260 | A | 7 | 3.6 | A | 7 | 40200 | B | 7 | 77777 | A | 7 | 1.6 | E | 8 | 0.109 | F | 8 | 0.14 | F | 8 | 0 | 1 | D | 9 | 0 | C | 8
[26 empty] | 3500200% | 11:00 | 754 | 1387 | 473 | 1 | 24 | 721 | 1 | 27 | 81 | 1 | 24 | 505 | 1 | 24 | 717 | 1 | 27 | 114 | 1 | 24 | 189 | 1 | 43 | 3 | A | 7 | 1 | E | 9 | 12.7 | A | 7 | 2.7 | A | 7 | 51 | A | 7 | 1001 | E | 9 | 240 | A | 7 | 4.1 | A | 7 | 40200 | B | 7 | 77777 | A | 7 | 1.6 | E | 8 | 0.109 | F | 8 | 0.14 | F | 8 | 0 | 1 | D | 9 | 0 | C | 8
[26 empty] | 3500200% | 12:00 | 817 | 1387 | 527 | 1 | 24 | 682 | 1 | 27 | 125 | 1 | 24 | 561 | 1 | 24 | 688 | 1 | 27 | 154 | 1 | 24 | 297 | 1 | 43 | 2 | A | 7 | 1 | E | 9 | 13.3 | A | 7 | 2.2 | A | 7 | 47 | A | 7 | 1000 | E | 9 | 310 | A | 7 | 4.6 | A | 7 | 40200 | B | 7 | 77777 | A | 7 | 1.6 | E | 8 | 0.109 | F | 8 | 0.14 | F | 8 | 0 | 1 | D | 9 | 0 | C | 8
[26 empty] | 3500200% | 13:00 | 810 | 1387 | 508 | 1 | 24 | 581 | 1 | 27 | 169 | 1 | 24 | 529 | 1 | 24 | 577 | 1 | 27 | 191 | 1 | 24 | 381 | 1 | 43 | 9 | A | 7 | 5 | E | 9 | 14.4 | A | 7 | 2.2 | A | 7 | 44 | A | 7 | 1000 | E | 9 | 260 | A | 7 | 3 | A | 7 | 40200 | B | 7 | 77777 | A | 7 | 1.7 | E | 8 | 0.109 | F | 8 | 0.14 | F | 8 | 0 | 1 | D | 9 | 0 | C | 8
[26 empty] | 3500200% | 14:00 | 734 | 1387 | 485 | 1 | 24 | 770 | 1 | 27 | 76 | 1 | 24 | 519 | 1 | 24 | 765 | 1 | 27 | 112 | 1 | 24 | 177 | 1 | 43 | 2 | A | 7 | 1 | E | 9 | 15.5 | A | 7 | 2.7 | A | 7 | 42 | A | 7 | 999 | E | 9 | 250 | A | 7 | 3 | A | 7 | 40200 | B | 7 | 77777 | A | 7 | 1.7 | E | 8 | 0.109 | F | 8 | 0.14 | F | 8 | 0 | 1 | D | 9 | 0 | C | 8
[26 empty] | 3500200% | 15:00 | 594 | 1387 | 380 | 1 | 24 | 554 | 1 | 27 | 142 | 1 | 24 | 401 | 1 | 24 | 540 | 1 | 27 | 169 | 1 | 24 | 283 | 1 | 43 | 9 | A | 7 | 5 | E | 9 | 15 | A | 7 | 3 | B | 8 | 44 | A | 7 | 999 | E | 9 | 250 | A | 7 | 2 | A | 7 | 40200 | B | 7 | 6000 | A | 7 | 1.7 | E | 8 | 0.109 | F | 8 | 0.14 | F | 8 | 0 | 1 | D | 9 | 0 | C | 8
[26 empty] | 3500200% | 16:00 | 399 | 1387 | 174 | 1 | 24 | 245 | 1 | 27 | 103 | 1 | 24 | 185 | 1 | 24 | 218 | 1 | 27 | 122 | 1 | 24 | 202 | 1 | 43 | 9 | A | 7 | 5 | E | 9 | 15 | A | 7 | 3.3 | A | 7 | 45 | A | 7 | 999 | E | 9 | 270 | A | 7 | 2 | A | 7 | 40200 | B | 7 | 6000 | A | 7 | 1.7 | E | 8 | 0.109 | F | 8 | 0.14 | F | 8 | 0 | 1 | D | 9 | 0 | C | 8
[26 empty] | 3500200% | 17:00 | 164 | 1387 | 46 | 1 | 24 | 75 | 1 | 27 | 37 | 1 | 24 | 50 | 1 | 24 | 46 | 1 | 27 | 45 | 1 | 24 | 78 | 1 | 43 | 9 | A | 7 | 5 | E | 9 | 13.8 | A | 7 | 3.3 | A | 7 | 49 | A | 7 | 999 | E | 9 | 0 | A | 7 | 0 | A | 7 | 40200 | B | 7 | 3600 | A | 7 | 1.7 | E | 8 | 0.109 | F | 8 | 0.14 | F | 8 | 0 | 1 | D | 9 | 0 | C | 8
[26 empty] | 3500200% | 18:00 | 3 | 243 | 0 | 1 | 24 | 4 | 1 | 27 | 0 | 1 | 24 | 0 | 1 | 24 | 0 | 1 | 27 | 0 | 1 | 24 | 0 | 1 | 43 | 9 | A | 7 | 5 | E | 9 | 13.3 | A | 7 | 2.2 | A | 7 | 47 | A | 7 | 999 | E | 9 | 0 | A | 7 | 0 | A | 7 | 16100 | B | 7 | 3000 | A | 7 | 1.7 | E | 8 | 0.109 | F | 8 | 0.14 | F | 8 | 0 | 1 | D | 9 | 0 | C | 8
[26 empty] | 3500200% | 19:00 | 0 | 0 | 0 | 1 | 0 | 0 | 1 | 0 | 0 | 1 | 0 | 0 | 1 | 0 | 0 | 1 | 0 | 0 | 1 | 0 | 0 | 1 | 0 | 10 | A | 7 | 10 | E | 9 | 12.2 | A | 7 | 2.2 | A | 7 | 50 | A | 7 | 1000 | E | 9 | 0 | A | 7 | 0 | A | 7 | 16100 | B | 7 | 2400 | A | 7 | 1.7 | E | 8 | 0.109 | F | 8 | 0.14 | F | 8 | 0 | 1 | D | 9 | 0 | C | 8
[26 empty] | 3500200% | 20:00 | 0 | 0 | 0 | 1 | 0 | 0 | 1 | 0 | 0 | 1 | 0 | 0 | 1 | 0 | 0 | 1 | 0 | 0 | 1 | 0 | 0 | 1 | 0 | 9 | A | 7 | 5 | E | 9 | 11.6 | A | 7 | 2.7 | A | 7 | 54 | A | 7 | 1000 | E | 9 | 0 | A | 7 | 0 | A | 7 | 16100 | B | 7 | 3000 | A | 7 | 1.7 | E | 8 | 0.109 | F | 8 | 0.14 | F | 8 | 0 | 1 | D | 9 | 0 | C | 8
[26 empty] | 3500200% | 21:00 | 0 | 0 | 0 | 1 | 0 | 0 | 1 | 0 | 0 | 1 | 0 | 0 | 1 | 0 | 0 | 1 | 0 | 0 | 1 | 0 | 0 | 1 | 0 | 9 | E | 9 | 6 | E | 9 | 12.1 | E | 9 | 3.9 | E | 9 | 57 | A | 7 | 1000 | E | 9 | 360 | E | 9 | 0.5 | E | 9 | 17563 | C | 8 | 2550 | E | 9 | 1.7 | E | 8 | 0.109 | F | 8 | 0.14 | F | 8 | 0 | 1 | D | 9 | 0 | C | 8
[26 empty] | 3500200% | 22:00 | 0 | 0 | 0 | 1 | 0 | 0 | 1 | 0 | 0 | 1 | 0 | 0 | 1 | 0 | 0 | 1 | 0 | 0 | 1 | 0 | 0 | 1 | 0 | 9 | E | 9 | 6 | E | 9 | 11.5 | E | 9 | 4 | E | 9 | 60 | A | 7 | 1000 | E | 9 | 20 | E | 9 | 2.8 | E | 9 | 19027 | C | 8 | 2850 | E | 9 | 1.8 | E | 8 | 0.109 | F | 8 | 0.14 | F | 8 | 0 | 1 | D | 9 | 0 | C | 8
[26 empty] | 3500200% | 23:00 | 0 | 0 | 0 | 1 | 0 | 0 | 1 | 0 | 0 | 1 | 0 | 0 | 1 | 0 | 0 | 1 | 0 | 0 | 1 | 0 | 0 | 1 | 0 | 8 | E | 9 | 5 | E | 9 | 12 | E | 9 | 4.2 | E | 9 | 59 | A | 7 | 1000 | E | 9 | 20 | E | 9 | 3.2 | E | 9 | 20490 | C | 8 | 5011 | E | 9 | 1.8 | E | 8 | 0.109 | F | 8 | 0.14 | F | 8 | 0 | 1 | D | 9 | 0 | C | 8
[26 empty] | 3500200% | 24:00 | 0 | 0 | 0 | 1 | 0 | 0 | 1 | 0 | 0 | 1 | 0 | 0 | 1 | 0 | 0 | 1 | 0 | 0 | 1 | 0 | 0 | 1 | 0 | 7 | E | 9 | 5 | E | 9 | 12.5 | E | 9 | 4.4 | E | 9 | 58 | A | 7 | 1000 | E | 9 | 20 | E | 9 | 2.5 | E | 9 | 21954 | C | 8 | 7172 | E | 9 | 1.8 | E | 8 | 0.109 | F | 8 | 0.14 | F | 8 | 0 | 1 | D | 9 | 0 | C | 8
[26 empty] | 3500300% | 1:00 | 0 | 0 | 0 | 1 | 0 | 0 | 1 | 0 | 0 | 1 | 0 | 0 | 1 | 0 | 0 | 1 | 0 | 0 | 1 | 0 | 0 | 1 | 0 | 7 | E | 9 | 4 | E | 9 | 12 | E | 9 | 4.5 | E | 9 | 60 | A | 7 | 1000 | E | 9 | 10 | E | 9 | 2.4 | E | 9 | 23418 | C | 8 | 9333 | E | 9 | 1.8 | E | 8 | 0.108 | F | 8 | 0.14 | F | 8 | 0 | 1 | D | 9 | 0 | C | 8
[26 empty] | 3500300% | 2:00 | 0 | 0 | 0 | 1 | 0 | 0 | 1 | 0 | 0 | 1 | 0 | 0 | 1 | 0 | 0 | 1 | 0 | 0 | 1 | 0 | 0 | 1 | 0 | 6 | E | 9 | 4 | E | 9 | 12.4 | E | 9 | 4.7 | E | 9 | 59 | A | 7 | 1000 | E | 9 | 20 | E | 9 | 1.2 | E | 9 | 24881 | C | 8 | 11494 | E | 9 | 1.8 | E | 8 | 0.108 | F | 8 | 0.14 | F | 8 | 0 | 1 | D | 9 | 0 | C | 8
[26 empty] | 3500300% | 3:00 | 0 | 0 | 0 | 1 | 0 | 0 | 1 | 0 | 0 | 1 | 0 | 0 | 1 | 0 | 0 | 1 | 0 | 0 | 1 | 0 | 0 | 1 | 0 | 5 | E | 9 | 3 | E | 9 | 11.9 | E | 9 | 4.8 | E | 9 | 62 | A | 7 | 999 | E | 9 | 10 | E | 9 | 0.1 | E | 9 | 26345 | C | 8 | 13656 | E | 9 | 1.8 | E | 8 | 0.108 | F | 8 | 0.14 | F | 8 | 0 | 1 | D | 9 | 51 | C | 8
[26 empty] | 3500300% | 4:00 | 0 | 0 | 0 | 1 | 0 | 0 | 1 | 0 | 0 | 1 | 0 | 0 | 1 | 0 | 0 | 1 | 0 | 0 | 1 | 0 | 0 | 1 | 0 | 4 | E | 9 | 3 | E | 9 | 10.4 | E | 9 | 5 | E | 9 | 69 | A | 7 | 999 | E | 9 | 360 | E | 9 | 0.4 | E | 9 | 27809 | C | 8 | 15817 | E | 9 | 1.8 | E | 8 | 0.108 | F | 8 | 0.14 | F | 8 | 0 | 1 | D | 9 | 51 | C | 8
[26 empty] | 3500300% | 5:00 | 0 | 0 | 0 | 1 | 0 | 0 | 1 | 0 | 0 | 1 | 0 | 0 | 1 | 0 | 0 | 1 | 0 | 0 | 1 | 0 | 0 | 1 | 0 | 3 | E | 9 | 2 | E | 9 | 11.9 | E | 9 | 5.2 | E | 9 | 63 | A | 7 | 1000 | E | 9 | 0 | E | 9 | 0 | E | 9 | 29272 | C | 8 | 17978 | E | 9 | 1.8 | E | 8 | 0.108 | F | 8 | 0.14 | F | 8 | 0 | 1 | D | 9 | 51 | C | 8
[26 empty] | 3500300% | 6:00 | 0 | 0 | 0 | 1 | 0 | 0 | 1 | 0 | 0 | 1 | 0 | 0 | 1 | 0 | 0 | 1 | 0 | 0 | 1 | 0 | 0 | 1 | 0 | 2 | E | 9 | 2 | E | 9 | 11.3 | E | 9 | 5.3 | E | 9 | 67 | A | 7 | 1000 | E | 9 | 0 | E | 9 | 0 | E | 9 | 30736 | C | 8 | 20139 | E | 9 | 1.8 | E | 8 | 0.108 | F | 8 | 0.14 | F | 8 | 0 | 1 | D | 9 | 51 | C | 8
[26 empty] | 3500300% | 7:00 | 14 | 474 | 1 | 1 | 24 | 0 | 1 | 27 | 1 | 1 | 24 | 0 | 1 | 24 | 0 | 1 | 27 | 0 | 1 | 24 | 0 | 1 | 43 | 10 | A | 7 | 10 | E | 9 | 8.8 | A | 7 | 5.5 | A | 7 | 80 | A | 7 | 1000 | E | 9 | 0 | A | 7 | 0 | A | 7 | 32200 | B | 7 | 3300 | A | 7 | 1.9 | E | 8 | 0.108 | F | 8 | 0.14 | F | 8 | 0 | 1 | D | 9 | 51 | C | 8
[26 empty] | 3500300% | 8:00 | 205 | 1388 | 39 | 1 | 24 | 0 | 1 | 27 | 39 | 1 | 24 | 44 | 1 | 24 | 0 | 1 | 27 | 44 | 1 | 24 | 140 | 1 | 43 | 10 | A | 7 | 10 | E | 9 | 9.4 | A | 7 | 6.1 | A | 7 | 80 | A | 7 | 1001 | E | 9 | 0 | A | 7 | 0 | A | 7 | 32200 | B | 7 | 3300 | A | 7 | 1.9 | E | 8 | 0.108 | F | 8 | 0.14 | F | 8 | 0 | 1 | D | 9 | 51 | C | 8
[26 empty] | 3500300% | 9:00 | 434 | 1388 | 101 | 1 | 24 | 0 | 1 | 27 | 101 | 1 | 24 | 115 | 1 | 24 | 0 | 1 | 27 | 115 | 1 | 24 | 383 | 1 | 43 | 10 | A | 7 | 10 | E | 9 | 10 | A | 7 | 6.1 | A | 7 | 77 | A | 7 | 1001 | E | 9 | 0 | A | 7 | 0 | A | 7 | 32200 | B | 7 | 3300 | A | 7 | 1.9 | E | 8 | 0.108 | F | 8 | 0.14 | F | 8 | 0 | 1 | D | 9 | 0 | C | 8
[26 empty] | 3500300% | 10:00 | 619 | 1388 | 268 | 1 | 24 | 263 | 1 | 27 | 150 | 1 | 24 | 290 | 1 | 24 | 267 | 1 | 27 | 170 | 1 | 24 | 314 | 1 | 43 | 9 | A | 7 | 8 | E | 9 | 11.6 | A | 7 | 7.7 | A | 7 | 77 | A | 7 | 1001 | E | 9 | 0 | A | 7 | 0 | A | 7 | 24100 | B | 7 | 3300 | A | 7 | 1.9 | E | 8 | 0.108 | F | 8 | 0.14 | F | 8 | 0 | 1 | D | 9 | 0 | C | 8
[26 empty] | 3500300% | 11:00 | 748 | 1388 | 196 | 1 | 24 | 0 | 1 | 27 | 196 | 1 | 24 | 225 | 1 | 24 | 0 | 1 | 27 | 225 | 1 | 24 | 819 | 1 | 43 | 10 | A | 7 | 10 | E | 9 | 13.3 | A | 7 | 7.2 | A | 7 | 67 | A | 7 | 1001 | E | 9 | 0 | A | 7 | 0 | A | 7 | 24100 | B | 7 | 3300 | A | 7 | 1.9 | E | 8 | 0.108 | F | 8 | 0.14 | F | 8 | 0 | 1 | D | 9 | 0 | C | 8
[26 empty] | 3500300% | 12:00 | 811 | 1388 | 173 | 1 | 24 | 0 | 1 | 27 | 173 | 1 | 24 | 203 | 1 | 24 | 0 | 1 | 27 | 203 | 1 | 24 | 778 | 1 | 43 | 10 | A | 7 | 10 | E | 9 | 13.8 | A | 7 | 7.7 | A | 7 | 67 | A | 7 | 1000 | E | 9 | 0 | A | 7 | 0 | A | 7 | 24100 | B | 7 | 1800 | A | 7 | 1.9 | E | 8 | 0.108 | F | 8 | 0.14 | F | 8 | 0 | 1 | D | 9 | 0 | C | 8
[26 empty] | 3500300% | 13:00 | 804 | 1388 | 476 | 1 | 24 | 306 | 1 | 27 | 298 | 1 | 24 | 503 | 1 | 24 | 323 | 1 | 27 | 316 | 1 | 24 | 760 | 1 | 43 | 9 | A | 7 | 7 | E | 9 | 14.4 | A | 7 | 6.6 | A | 7 | 59 | A | 7 | 999 | E | 9 | 0 | A | 7 | 0 | A | 7 | 19300 | B | 7 | 2100 | A | 7 | 1.9 | E | 8 | 0.108 | F | 8 | 0.14 | F | 8 | 0 | 1 | D | 9 | 0 | C | 8
[26 empty] | 3500300% | 14:00 | 728 | 1388 | 152 | 1 | 24 | 0 | 1 | 27 | 152 | 1 | 24 | 178 | 1 | 24 | 0 | 1 | 27 | 178 | 1 | 24 | 668 | 1 | 43 | 10 | A | 7 | 10 | E | 9 | 14.4 | A | 7 | 6.6 | A | 7 | 59 | A | 7 | 999 | E | 9 | 0 | A | 7 | 0 | A | 7 | 19300 | B | 7 | 2700 | A | 7 | 1.9 | E | 8 | 0.108 | F | 8 | 0.14 | F | 8 | 0 | 1 | D | 9 | 0 | C | 8
[26 empty] | 3500300% | 15:00 | 588 | 1388 | 241 | 1 | 25 | 42 | 1 | 28 | 223 | 1 | 25 | 264 | 1 | 25 | 41 | 1 | 28 | 246 | 1 | 25 | 596 | 1 | 45 | 10 | B | 8 | 9 | B | 8 | 14.5 | B | 8 | 6.9 | B | 8 | 60 | A | 7 | 999 | E | 9 | 280 | B | 8 | 1 | B | 8 | 21700 | C | 8 | 2250 | B | 8 | 1.9 | E | 8 | 0.108 | F | 8 | 0.14 | F | 8 | 0 | 1 | D | 9 | 0 | C | 8
[26 empty] | 3500300% | 16:00 | 393 | 1388 | 143 | 1 | 24 | 96 | 1 | 27 | 115 | 1 | 24 | 154 | 1 | 24 | 86 | 1 | 27 | 130 | 1 | 24 | 255 | 1 | 43 | 9 | A | 7 | 8 | E | 9 | 14.4 | A | 7 | 7.2 | A | 7 | 62 | A | 7 | 998 | E | 9 | 190 | A | 7 | 2 | A | 7 | 24100 | B | 7 | 1800 | A | 7 | 1.9 | E | 8 | 0.108 | F | 8 | 0.14 | F | 8 | 0 | 1 | D | 9 | 0 | C | 8
[26 empty] | 3500300% | 17:00 | 159 | 1388 | 64 | 1 | 24 | 23 | 1 | 27 | 61 | 1 | 24 | 69 | 1 | 24 | 16 | 1 | 27 | 68 | 1 | 24 | 130 | 1 | 43 | 9 | A | 7 | 7 | E | 9 | 13.3 | A | 7 | 7.2 | A | 7 | 67 | A | 7 | 998 | E | 9 | 210 | A | 7 | 2.5 | A | 7 | 16100 | B | 7 | 1800 | A | 7 | 1.9 | E | 8 | 0.108 | F | 8 | 0.14 | F | 8 | 0 | 1 | D | 9 | 0 | C | 8
[26 empty] | 3500300% | 18:00 | 3 | 220 | 0 | 1 | 24 | 1 | 1 | 27 | 0 | 1 | 24 | 0 | 1 | 24 | 0 | 1 | 27 | 0 | 1 | 24 | 0 | 1 | 43 | 9 | A | 7 | 8 | E | 9 | 12.2 | A | 7 | 6.6 | A | 7 | 69 | A | 7 | 999 | E | 9 | 180 | A | 7 | 3 | A | 7 | 16100 | B | 7 | 3000 | A | 7 | 1.9 | E | 8 | 0.108 | F | 8 | 0.14 | F | 8 | 0 | 1 | D | 9 | 0 | C | 8
[26 empty] | 3500300% | 19:00 | 0 | 0 | 0 | 1 | 0 | 0 | 1 | 0 | 0 | 1 | 0 | 0 | 1 | 0 | 0 | 1 | 0 | 0 | 1 | 0 | 0 | 1 | 0 | 10 | A | 7 | 10 | E | 9 | 11.6 | A | 7 | 6.6 | A | 7 | 71 | A | 7 | 999 | E | 9 | 0 | A | 7 | 0 | A | 7 | 16100 | B | 7 | 3000 | A | 7 | 1.9 | E | 8 | 0.108 | F | 8 | 0.14 | F | 8 | 0 | 1 | D | 9 | 0 | C | 8
[26 empty] | 3500300% | 20:00 | 0 | 0 | 0 | 1 | 0 | 0 | 1 | 0 | 0 | 1 | 0 | 0 | 1 | 0 | 0 | 1 | 0 | 0 | 1 | 0 | 0 | 1 | 0 | 9 | A | 7 | 8 | E | 9 | 12.2 | A | 7 | 7.2 | A | 7 | 71 | A | 7 | 999 | E | 9 | 0 | A | 7 | 0 | A | 7 | 16100 | B | 7 | 3000 | A | 7 | 1.9 | E | 8 | 0.108 | F | 8 | 0.14 | F | 8 | 0 | 1 | D | 9 | 0 | C | 8
[26 empty] | 3500300% | 21:00 | 0 | 0 | 0 | 1 | 0 | 0 | 1 | 0 | 0 | 1 | 0 | 0 | 1 | 0 | 0 | 1 | 0 | 0 | 1 | 0 | 0 | 1 | 0 | 9 | E | 9 | 8 | E | 9 | 12 | E | 9 | 8.4 | E | 9 | 79 | A | 7 | 999 | E | 9 | 10 | E | 9 | 0.3 | E | 9 | 16100 | C | 8 | 2733 | E | 9 | 1.9 | E | 8 | 0.108 | F | 8 | 0.14 | F | 8 | 0 | 1 | D | 9 | 0 | C | 8
[26 empty] | 3500300% | 22:00 | 0 | 0 | 0 | 1 | 0 | 0 | 1 | 0 | 0 | 1 | 0 | 0 | 1 | 0 | 0 | 1 | 0 | 0 | 1 | 0 | 0 | 1 | 0 | 9 | E | 9 | 8 | E | 9 | 11.6 | E | 9 | 7.9 | E | 9 | 87 | A | 7 | 999 | E | 9 | 360 | E | 9 | 0.5 | E | 9 | 16100 | C | 8 | 2467 | E | 9 | 1.9 | E | 8 | 0.108 | F | 8 | 0.14 | F | 8 | 0 | 1 | D | 9 | 0 | C | 8
[26 empty] | 3500300% | 23:00 | 0 | 0 | 0 | 1 | 0 | 0 | 1 | 0 | 0 | 1 | 0 | 0 | 1 | 0 | 0 | 1 | 0 | 0 | 1 | 0 | 0 | 1 | 0 | 9 | E | 9 | 9 | E | 9 | 11.1 | E | 9 | 7.4 | E | 9 | 89 | A | 7 | 998 | E | 9 | 10 | E | 9 | 0.7 | E | 9 | 16100 | C | 8 | 2199 | E | 9 | 1.9 | E | 8 | 0.108 | F | 8 | 0.14 | F | 8 | 0 | 1 | D | 9 | 0 | C | 8
[26 empty] | 3500300% | 24:00 | 0 | 0 | 0 | 1 | 0 | 0 | 1 | 0 | 0 | 1 | 0 | 0 | 1 | 0 | 0 | 1 | 0 | 0 | 1 | 0 | 0 | 1 | 0 | 9 | E | 9 | 9 | E | 9 | 10.7 | E | 9 | 6.9 | E | 9 | 92 | A | 7 | 998 | E | 9 | 10 | E | 9 | 0.9 | E | 9 | 16100 | C | 8 | 1933 | E | 9 | 2 | E | 8 | 0.108 | F | 8 | 0.14 | F | 8 | 0 | 1 | D | 9 | 0 | C | 8
[26 empty] | 3719600% | 1:00 | 0 | 0 | 0 | 2 | 0 | 0 | 2 | 0 | 0 | 2 | 0 | 0 | 2 | 0 | 0 | 2 | 0 | 0 | 2 | 0 | 0 | 2 | 0 | 4 | E | 9 | 2 | E | 9 | 10.3 | A | 7 | 6.5 | A | 7 | 76 | A | 7 | 1001 | A | 7 | 150 | A | 7 | 1.2 | A | 7 | 16100 | B | 7 | 77777 | A | 7 | 1.5 | E | 8 | 0.107 | F | 8 | 0.15 | F | 8 | 0 | 1 | D | 9 | 0 | C | 8
[26 empty] | 3719600% | 2:00 | 0 | 0 | 0 | 2 | 0 | 0 | 2 | 0 | 0 | 2 | 0 | 0 | 2 | 0 | 0 | 2 | 0 | 0 | 2 | 0 | 0 | 2 | 0 | 1 | E | 9 | 1 | E | 9 | 9.9 | A | 7 | 6 | A | 7 | 71 | A | 7 | 1001 | A | 7 | 140 | A | 7 | 1.4 | A | 7 | 16100 | B | 7 | 77777 | A | 7 | 1.6 | E | 8 | 0.107 | F | 8 | 0.15 | F | 8 | 0 | 1 | D | 9 | 0 | C | 8
[26 empty] | 3719600% | 3:00 | 0 | 0 | 0 | 2 | 0 | 0 | 2 | 0 | 0 | 2 | 0 | 0 | 2 | 0 | 0 | 2 | 0 | 0 | 2 | 0 | 0 | 2 | 0 | 2 | E | 9 | 2 | E | 9 | 9.4 | A | 7 | 5.5 | A | 7 | 71 | A | 7 | 1000 | A | 7 | 140 | A | 7 | 1.6 | A | 7 | 16100 | B | 7 | 77777 | A | 7 | 1.6 | E | 8 | 0.107 | F | 8 | 0.15 | F | 8 | 0 | 1 | D | 9 | 0 | C | 8
[26 empty] | 3719600% | 4:00 | 0 | 0 | 0 | 2 | 0 | 0 | 2 | 0 | 0 | 2 | 0 | 0 | 2 | 0 | 0 | 2 | 0 | 0 | 2 | 0 | 0 | 2 | 0 | 0 | E | 9 | 0 | E | 9 | 9 | A | 7 | 5 | A | 7 | 76 | A | 7 | 1001 | A | 7 | 140 | B | 8 | 1.8 | B | 8 | 16100 | B | 7 | 77777 | A | 7 | 1.7 | E | 8 | 0.107 | F | 8 | 0.15 | F | 8 | 0 | 1 | D | 9 | 0 | C | 8
[26 empty] | 3719600% | 5:00 | 0 | 0 | 0 | 2 | 0 | 0 | 2 | 0 | 0 | 2 | 0 | 0 | 2 | 0 | 0 | 2 | 0 | 0 | 2 | 0 | 0 | 2 | 0 | 0 | E | 9 | 0 | E | 9 | 9 | A | 7 | 5 | A | 7 | 76 | A | 7 | 1001 | A | 7 | 140 | A | 7 | 2.1 | A | 7 | 16100 | B | 7 | 77777 | A | 7 | 1.7 | E | 8 | 0.107 | F | 8 | 0.15 | F | 8 | 0 | 1 | D | 9 | 0 | C | 8
[26 empty] | 3719600% | 6:00 | 0 | 0 | 0 | 2 | 0 | 0 | 2 | 0 | 0 | 2 | 0 | 0 | 2 | 0 | 0 | 2 | 0 | 0 | 2 | 0 | 0 | 2 | 0 | 0 | E | 9 | 0 | E | 9 | 8 | A | 7 | 4 | A | 7 | 76 | A | 7 | 1001 | A | 7 | 160 | B | 8 | 2.1 | B | 8 | 12900 | B | 7 | 77777 | A | 7 | 1.8 | E | 8 | 0.107 | F | 8 | 0.15 | F | 8 | 0 | 1 | D | 9 | 0 | C | 8
[26 empty] | 3719600% | 7:00 | 11 | 428 | 0 | 2 | 8 | 0 | 2 | 15 | 0 | 2 | 8 | 0 | 2 | 8 | 0 | 2 | 15 | 0 | 2 | 8 | 0 | 2 | 19 | 1 | E | 9 | 1 | E | 9 | 7 | A | 7 | 4 | A | 7 | 81 | A | 7 | 1001 | A | 7 | 190 | B | 8 | 2.1 | B | 8 | 9700 | B | 7 | 77777 | A | 7 | 1.9 | E | 8 | 0.107 | F | 8 | 0.15 | F | 8 | 0 | 1 | D | 9 | 5 | C | 8
[26 empty] | 3719600% | 8:00 | 197 | 1388 | 100 | 2 | 8 | 221 | 2 | 15 | 68 | 2 | 8 | 103 | 2 | 8 | 135 | 2 | 15 | 83 | 2 | 8 | 136 | 2 | 19 | 2 | E | 9 | 1 | E | 9 | 9 | A | 7 | 6 | A | 7 | 81 | A | 7 | 1002 | A | 7 | 210 | B | 8 | 2.1 | B | 8 | 11300 | B | 7 | 77777 | A | 7 | 1.9 | E | 8 | 0.107 | F | 8 | 0.15 | F | 8 | 0 | 1 | D | 9 | 0 | C | 8
[26 empty] | 3719600% | 9:00 | 425 | 1388 | 197 | 2 | 8 | 185 | 2 | 15 | 140 | 2 | 8 | 212 | 2 | 8 | 169 | 2 | 15 | 160 | 2 | 8 | 314 | 2 | 19 | 4 | E | 9 | 2 | E | 9 | 12 | A | 7 | 5 | A | 7 | 62 | A | 7 | 1003 | A | 7 | 230 | A | 7 | 2.1 | A | 7 | 14500 | B | 7 | 77777 | A | 7 | 2 | E | 8 | 0.107 | F | 8 | 0.15 | F | 8 | 0 | 1 | D | 9 | 0 | C | 8
[26 empty] | 3719600% | 10:00 | 610 | 1388 | 336 | 2 | 8 | 369 | 2 | 15 | 173 | 2 | 8 | 359 | 2 | 8 | 373 | 2 | 15 | 194 | 2 | 8 | 372 | 2 | 19 | 5 | B | 8 | 2 | B | 8 | 14 | B | 8 | 5 | B | 8 | 55 | A | 7 | 1003 | B | 8 | 230 | B | 8 | 2.1 | B | 8 | 15300 | C | 8 | 77777 | A | 7 | 2 | E | 8 | 0.107 | F | 8 | 0.15 | F | 8 | 0 | 1 | D | 9 | 5 | C | 8
[26 empty] | 3719600% | 11:00 | 739 | 1388 | 421 | 2 | 8 | 370 | 2 | 15 | 224 | 2 | 8 | 451 | 2 | 8 | 387 | 2 | 15 | 244 | 2 | 8 | 523 | 2 | 19 | 6 | B | 8 | 3 | B | 8 | 16 | A | 7 | 5 | A | 7 | 48 | A | 7 | 1002 | A | 7 | 230 | B | 8 | 2.1 | A | 7 | 16100 | B | 7 | 77777 | A | 7 | 2.1 | E | 8 | 0.107 | F | 8 | 0.15 | F | 8 | 0 | 1 | D | 9 | 0 | C | 8
[26 empty] | 3719600% | 12:00 | 802 | 1388 | 457 | 2 | 8 | 379 | 2 | 15 | 237 | 2 | 8 | 491 | 2 | 8 | 401 | 2 | 15 | 259 | 2 | 8 | 575 | 2 | 19 | 7 | E | 9 | 3 | E | 9 | 18 | A | 7 | 4 | A | 7 | 39 | A | 7 | 1001 | A | 7 | 230 | B | 8 | 3.1 | A | 7 | 16100 | B | 7 | 77777 | A | 7 | 2.2 | E | 8 | 0.107 | F | 8 | 0.15 | F | 8 | 0 | 1 | D | 9 | 0 | C | 8
[26 empty] | 3719600% | 13:00 | 795 | 1388 | 480 | 2 | 8 | 461 | 2 | 15 | 215 | 2 | 8 | 504 | 2 | 8 | 469 | 2 | 15 | 234 | 2 | 8 | 496 | 2 | 19 | 4 | E | 9 | 2 | E | 9 | 20 | A | 7 | 3 | A | 7 | 32 | A | 7 | 1000 | A | 7 | 230 | A | 7 | 3.1 | A | 7 | 16100 | B | 7 | 77777 | A | 7 | 2.2 | E | 8 | 0.107 | F | 8 | 0.15 | F | 8 | 0 | 1 | D | 9 | 0 | C | 8
[26 empty] | 3719600% | 14:00 | 719 | 1388 | 425 | 2 | 8 | 428 | 2 | 15 | 202 | 2 | 8 | 442 | 2 | 8 | 430 | 2 | 15 | 219 | 2 | 8 | 441 | 2 | 19 | 6 | E | 9 | 3 | E | 9 | 21 | A | 7 | 3 | A | 7 | 30 | A | 7 | 999 | A | 7 | 200 | B | 8 | 3.1 | A | 7 | 16100 | B | 7 | 77777 | A | 7 | 2.2 | E | 8 | 0.107 | F | 8 | 0.15 | F | 8 | 0 | 1 | D | 9 | 0 | C | 8
[26 empty] | 3719600% | 15:00 | 579 | 1388 | 329 | 2 | 8 | 440 | 2 | 15 | 145 | 2 | 8 | 345 | 2 | 8 | 426 | 2 | 15 | 167 | 2 | 8 | 288 | 2 | 19 | 8 | E | 9 | 4 | E | 9 | 21 | A | 7 | 4 | A | 7 | 33 | A | 7 | 999 | A | 7 | 160 | A | 7 | 3.6 | A | 7 | 16100 | B | 7 | 77777 | A | 7 | 2.2 | E | 8 | 0.107 | F | 8 | 0.15 | F | 8 | 0 | 1 | D | 9 | 0 | C | 8
[26 empty] | 3719600% | 16:00 | 385 | 1388 | 185 | 2 | 8 | 289 | 2 | 15 | 104 | 2 | 8 | 195 | 2 | 8 | 253 | 2 | 15 | 125 | 2 | 8 | 205 | 2 | 19 | 6 | E | 9 | 3 | E | 9 | 19 | A | 7 | 6 | A | 7 | 43 | A | 7 | 999 | A | 7 | 140 | A | 7 | 5.1 | A | 7 | 16100 | B | 7 | 77777 | A | 7 | 2.2 | E | 8 | 0.107 | F | 8 | 0.15 | F | 8 | 0 | 1 | D | 9 | 0 | C | 8
[26 empty] | 3719600% | 17:00 | 151 | 1388 | 41 | 2 | 8 | 68 | 2 | 15 | 34 | 2 | 8 | 46 | 2 | 8 | 40 | 2 | 15 | 41 | 2 | 8 | 71 | 2 | 19 | 6 | E | 9 | 4 | E | 9 | 19 | A | 7 | 6 | A | 7 | 43 | A | 7 | 999 | A | 7 | 150 | A | 7 | 4.1 | A | 7 | 16100 | B | 7 | 77777 | A | 7 | 2.1 | E | 8 | 0.107 | F | 8 | 0.15 | F | 8 | 0 | 1 | D | 9 | 0 | C | 8
[26 empty] | 3719600% | 18:00 | 2 | 174 | 0 | 2 | 8 | 0 | 2 | 15 | 0 | 2 | 8 | 0 | 2 | 8 | 0 | 2 | 15 | 0 | 2 | 8 | 0 | 2 | 19 | 8 | E | 9 | 4 | E | 9 | 18 | A | 7 | 5 | A | 7 | 42 | A | 7 | 999 | A | 7 | 140 | A | 7 | 4.1 | A | 7 | 16100 | B | 7 | 77777 | A | 7 | 2.1 | E | 8 | 0.107 | F | 8 | 0.15 | F | 8 | 0 | 1 | D | 9 | 0 | C | 8
[26 empty] | 3719600% | 19:00 | 0 | 0 | 0 | 2 | 0 | 0 | 2 | 0 | 0 | 2 | 0 | 0 | 2 | 0 | 0 | 2 | 0 | 0 | 2 | 0 | 0 | 2 | 0 | 0 | E | 9 | 0 | A | 7 | 18 | A | 7 | 5 | A | 7 | 42 | A | 7 | 999 | A | 7 | 140 | A | 7 | 3.1 | A | 7 | 16100 | B | 7 | 77777 | A | 7 | 2.1 | E | 8 | 0.107 | F | 8 | 0.15 | F | 8 | 0 | 1 | D | 9 | 0 | C | 8
[26 empty] | 3719600% | 20:00 | 0 | 0 | 0 | 2 | 0 | 0 | 2 | 0 | 0 | 2 | 0 | 0 | 2 | 0 | 0 | 2 | 0 | 0 | 2 | 0 | 0 | 2 | 0 | 6 | E | 9 | 3 | E | 9 | 18 | A | 7 | 6 | A | 7 | 45 | A | 7 | 999 | A | 7 | 170 | A | 7 | 5.1 | A | 7 | 16100 | B | 7 | 77777 | A | 7 | 2.1 | E | 8 | 0.107 | F | 8 | 0.15 | F | 8 | 0 | 1 | D | 9 | 0 | C | 8
[26 empty] | 3719600% | 21:00 | 0 | 0 | 0 | 2 | 0 | 0 | 2 | 0 | 0 | 2 | 0 | 0 | 2 | 0 | 0 | 2 | 0 | 0 | 2 | 0 | 0 | 2 | 0 | 4 | E | 9 | 2 | E | 9 | 18 | A | 7 | 8 | A | 7 | 52 | A | 7 | 999 | A | 7 | 180 | A | 7 | 4.6 | A | 7 | 16100 | B | 7 | 77777 | A | 7 | 2 | E | 8 | 0.107 | F | 8 | 0.15 | F | 8 | 0 | 1 | D | 9 | 0 | C | 8
[26 empty] | 3719600% | 22:00 | 0 | 0 | 0 | 2 | 0 | 0 | 2 | 0 | 0 | 2 | 0 | 0 | 2 | 0 | 0 | 2 | 0 | 0 | 2 | 0 | 0 | 2 | 0 | 6 | E | 9 | 3 | E | 9 | 18 | A | 7 | 9 | A | 7 | 56 | A | 7 | 999 | A | 7 | 180 | A | 7 | 5.7 | A | 7 | 16100 | B | 7 | 77777 | A | 7 | 2 | E | 8 | 0.107 | F | 8 | 0.15 | F | 8 | 0 | 1 | D | 9 | 0 | C | 8
[26 empty] | 3719600% | 23:00 | 0 | 0 | 0 | 2 | 0 | 0 | 2 | 0 | 0 | 2 | 0 | 0 | 2 | 0 | 0 | 2 | 0 | 0 | 2 | 0 | 0 | 2 | 0 | 4 | E | 9 | 2 | E | 9 | 18 | A | 7 | 9 | A | 7 | 56 | A | 7 | 999 | A | 7 | 190 | A | 7 | 4.6 | A | 7 | 16100 | B | 7 | 77777 | A | 7 | 2 | E | 8 | 0.107 | F | 8 | 0.15 | F | 8 | 0 | 1 | D | 9 | 0 | C | 8
[26 empty] | 3719600% | 24:00 | 0 | 0 | 0 | 2 | 0 | 0 | 2 | 0 | 0 | 2 | 0 | 0 | 2 | 0 | 0 | 2 | 0 | 0 | 2 | 0 | 0 | 2 | 0 | 6 | E | 9 | 3 | E | 9 | 14 | A | 7 | 8 | A | 7 | 67 | A | 7 | 999 | A | 7 | 190 | B | 8 | 3.9 | B | 8 | 16100 | B | 7 | 77777 | A | 7 | 2 | E | 8 | 0.107 | F | 8 | 0.15 | F | 8 | 0 | 1 | D | 9 | 0 | C | 8
[26 empty] | 3719700% | 1:00 | 0 | 0 | 0 | 2 | 0 | 0 | 2 | 0 | 0 | 2 | 0 | 0 | 2 | 0 | 0 | 2 | 0 | 0 | 2 | 0 | 0 | 2 | 0 | 8 | E | 9 | 4 | E | 9 | 16 | A | 7 | 9 | A | 7 | 63 | A | 7 | 999 | A | 7 | 180 | A | 7 | 3.1 | A | 7 | 16100 | B | 7 | 77777 | A | 7 | 1.9 | E | 8 | 0.106 | F | 8 | 0.15 | F | 8 | 0 | 1 | D | 9 | 0 | C | 8
[26 empty] | 3719700% | 2:00 | 0 | 0 | 0 | 2 | 0 | 0 | 2 | 0 | 0 | 2 | 0 | 0 | 2 | 0 | 0 | 2 | 0 | 0 | 2 | 0 | 0 | 2 | 0 | 4 | E | 9 | 2 | E | 9 | 16 | A | 7 | 9 | A | 7 | 63 | A | 7 | 999 | A | 7 | 180 | A | 7 | 3.1 | A | 7 | 16100 | B | 7 | 77777 | A | 7 | 2 | E | 8 | 0.106 | F | 8 | 0.15 | F | 8 | 0 | 1 | D | 9 | 0 | C | 8
[26 empty] | 3719700% | 3:00 | 0 | 0 | 0 | 2 | 0 | 0 | 2 | 0 | 0 | 2 | 0 | 0 | 2 | 0 | 0 | 2 | 0 | 0 | 2 | 0 | 0 | 2 | 0 | 4 | E | 9 | 3 | E | 9 | 16 | A | 7 | 9 | A | 7 | 63 | A | 7 | 999 | A | 7 | 190 | A | 7 | 3.6 | A | 7 | 16100 | B | 7 | 77777 | A | 7 | 2.1 | E | 8 | 0.106 | F | 8 | 0.15 | F | 8 | 0 | 1 | D | 9 | 0 | C | 8
[26 empty] | 3719700% | 4:00 | 0 | 0 | 0 | 2 | 0 | 0 | 2 | 0 | 0 | 2 | 0 | 0 | 2 | 0 | 0 | 2 | 0 | 0 | 2 | 0 | 0 | 2 | 0 | 5 | E | 9 | 3 | E | 9 | 14 | A | 7 | 9 | A | 7 | 72 | A | 7 | 999 | A | 7 | 180 | A | 7 | 3.6 | A | 7 | 16100 | B | 7 | 77777 | A | 7 | 2.2 | E | 8 | 0.106 | F | 8 | 0.15 | F | 8 | 0 | 1 | D | 9 | 0 | C | 8
[26 empty] | 3719700% | 5:00 | 0 | 0 | 0 | 2 | 0 | 0 | 2 | 0 | 0 | 2 | 0 | 0 | 2 | 0 | 0 | 2 | 0 | 0 | 2 | 0 | 0 | 2 | 0 | 8 | E | 9 | 6 | E | 9 | 15 | A | 7 | 9 | A | 7 | 67 | A | 7 | 999 | A | 7 | 190 | A | 7 | 4.6 | A | 7 | 16100 | B | 7 | 77777 | A | 7 | 2.3 | E | 8 | 0.106 | F | 8 | 0.15 | F | 8 | 0 | 1 | D | 9 | 0 | C | 8
[26 empty] | 3719700% | 6:00 | 0 | 0 | 0 | 2 | 0 | 0 | 2 | 0 | 0 | 2 | 0 | 0 | 2 | 0 | 0 | 2 | 0 | 0 | 2 | 0 | 0 | 2 | 0 | 10 | E | 9 | 10 | E | 9 | 15 | A | 7 | 9 | A | 7 | 67 | A | 7 | 999 | A | 7 | 190 | A | 7 | 4.1 | A | 7 | 14500 | B | 7 | 2100 | A | 7 | 2.3 | E | 8 | 0.106 | F | 8 | 0.15 | F | 8 | 0 | 1 | D | 9 | 0 | C | 8
[26 empty] | 3719700% | 7:00 | 10 | 405 | 0 | 2 | 8 | 0 | 2 | 15 | 0 | 2 | 8 | 0 | 2 | 8 | 0 | 2 | 15 | 0 | 2 | 8 | 0 | 2 | 19 | 9 | E | 9 | 8 | E | 9 | 15 | A | 7 | 9 | A | 7 | 67 | A | 7 | 999 | A | 7 | 190 | A | 7 | 4.6 | A | 7 | 12900 | B | 7 | 2100 | A | 7 | 2.4 | E | 8 | 0.106 | F | 8 | 0.15 | F | 8 | 0 | 1 | D | 9 | 0 | C | 8
[26 empty] | 3719700% | 8:00 | 192 | 1389 | 68 | 2 | 8 | 38 | 2 | 15 | 62 | 2 | 8 | 73 | 2 | 8 | 28 | 2 | 15 | 70 | 2 | 8 | 141 | 2 | 19 | 7 | E | 9 | 4 | E | 9 | 16 | A | 7 | 10 | A | 7 | 68 | A | 7 | 1000 | A | 7 | 190 | A | 7 | 4.1 | A | 7 | 12900 | B | 7 | 77777 | A | 7 | 2.5 | E | 8 | 0.106 | F | 8 | 0.15 | F | 8 | 0 | 1 | D | 9 | 0 | C | 8
[26 empty] | 3719700% | 9:00 | 420 | 1389 | 248 | 2 | 8 | 389 | 2 | 15 | 130 | 2 | 8 | 252 | 2 | 8 | 343 | 2 | 15 | 148 | 2 | 8 | 252 | 2 | 19 | 8 | E | 9 | 8 | E | 9 | 17 | A | 7 | 10 | A | 7 | 63 | A | 7 | 1000 | A | 7 | 180 | A | 7 | 3.6 | A | 7 | 12900 | B | 7 | 2100 | A | 7 | 2.6 | E | 8 | 0.106 | F | 8 | 0.15 | F | 8 | 0 | 1 | D | 9 | 0 | C | 8
[26 empty] | 3719700% | 10:00 | 605 | 1389 | 350 | 2 | 8 | 418 | 2 | 15 | 167 | 2 | 8 | 363 | 2 | 8 | 408 | 2 | 15 | 185 | 2 | 8 | 340 | 2 | 19 | 3 | E | 9 | 3 | E | 9 | 19 | A | 7 | 10 | A | 7 | 56 | A | 7 | 999 | A | 7 | 210 | A | 7 | 4.6 | A | 7 | 16100 | B | 7 | 77777 | A | 7 | 2.6 | E | 8 | 0.106 | F | 8 | 0.15 | F | 8 | 0 | 1 | D | 9 | 0 | C | 8
[26 empty] | 3719700% | 11:00 | 733 | 1389 | 447 | 2 | 8 | 431 | 2 | 15 | 218 | 2 | 8 | 463 | 2 | 8 | 434 | 2 | 15 | 233 | 2 | 8 | 484 | 2 | 19 | 7 | E | 9 | 6 | E | 9 | 22 | A | 7 | 11 | A | 7 | 50 | A | 7 | 999 | A | 7 | 220 | A | 7 | 6.2 | A | 7 | 16100 | B | 7 | 77777 | A | 7 | 2.7 | E | 8 | 0.106 | F | 8 | 0.15 | F | 8 | 0 | 1 | D | 9 | 0 | C | 8
[26 empty] | 3719700% | 12:00 | 796 | 1389 | 305 | 2 | 8 | 66 | 2 | 15 | 266 | 2 | 8 | 334 | 2 | 8 | 67 | 2 | 15 | 296 | 2 | 8 | 830 | 2 | 19 | 3 | E | 9 | 2 | E | 9 | 24 | A | 7 | 11 | A | 7 | 44 | A | 7 | 998 | A | 7 | 220 | A | 7 | 5.7 | A | 7 | 16100 | B | 7 | 77777 | A | 7 | 2.8 | E | 8 | 0.106 | F | 8 | 0.15 | F | 8 | 0 | 1 | D | 9 | 0 | C | 8
[26 empty] | 3719700% | 13:00 | 789 | 1389 | 302 | 2 | 8 | 72 | 2 | 15 | 261 | 2 | 8 | 332 | 2 | 8 | 73 | 2 | 15 | 290 | 2 | 8 | 813 | 2 | 19 | 9 | E | 9 | 8 | E | 9 | 24 | A | 7 | 10 | A | 7 | 41 | A | 7 | 997 | A | 7 | 230 | A | 7 | 6.2 | A | 7 | 16100 | B | 7 | 1800 | A | 7 | 2.9 | E | 8 | 0.106 | F | 8 | 0.15 | F | 8 | 0 | 1 | D | 9 | 0 | C | 8
[26 empty] | 3719700% | 14:00 | 713 | 1389 | 212 | 2 | 8 | 24 | 2 | 15 | 200 | 2 | 8 | 242 | 2 | 8 | 20 | 2 | 15 | 232 | 2 | 8 | 808 | 2 | 19 | 5 | E | 9 | 5 | A | 7 | 24 | A | 7 | 10 | A | 7 | 41 | A | 7 | 996 | A | 7 | 210 | A | 7 | 4.6 | A | 7 | 16100 | B | 7 | 77777 | A | 7 | 2.8 | E | 8 | 0.106 | F | 8 | 0.15 | F | 8 | 0 | 1 | D | 9 | 0 | C | 8
[26 empty] | 3719700% | 15:00 | 573 | 1389 | 279 | 2 | 8 | 246 | 2 | 15 | 177 | 2 | 8 | 295 | 2 | 8 | 245 | 2 | 15 | 194 | 2 | 8 | 382 | 2 | 19 | 9 | E | 9 | 9 | E | 9 | 24 | A | 7 | 10 | A | 7 | 41 | A | 7 | 996 | A | 7 | 230 | A | 7 | 4.1 | A | 7 | 16100 | B | 7 | 2100 | A | 7 | 2.8 | E | 8 | 0.106 | F | 8 | 0.15 | F | 8 | 0 | 1 | D | 9 | 0 | C | 8
[26 empty] | 3719700% | 16:00 | 379 | 1389 | 50 | 2 | 8 | 0 | 2 | 15 | 50 | 2 | 8 | 59 | 2 | 8 | 0 | 2 | 15 | 59 | 2 | 8 | 208 | 2 | 19 | 6 | E | 9 | 4 | E | 9 | 24 | A | 7 | 10 | A | 7 | 41 | A | 7 | 996 | A | 7 | 220 | A | 7 | 3.6 | A | 7 | 16100 | B | 7 | 77777 | A | 7 | 2.7 | E | 8 | 0.106 | F | 8 | 0.15 | F | 8 | 0 | 1 | D | 9 | 0 | C | 8
[26 empty] | 3719700% | 17:00 | 146 | 1389 | 51 | 2 | 8 | 91 | 2 | 15 | 41 | 2 | 8 | 53 | 2 | 8 | 45 | 2 | 15 | 48 | 2 | 8 | 77 | 2 | 19 | 8 | E | 9 | 5 | E | 9 | 23 | A | 7 | 10 | A | 7 | 44 | A | 7 | 996 | A | 7 | 190 | A | 7 | 3.6 | A | 7 | 16100 | B | 7 | 77777 | A | 7 | 2.7 | E | 8 | 0.106 | F | 8 | 0.15 | F | 8 | 0 | 1 | D | 9 | 0 | C | 8
[26 empty] | 3719700% | 18:00 | 1 | 150 | 0 | 2 | 8 | 0 | 2 | 15 | 0 | 2 | 8 | 0 | 2 | 8 | 0 | 2 | 15 | 0 | 2 | 8 | 0 | 2 | 19 | 9 | E | 9 | 8 | E | 9 | 22 | A | 7 | 11 | A | 7 | 50 | A | 7 | 996 | A | 7 | 180 | A | 7 | 3.6 | A | 7 | 16100 | B | 7 | 2100 | A | 7 | 2.6 | E | 8 | 0.106 | F | 8 | 0.15 | F | 8 | 0 | 1 | D | 9 | 0 | C | 8
[26 empty] | 3719700% | 19:00 | 0 | 0 | 0 | 2 | 0 | 0 | 2 | 0 | 0 | 2 | 0 | 0 | 2 | 0 | 0 | 2 | 0 | 0 | 2 | 0 | 0 | 2 | 0 | 0 | E | 9 | 0 | A | 7 | 22 | A | 7 | 11 | A | 7 | 50 | A | 7 | 996 | A | 7 | 180 | A | 7 | 4.6 | A | 7 | 16100 | B | 7 | 77777 | A | 7 | 2.6 | E | 8 | 0.106 | F | 8 | 0.15 | F | 8 | 0 | 1 | D | 9 | 0 | C | 8
[26 empty] | 3719700% | 20:00 | 0 | 0 | 0 | 2 | 0 | 0 | 2 | 0 | 0 | 2 | 0 | 0 | 2 | 0 | 0 | 2 | 0 | 0 | 2 | 0 | 0 | 2 | 0 | 7 | E | 9 | 4 | E | 9 | 21 | A | 7 | 11 | A | 7 | 53 | A | 7 | 996 | A | 7 | 180 | A | 7 | 5.1 | A | 7 | 16100 | B | 7 | 77777 | A | 7 | 2.5 | E | 8 | 0.106 | F | 8 | 0.15 | F | 8 | 0 | 1 | D | 9 | 0 | C | 8
[26 empty] | 3719700% | 21:00 | 0 | 0 | 0 | 2 | 0 | 0 | 2 | 0 | 0 | 2 | 0 | 0 | 2 | 0 | 0 | 2 | 0 | 0 | 2 | 0 | 0 | 2 | 0 | 9 | E | 9 | 9 | E | 9 | 21 | A | 7 | 11 | A | 7 | 53 | A | 7 | 996 | A | 7 | 190 | A | 7 | 3.1 | A | 7 | 16100 | B | 7 | 3600 | A | 7 | 2.5 | E | 8 | 0.106 | F | 8 | 0.15 | F | 8 | 0 | 1 | D | 9 | 0 | C | 8
[26 empty] | 3719700% | 22:00 | 0 | 0 | 0 | 2 | 0 | 0 | 2 | 0 | 0 | 2 | 0 | 0 | 2 | 0 | 0 | 2 | 0 | 0 | 2 | 0 | 0 | 2 | 0 | 10 | E | 9 | 10 | E | 9 | 21 | A | 7 | 11 | A | 7 | 53 | A | 7 | 996 | A | 7 | 200 | A | 7 | 4.1 | A | 7 | 16100 | B | 7 | 3300 | A | 7 | 2.4 | E | 8 | 0.106 | F | 8 | 0.15 | F | 8 | 0 | 1 | D | 9 | 0 | C | 8
[26 empty] | 3719700% | 23:00 | 0 | 0 | 0 | 2 | 0 | 0 | 2 | 0 | 0 | 2 | 0 | 0 | 2 | 0 | 0 | 2 | 0 | 0 | 2 | 0 | 0 | 2 | 0 | 10 | E | 9 | 10 | E | 9 | 21 | A | 7 | 11 | A | 7 | 53 | A | 7 | 996 | A | 7 | 220 | A | 7 | 4.6 | A | 7 | 16100 | B | 7 | 3000 | A | 7 | 2.4 | E | 8 | 0.106 | F | 8 | 0.15 | F | 8 | 0 | 1 | D | 9 | 0 | C | 8
[26 empty] | 3719700% | 24:00 | 0 | 0 | 0 | 2 | 0 | 0 | 2 | 0 | 0 | 2 | 0 | 0 | 2 | 0 | 0 | 2 | 0 | 0 | 2 | 0 | 0 | 2 | 0 | 10 | E | 9 | 10 | E | 9 | 20 | A | 7 | 12 | A | 7 | 60 | A | 7 | 996 | A | 7 | 220 | A | 7 | 3.1 | A | 7 | 16100 | B | 7 | 2700 | A | 7 | 2.3 | E | 8 | 0.106 | F | 8 | 0.15 | F | 8 | 0 | 1 | D | 9 | 0 | C | 8
[26 empty] | 3719800% | 1:00 | 0 | 0 | 0 | 2 | 0 | 0 | 2 | 0 | 0 | 2 | 0 | 0 | 2 | 0 | 0 | 2 | 0 | 0 | 2 | 0 | 0 | 2 | 0 | 10 | E | 9 | 10 | E | 9 | 19 | A | 7 | 11 | A | 7 | 60 | A | 7 | 996 | A | 7 | 210 | A | 7 | 2.1 | A | 7 | 16100 | B | 7 | 2400 | A | 7 | 2.3 | E | 8 | 0.105 | F | 8 | 0.15 | F | 8 | 0 | 1 | D | 9 | 0 | C | 8
[26 empty] | 3719800% | 2:00 | 0 | 0 | 0 | 2 | 0 | 0 | 2 | 0 | 0 | 2 | 0 | 0 | 2 | 0 | 0 | 2 | 0 | 0 | 2 | 0 | 0 | 2 | 0 | 10 | E | 9 | 10 | E | 9 | 19 | A | 7 | 12 | A | 7 | 64 | A | 7 | 996 | A | 7 | 280 | A | 7 | 3.6 | A | 7 | 16100 | B | 7 | 2100 | A | 7 | 2.2 | E | 8 | 0.105 | F | 8 | 0.15 | F | 8 | 0 | 1 | D | 9 | 61 | C | 8
[26 empty] | 3719800% | 3:00 | 0 | 0 | 0 | 2 | 0 | 0 | 2 | 0 | 0 | 2 | 0 | 0 | 2 | 0 | 0 | 2 | 0 | 0 | 2 | 0 | 0 | 2 | 0 | 10 | E | 9 | 10 | E | 9 | 18 | A | 7 | 13 | A | 7 | 73 | A | 7 | 996 | A | 7 | 300 | A | 7 | 3.6 | A | 7 | 14500 | B | 7 | 1800 | A | 7 | 2.2 | E | 8 | 0.105 | F | 8 | 0.15 | F | 8 | 10 | 1 | D | 9 | 61 | C | 8
[26 empty] | 3719800% | 4:00 | 0 | 0 | 0 | 2 | 0 | 0 | 2 | 0 | 0 | 2 | 0 | 0 | 2 | 0 | 0 | 2 | 0 | 0 | 2 | 0 | 0 | 2 | 0 | 10 | E | 9 | 10 | E | 9 | 17 | A | 7 | 14 | A | 7 | 82 | A | 7 | 996 | A | 7 | 310 | A | 7 | 3.1 | A | 7 | 16100 | B | 7 | 960 | A | 7 | 2.1 | E | 8 | 0.105 | F | 8 | 0.15 | F | 8 | 0 | 1 | D | 9 | 61 | C | 8
[26 empty] | 3719800% | 5:00 | 0 | 0 | 0 | 2 | 0 | 0 | 2 | 0 | 0 | 2 | 0 | 0 | 2 | 0 | 0 | 2 | 0 | 0 | 2 | 0 | 0 | 2 | 0 | 10 | E | 9 | 10 | E | 9 | 16 | A | 7 | 14 | A | 7 | 88 | A | 7 | 997 | A | 7 | 290 | A | 7 | 1.5 | A | 7 | 16100 | B | 7 | 1800 | A | 7 | 2 | E | 8 | 0.105 | F | 8 | 0.15 | F | 8 | 0 | 1 | D | 9 | 0 | C | 8
[26 empty] | 3719800% | 6:00 | 0 | 0 | 0 | 2 | 0 | 0 | 2 | 0 | 0 | 2 | 0 | 0 | 2 | 0 | 0 | 2 | 0 | 0 | 2 | 0 | 0 | 2 | 0 | 10 | E | 9 | 10 | E | 9 | 16 | A | 7 | 14 | A | 7 | 88 | A | 7 | 997 | A | 7 | 290 | A | 7 | 3.1 | A | 7 | 16100 | B | 7 | 3000 | A | 7 | 1.9 | E | 8 | 0.105 | F | 8 | 0.15 | F | 8 | 0 | 1 | D | 9 | 0 | C | 8
[26 empty] | 3719800% | 7:00 | 9 | 382 | 0 | 2 | 8 | 0 | 2 | 15 | 0 | 2 | 8 | 0 | 2 | 8 | 0 | 2 | 15 | 0 | 2 | 8 | 0 | 2 | 19 | 10 | E | 9 | 10 | E | 9 | 15 | A | 7 | 12 | A | 7 | 82 | A | 7 | 998 | A | 7 | 320 | A | 7 | 3.1 | A | 7 | 16100 | B | 7 | 3600 | A | 7 | 1.9 | E | 8 | 0.105 | F | 8 | 0.15 | F | 8 | 0 | 1 | D | 9 | 0 | C | 8
[26 empty] | 3719800% | 8:00 | 187 | 1390 | 92 | 2 | 8 | 210 | 2 | 15 | 64 | 2 | 8 | 95 | 2 | 8 | 124 | 2 | 15 | 78 | 2 | 8 | 127 | 2 | 19 | 2 | E | 9 | 2 | E | 9 | 15 | A | 7 | 9 | A | 7 | 67 | A | 7 | 999 | A | 7 | 320 | A | 7 | 4.6 | A | 7 | 16100 | B | 7 | 77777 | A | 7 | 1.8 | E | 8 | 0.105 | F | 8 | 0.15 | F | 8 | 0 | 1 | D | 9 | 0 | C | 8
[26 empty] | 3719800% | 9:00 | 414 | 1390 | 249 | 2 | 8 | 491 | 2 | 15 | 102 | 2 | 8 | 259 | 2 | 8 | 433 | 2 | 15 | 130 | 2 | 8 | 192 | 2 | 19 | 1 | E | 9 | 0 | E | 9 | 15 | A | 7 | 4 | A | 7 | 48 | A | 7 | 1000 | A | 7 | 320 | A | 7 | 2.6 | A | 7 | 16100 | B | 7 | 77777 | A | 7 | 1.7 | E | 8 | 0.105 | F | 8 | 0.15 | F | 8 | 0 | 1 | D | 9 | 0 | C | 8
[26 empty] | 3719800% | 10:00 | 599 | 1390 | 363 | 2 | 8 | 510 | 2 | 15 | 142 | 2 | 8 | 383 | 2 | 8 | 498 | 2 | 15 | 167 | 2 | 8 | 283 | 2 | 19 | 1 | E | 9 | 1 | E | 9 | 17 | A | 7 | 3 | A | 7 | 39 | A | 7 | 1000 | A | 7 | 320 | A | 7 | 4.6 | A | 7 | 16100 | B | 7 | 77777 | A | 7 | 1.6 | E | 8 | 0.105 | F | 8 | 0.15 | F | 8 | 0 | 1 | D | 9 | 0 | C | 8
[26 empty] | 3719800% | 11:00 | 727 | 1390 | 466 | 2 | 8 | 522 | 2 | 15 | 192 | 2 | 8 | 489 | 2 | 8 | 526 | 2 | 15 | 213 | 2 | 8 | 418 | 2 | 19 | 2 | E | 9 | 2 | E | 9 | 18 | A | 7 | 2 | A | 7 | 34 | A | 7 | 1000 | A | 7 | 310 | A | 7 | 5.1 | A | 7 | 16100 | B | 7 | 77777 | A | 7 | 1.6 | E | 8 | 0.105 | F | 8 | 0.15 | F | 8 | 0 | 1 | D | 9 | 0 | C | 8
[26 empty] | 3719800% | 12:00 | 790 | 1390 | 384 | 2 | 8 | 193 | 2 | 15 | 274 | 2 | 8 | 417 | 2 | 8 | 200 | 2 | 15 | 303 | 2 | 8 | 721 | 2 | 19 | 0 | E | 9 | 0 | E | 9 | 19 | A | 7 | 1 | A | 7 | 30 | A | 7 | 999 | A | 7 | 300 | A | 7 | 6.2 | A | 7 | 16100 | B | 7 | 77777 | A | 7 | 1.5 | E | 8 | 0.105 | F | 8 | 0.15 | F | 8 | 0 | 1 | D | 9 | 0 | C | 8
[26 empty] | 3719800% | 13:00 | 784 | 1390 | 527 | 2 | 8 | 592 | 2 | 15 | 192 | 2 | 8 | 559 | 2 | 8 | 603 | 2 | 15 | 218 | 2 | 8 | 434 | 2 | 19 | 0 | E | 9 | 0 | E | 9 | 19 | A | 7 | 2 | A | 7 | 32 | A | 7 | 999 | A | 7 | 320 | A | 7 | 5.1 | A | 7 | 16100 | B | 7 | 77777 | A | 7 | 1.4 | E | 8 | 0.105 | F | 8 | 0.15 | F | 8 | 0 | 1 | D | 9 | 0 | C | 8
[26 empty] | 3719800% | 14:00 | 708 | 1390 | 464 | 2 | 8 | 653 | 2 | 15 | 131 | 2 | 8 | 484 | 2 | 8 | 642 | 2 | 15 | 156 | 2 | 8 | 277 | 2 | 19 | 0 | E | 9 | 0 | E | 9 | 20 | A | 7 | 1 | A | 7 | 28 | A | 7 | 998 | A | 7 | 330 | A | 7 | 6.2 | A | 7 | 16100 | B | 7 | 77777 | A | 7 | 1.4 | E | 8 | 0.105 | F | 8 | 0.15 | F | 8 | 0 | 1 | D | 9 | 0 | C | 8
[26 empty] | 3719800% | 15:00 | 568 | 1390 | 356 | 2 | 8 | 604 | 2 | 15 | 108 | 2 | 8 | 368 | 2 | 8 | 572 | 2 | 15 | 133 | 2 | 8 | 210 | 2 | 19 | 0 | E | 9 | 0 | E | 9 | 19 | A | 7 | 1 | A | 7 | 30 | A | 7 | 998 | A | 7 | 290 | A | 7 | 6.7 | A | 7 | 16100 | B | 7 | 77777 | A | 7 | 1.4 | E | 8 | 0.105 | F | 8 | 0.15 | F | 8 | 0 | 1 | D | 9 | 0 | C | 8
[26 empty] | 3719800% | 16:00 | 374 | 1390 | 208 | 2 | 8 | 493 | 2 | 15 | 75 | 2 | 8 | 213 | 2 | 8 | 417 | 2 | 15 | 100 | 2 | 8 | 135 | 2 | 19 | 0 | E | 9 | 0 | E | 9 | 19 | A | 7 | -1 | A | 7 | 26 | A | 7 | 998 | A | 7 | 280 | A | 7 | 7.2 | A | 7 | 16100 | B | 7 | 77777 | A | 7 | 1.4 | E | 8 | 0.105 | F | 8 | 0.15 | F | 8 | 0 | 1 | D | 9 | 0 | C | 8
[26 empty] | 3719800% | 17:00 | 141 | 1390 | 53 | 2 | 8 | 238 | 2 | 15 | 29 | 2 | 8 | 54 | 2 | 8 | 134 | 2 | 15 | 40 | 2 | 8 | 51 | 2 | 19 | 0 | E | 9 | 0 | E | 9 | 16 | A | 7 | 1 | A | 7 | 36 | A | 7 | 998 | A | 7 | 310 | A | 7 | 4.1 | A | 7 | 16100 | B | 7 | 77777 | A | 7 | 1.4 | E | 8 | 0.105 | F | 8 | 0.15 | F | 8 | 0 | 1 | D | 9 | 0 | C | 8
[26 empty] | 3719800% | 18:00 | 1 | 127 | 0 | 2 | 8 | 0 | 2 | 15 | 0 | 2 | 8 | 0 | 2 | 8 | 0 | 2 | 15 | 0 | 2 | 8 | 0 | 2 | 19 | 0 | E | 9 | 0 | E | 9 | 14 | A | 7 | 1 | A | 7 | 41 | A | 7 | 998 | A | 7 | 320 | A | 7 | 3.1 | A | 7 | 16100 | B | 7 | 77777 | A | 7 | 1.4 | E | 8 | 0.105 | F | 8 | 0.15 | F | 8 | 0 | 1 | D | 9 | 0 | C | 8
[26 empty] | 3719800% | 19:00 | 0 | 0 | 0 | 2 | 0 | 0 | 2 | 0 | 0 | 2 | 0 | 0 | 2 | 0 | 0 | 2 | 0 | 0 | 2 | 0 | 0 | 2 | 0 | 0 | E | 9 | 0 | A | 7 | 13 | A | 7 | 1 | A | 7 | 44 | A | 7 | 999 | A | 7 | 310 | A | 7 | 2.6 | A | 7 | 16100 | B | 7 | 77777 | A | 7 | 1.3 | E | 8 | 0.105 | F | 8 | 0.15 | F | 8 | 0 | 1 | D | 9 | 0 | C | 8
[26 empty] | 3719800% | 20:00 | 0 | 0 | 0 | 2 | 0 | 0 | 2 | 0 | 0 | 2 | 0 | 0 | 2 | 0 | 0 | 2 | 0 | 0 | 2 | 0 | 0 | 2 | 0 | 0 | E | 9 | 0 | E | 9 | 13 | A | 7 | 0 | A | 7 | 41 | A | 7 | 999 | A | 7 | 330 | A | 7 | 3.6 | A | 7 | 16100 | B | 7 | 77777 | A | 7 | 1.3 | E | 8 | 0.105 | F | 8 | 0.15 | F | 8 | 0 | 1 | D | 9 | 0 | C | 8
[26 empty] | 3719800% | 21:00 | 0 | 0 | 0 | 2 | 0 | 0 | 2 | 0 | 0 | 2 | 0 | 0 | 2 | 0 | 0 | 2 | 0 | 0 | 2 | 0 | 0 | 2 | 0 | 0 | E | 9 | 0 | E | 9 | 12 | A | 7 | 0 | A | 7 | 44 | A | 7 | 1000 | A | 7 | 290 | A | 7 | 2.6 | A | 7 | 16100 | B | 7 | 77777 | A | 7 | 1.3 | E | 8 | 0.105 | F | 8 | 0.15 | F | 8 | 0 | 1 | D | 9 | 0 | C | 8
[26 empty] | 3719800% | 22:00 | 0 | 0 | 0 | 2 | 0 | 0 | 2 | 0 | 0 | 2 | 0 | 0 | 2 | 0 | 0 | 2 | 0 | 0 | 2 | 0 | 0 | 2 | 0 | 0 | E | 9 | 0 | E | 9 | 12 | A | 7 | 1 | A | 7 | 47 | A | 7 | 1000 | A | 7 | 330 | A | 7 | 4.1 | A | 7 | 16100 | B | 7 | 77777 | A | 7 | 1.3 | E | 8 | 0.105 | F | 8 | 0.15 | F | 8 | 0 | 1 | D | 9 | 0 | C | 8
[26 empty] | 3719800% | 23:00 | 0 | 0 | 0 | 2 | 0 | 0 | 2 | 0 | 0 | 2 | 0 | 0 | 2 | 0 | 0 | 2 | 0 | 0 | 2 | 0 | 0 | 2 | 0 | 0 | E | 9 | 0 | E | 9 | 12 | A | 7 | 1 | A | 7 | 47 | A | 7 | 1000 | A | 7 | 330 | A | 7 | 3.1 | A | 7 | 16100 | B | 7 | 77777 | A | 7 | 1.3 | E | 8 | 0.105 | F | 8 | 0.15 | F | 8 | 0 | 1 | D | 9 | 0 | C | 8
[26 empty] | 3719800% | 24:00 | 0 | 0 | 0 | 2 | 0 | 0 | 2 | 0 | 0 | 2 | 0 | 0 | 2 | 0 | 0 | 2 | 0 | 0 | 2 | 0 | 0 | 2 | 0 | 0 | E | 9 | 0 | E | 9 | 10 | A | 7 | 1 | A | 7 | 54 | A | 7 | 1000 | A | 7 | 310 | B | 8 | 2.9 | B | 8 | 16100 | B | 7 | 77777 | A | 7 | 1.3 | E | 8 | 0.105 | F | 8 | 0.15 | F | 8 | 0 | 1 | D | 9 | 0 | C | 8
[26 empty] | 3719900% | 1:00 | 0 | 0 | 0 | 2 | 0 | 0 | 2 | 0 | 0 | 2 | 0 | 0 | 2 | 0 | 0 | 2 | 0 | 0 | 2 | 0 | 0 | 2 | 0 | 0 | E | 9 | 0 | E | 9 | 11 | A | 7 | 2 | A | 7 | 54 | A | 7 | 1000 | A | 7 | 280 | B | 8 | 2.7 | B | 8 | 16100 | B | 7 | 77777 | A | 7 | 1.3 | E | 8 | 0.104 | F | 8 | 0.15 | F | 8 | 0 | 1 | D | 9 | 0 | C | 8
[26 empty] | 3719900% | 2:00 | 0 | 0 | 0 | 2 | 0 | 0 | 2 | 0 | 0 | 2 | 0 | 0 | 2 | 0 | 0 | 2 | 0 | 0 | 2 | 0 | 0 | 2 | 0 | 0 | E | 9 | 0 | E | 9 | 10 | A | 7 | 1 | A | 7 | 54 | A | 7 | 1000 | A | 7 | 260 | B | 8 | 2.5 | B | 8 | 16100 | B | 7 | 77777 | A | 7 | 1.3 | E | 8 | 0.104 | F | 8 | 0.15 | F | 8 | 0 | 1 | D | 9 | 0 | C | 8
[26 empty] | 3719900% | 3:00 | 0 | 0 | 0 | 2 | 0 | 0 | 2 | 0 | 0 | 2 | 0 | 0 | 2 | 0 | 0 | 2 | 0 | 0 | 2 | 0 | 0 | 2 | 0 | 0 | E | 9 | 0 | E | 9 | 9 | A | 7 | 1 | A | 7 | 57 | A | 7 | 1000 | A | 7 | 230 | B | 8 | 2.3 | B | 8 | 16100 | B | 7 | 77777 | A | 7 | 1.3 | E | 8 | 0.104 | F | 8 | 0.15 | F | 8 | 0 | 1 | D | 9 | 0 | C | 8
[26 empty] | 3719900% | 4:00 | 0 | 0 | 0 | 2 | 0 | 0 | 2 | 0 | 0 | 2 | 0 | 0 | 2 | 0 | 0 | 2 | 0 | 0 | 2 | 0 | 0 | 2 | 0 | 0 | E | 9 | 0 | E | 9 | 8 | A | 7 | 2 | A | 7 | 66 | A | 7 | 999 | A | 7 | 210 | A | 7 | 2.1 | A | 7 | 16100 | B | 7 | 77777 | A | 7 | 1.3 | E | 8 | 0.104 | F | 8 | 0.15 | F | 8 | 0 | 1 | D | 9 | 0 | C | 8
[26 empty] | 3719900% | 5:00 | 0 | 0 | 0 | 2 | 0 | 0 | 2 | 0 | 0 | 2 | 0 | 0 | 2 | 0 | 0 | 2 | 0 | 0 | 2 | 0 | 0 | 2 | 0 | 0 | E | 9 | 0 | E | 9 | 7 | A | 7 | 1 | A | 7 | 66 | A | 7 | 1000 | A | 7 | 230 | B | 8 | 1.8 | B | 8 | 16100 | B | 7 | 77777 | A | 7 | 1.3 | E | 8 | 0.104 | F | 8 | 0.15 | F | 8 | 0 | 1 | D | 9 | 0 | C | 8
[26 empty] | 3719900% | 6:00 | 0 | 0 | 0 | 2 | 0 | 0 | 2 | 0 | 0 | 2 | 0 | 0 | 2 | 0 | 0 | 2 | 0 | 0 | 2 | 0 | 0 | 2 | 0 | 0 | E | 9 | 0 | E | 9 | 8 | A | 7 | 2 | A | 7 | 66 | A | 7 | 1000 | A | 7 | 250 | A | 7 | 1.5 | A | 7 | 16100 | B | 7 | 77777 | A | 7 | 1.4 | E | 8 | 0.104 | F | 8 | 0.15 | F | 8 | 0 | 1 | D | 9 | 0 | C | 8
[26 empty] | 3719900% | 7:00 | 8 | 359 | 0 | 2 | 8 | 0 | 2 | 15 | 0 | 2 | 8 | 0 | 2 | 8 | 0 | 2 | 15 | 0 | 2 | 8 | 0 | 2 | 19 | 0 | E | 9 | 0 | E | 9 | 7 | A | 7 | 1 | A | 7 | 66 | A | 7 | 1000 | A | 7 | 200 | B | 8 | 1.5 | B | 8 | 16100 | B | 7 | 77777 | A | 7 | 1.4 | E | 8 | 0.104 | F | 8 | 0.15 | F | 8 | 0 | 1 | D | 9 | 0 | C | 8
[26 empty] | 3719900% | 8:00 | 182 | 1391 | 94 | 2 | 8 | 227 | 2 | 15 | 65 | 2 | 8 | 97 | 2 | 8 | 131 | 2 | 15 | 80 | 2 | 8 | 131 | 2 | 19 | 0 | E | 9 | 0 | E | 9 | 8 | A | 7 | 2 | A | 7 | 66 | A | 7 | 999 | A | 7 | 140 | A | 7 | 1.5 | A | 7 | 16100 | B | 7 | 77777 | A | 7 | 1.4 | E | 8 | 0.104 | F | 8 | 0.15 | F | 8 | 0 | 1 | D | 9 | 0 | C | 8
[26 empty] | 3719900% | 9:00 | 409 | 1391 | 243 | 2 | 8 | 486 | 2 | 15 | 99 | 2 | 8 | 253 | 2 | 8 | 427 | 2 | 15 | 127 | 2 | 8 | 185 | 2 | 19 | 0 | E | 9 | 0 | E | 9 | 11 | A | 7 | 2 | A | 7 | 54 | A | 7 | 999 | A | 7 | 170 | B | 8 | 1.8 | B | 8 | 16100 | B | 7 | 77777 | A | 7 | 1.4 | E | 8 | 0.104 | F | 8 | 0.15 | F | 8 | 0 | 1 | D | 9 | 0 | C | 8
[26 empty] | 3719900% | 10:00 | 593 | 1391 | 383 | 2 | 8 | 615 | 2 | 15 | 120 | 2 | 8 | 395 | 2 | 8 | 586 | 2 | 15 | 144 | 2 | 8 | 233 | 2 | 19 | 0 | E | 9 | 0 | E | 9 | 13 | A | 7 | 3 | A | 7 | 51 | A | 7 | 999 | A | 7 | 200 | B | 8 | 2.1 | A | 7 | 16100 | B | 7 | 77777 | A | 7 | 1.4 | E | 8 | 0.104 | F | 8 | 0.15 | F | 8 | 0 | 1 | D | 9 | 0 | C | 8
[26 empty] | 3719900% | 11:00 | 722 | 1391 | 478 | 2 | 8 | 655 | 2 | 15 | 137 | 2 | 8 | 498 | 2 | 8 | 645 | 2 | 15 | 162 | 2 | 8 | 291 | 2 | 19 | 0 | E | 9 | 0 | E | 9 | 14 | A | 7 | 2 | A | 7 | 44 | A | 7 | 998 | A | 7 | 220 | B | 8 | 2.1 | A | 7 | 16100 | B | 7 | 77777 | A | 7 | 1.4 | E | 8 | 0.104 | F | 8 | 0.15 | F | 8 | 0 | 1 | D | 9 | 0 | C | 8
[26 empty] | 3719900% | 12:00 | 785 | 1391 | 524 | 2 | 8 | 656 | 2 | 15 | 152 | 2 | 8 | 545 | 2 | 8 | 652 | 2 | 15 | 176 | 2 | 8 | 338 | 2 | 19 | 0 | E | 9 | 0 | E | 9 | 16 | A | 7 | 1 | A | 7 | 36 | A | 7 | 997 | A | 7 | 250 | A | 7 | 4.1 | A | 7 | 16100 | B | 7 | 77777 | A | 7 | 1.5 | E | 8 | 0.104 | F | 8 | 0.15 | F | 8 | 0 | 1 | D | 9 | 0 | C | 8
[26 empty] | 3719900% | 13:00 | 778 | 1391 | 521 | 2 | 8 | 670 | 2 | 15 | 145 | 2 | 8 | 544 | 2 | 8 | 666 | 2 | 15 | 170 | 2 | 8 | 323 | 2 | 19 | 0 | E | 9 | 0 | E | 9 | 18 | A | 7 | 1 | A | 7 | 32 | A | 7 | 995 | A | 7 | 270 | A | 7 | 6.2 | A | 7 | 16100 | B | 7 | 77777 | A | 7 | 1.5 | E | 8 | 0.104 | F | 8 | 0.15 | F | 8 | 0 | 1 | D | 9 | 0 | C | 8
[26 empty] | 3719900% | 14:00 | 702 | 1391 | 459 | 2 | 8 | 641 | 2 | 15 | 134 | 2 | 8 | 477 | 2 | 8 | 629 | 2 | 15 | 158 | 2 | 8 | 281 | 2 | 19 | 3 | E | 9 | 2 | E | 9 | 19 | A | 7 | 1 | A | 7 | 30 | A | 7 | 994 | A | 7 | 270 | A | 7 | 5.7 | A | 7 | 16100 | B | 7 | 77777 | A | 7 | 1.4 | E | 8 | 0.104 | F | 8 | 0.15 | F | 8 | 0 | 1 | D | 9 | 0 | C | 8
[26 empty] | 3719900% | 15:00 | 562 | 1391 | 350 | 2 | 8 | 592 | 2 | 15 | 110 | 2 | 8 | 361 | 2 | 8 | 559 | 2 | 15 | 134 | 2 | 8 | 212 | 2 | 19 | 8 | E | 9 | 8 | E | 9 | 20 | A | 7 | 2 | A | 7 | 30 | A | 7 | 993 | A | 7 | 260 | A | 7 | 6.7 | A | 7 | 16100 | B | 7 | 2400 | A | 7 | 1.4 | E | 8 | 0.104 | F | 8 | 0.15 | F | 8 | 0 | 1 | D | 9 | 0 | C | 8
[26 empty] | 3719900% | 16:00 | 369 | 1391 | 203 | 2 | 8 | 475 | 2 | 15 | 76 | 2 | 8 | 206 | 2 | 8 | 400 | 2 | 15 | 100 | 2 | 8 | 136 | 2 | 19 | 8 | E | 9 | 8 | E | 9 | 19 | A | 7 | 2 | A | 7 | 32 | A | 7 | 992 | A | 7 | 260 | A | 7 | 5.7 | A | 7 | 16100 | B | 7 | 2100 | A | 7 | 1.3 | E | 8 | 0.104 | F | 8 | 0.15 | F | 8 | 0 | 1 | D | 9 | 0 | C | 8
[26 empty] | 3719900% | 17:00 | 136 | 1391 | 52 | 2 | 8 | 251 | 2 | 15 | 28 | 2 | 8 | 53 | 2 | 8 | 139 | 2 | 15 | 40 | 2 | 8 | 49 | 2 | 19 | 3 | E | 9 | 3 | E | 9 | 18 | A | 7 | 2 | A | 7 | 34 | A | 7 | 992 | A | 7 | 290 | A | 7 | 8.7 | A | 7 | 16100 | B | 7 | 77777 | A | 7 | 1.3 | E | 8 | 0.104 | F | 8 | 0.15 | F | 8 | 0 | 1 | D | 9 | 0 | C | 8
[26 empty] | 3719900% | 18:00 | 0 | 104 | 0 | 2 | 8 | 0 | 2 | 15 | 0 | 2 | 8 | 0 | 2 | 8 | 0 | 2 | 15 | 0 | 2 | 8 | 0 | 2 | 19 | 2 | E | 9 | 1 | E | 9 | 17 | A | 7 | 2 | A | 7 | 36 | A | 7 | 993 | A | 7 | 250 | A | 7 | 5.1 | A | 7 | 16100 | B | 7 | 77777 | A | 7 | 1.2 | E | 8 | 0.104 | F | 8 | 0.15 | F | 8 | 0 | 1 | D | 9 | 0 | C | 8
[26 empty] | 3719900% | 19:00 | 0 | 0 | 0 | 2 | 0 | 0 | 2 | 0 | 0 | 2 | 0 | 0 | 2 | 0 | 0 | 2 | 0 | 0 | 2 | 0 | 0 | 2 | 0 | 0 | E | 9 | 0 | A | 7 | 16 | A | 7 | 2 | A | 7 | 39 | A | 7 | 992 | A | 7 | 250 | A | 7 | 3.6 | A | 7 | 16100 | B | 7 | 77777 | A | 7 | 1.2 | E | 8 | 0.104 | F | 8 | 0.15 | F | 8 | 0 | 1 | D | 9 | 0 | C | 8
[26 empty] | 3719900% | 20:00 | 0 | 0 | 0 | 2 | 0 | 0 | 2 | 0 | 0 | 2 | 0 | 0 | 2 | 0 | 0 | 2 | 0 | 0 | 2 | 0 | 0 | 2 | 0 | 0 | E | 9 | 0 | A | 7 | 16 | A | 7 | 2 | A | 7 | 39 | A | 7 | 992 | A | 7 | 230 | A | 7 | 4.1 | A | 7 | 16100 | B | 7 | 77777 | A | 7 | 1.1 | E | 8 | 0.104 | F | 8 | 0.15 | F | 8 | 0 | 1 | D | 9 | 0 | C | 8
[26 empty] | 3719900% | 21:00 | 0 | 0 | 0 | 2 | 0 | 0 | 2 | 0 | 0 | 2 | 0 | 0 | 2 | 0 | 0 | 2 | 0 | 0 | 2 | 0 | 0 | 2 | 0 | 9 | E | 9 | 9 | A | 7 | 16 | A | 7 | 2 | A | 7 | 39 | A | 7 | 992 | A | 7 | 310 | A | 7 | 8.2 | A | 7 | 16100 | B | 7 | 2700 | A | 7 | 1.1 | E | 8 | 0.104 | F | 8 | 0.15 | F | 8 | 0 | 1 | D | 9 | 0 | C | 8
[26 empty] | 3719900% | 22:00 | 0 | 0 | 0 | 2 | 0 | 0 | 2 | 0 | 0 | 2 | 0 | 0 | 2 | 0 | 0 | 2 | 0 | 0 | 2 | 0 | 0 | 2 | 0 | 0 | E | 9 | 0 | A | 7 | 13 | A | 7 | 1 | A | 7 | 44 | A | 7 | 993 | A | 7 | 320 | A | 7 | 6.7 | A | 7 | 16100 | B | 7 | 77777 | A | 7 | 1 | E | 8 | 0.104 | F | 8 | 0.15 | F | 8 | 0 | 1 | D | 9 | 0 | C | 8
[26 empty] | 3719900% | 23:00 | 0 | 0 | 0 | 2 | 0 | 0 | 2 | 0 | 0 | 2 | 0 | 0 | 2 | 0 | 0 | 2 | 0 | 0 | 2 | 0 | 0 | 2 | 0 | 0 | E | 9 | 0 | A | 7 | 12 | A | 7 | -4 | A | 7 | 31 | A | 7 | 994 | A | 7 | 330 | A | 7 | 7.2 | A | 7 | 16100 | B | 7 | 77777 | A | 7 | 1 | E | 8 | 0.104 | F | 8 | 0.15 | F | 8 | 0 | 1 | D | 9 | 0 | C | 8
[26 empty] | 3719900% | 24:00 | 0 | 0 | 0 | 2 | 0 | 0 | 2 | 0 | 0 | 2 | 0 | 0 | 2 | 0 | 0 | 2 | 0 | 0 | 2 | 0 | 0 | 2 | 0 | 0 | E | 9 | 0 | A | 7 | 10 | A | 7 | -10 | A | 7 | 21 | A | 7 | 994 | A | 7 | 310 | A | 7 | 8.7 | A | 7 | 16100 | B | 7 | 77777 | A | 7 | 0.9 | E | 8 | 0.104 | F | 8 | 0.15 | F | 8 | 0 | 1 | D | 9 | 0 | C | 8
[26 empty] | 3720000% | 1:00 | 0 | 0 | 0 | 2 | 0 | 0 | 2 | 0 | 0 | 2 | 0 | 0 | 2 | 0 | 0 | 2 | 0 | 0 | 2 | 0 | 0 | 2 | 0 | 0 | E | 9 | 0 | A | 7 | 7 | A | 7 | -6 | A | 7 | 37 | A | 7 | 994 | A | 7 | 330 | A | 7 | 3.1 | A | 7 | 16100 | B | 7 | 77777 | A | 7 | 0.9 | E | 8 | 0.103 | F | 8 | 0.15 | F | 8 | 0 | 1 | D | 9 | 0 | C | 8
[26 empty] | 3720000% | 2:00 | 0 | 0 | 0 | 2 | 0 | 0 | 2 | 0 | 0 | 2 | 0 | 0 | 2 | 0 | 0 | 2 | 0 | 0 | 2 | 0 | 0 | 2 | 0 | 0 | E | 9 | 0 | A | 7 | 6 | A | 7 | -4 | A | 7 | 47 | A | 7 | 994 | A | 7 | 310 | A | 7 | 3.1 | A | 7 | 16100 | B | 7 | 77777 | A | 7 | 0.9 | E | 8 | 0.103 | F | 8 | 0.15 | F | 8 | 0 | 1 | D | 9 | 0 | C | 8
[26 empty] | 3720000% | 3:00 | 0 | 0 | 0 | 2 | 0 | 0 | 2 | 0 | 0 | 2 | 0 | 0 | 2 | 0 | 0 | 2 | 0 | 0 | 2 | 0 | 0 | 2 | 0 | 0 | E | 9 | 0 | A | 7 | 6 | A | 7 | -4 | A | 7 | 47 | A | 7 | 994 | A | 7 | 300 | A | 7 | 4.1 | A | 7 | 16100 | B | 7 | 77777 | A | 7 | 0.9 | E | 8 | 0.103 | F | 8 | 0.15 | F | 8 | 0 | 1 | D | 9 | 0 | C | 8
[26 empty] | 3720000% | 4:00 | 0 | 0 | 0 | 2 | 0 | 0 | 2 | 0 | 0 | 2 | 0 | 0 | 2 | 0 | 0 | 2 | 0 | 0 | 2 | 0 | 0 | 2 | 0 | 0 | E | 9 | 0 | A | 7 | 4 | A | 7 | -3 | A | 7 | 59 | A | 7 | 994 | A | 7 | 320 | A | 7 | 3.6 | A | 7 | 16100 | B | 7 | 77777 | A | 7 | 0.9 | E | 8 | 0.103 | F | 8 | 0.15 | F | 8 | 0 | 1 | D | 9 | 0 | C | 8
[26 empty] | 3720000% | 5:00 | 0 | 0 | 0 | 2 | 0 | 0 | 2 | 0 | 0 | 2 | 0 | 0 | 2 | 0 | 0 | 2 | 0 | 0 | 2 | 0 | 0 | 2 | 0 | 0 | E | 9 | 0 | A | 7 | 5 | A | 7 | -2 | A | 7 | 59 | A | 7 | 995 | A | 7 | 320 | A | 7 | 5.1 | A | 7 | 16100 | B | 7 | 77777 | A | 7 | 0.9 | E | 8 | 0.103 | F | 8 | 0.15 | F | 8 | 0 | 1 | D | 9 | 0 | C | 8
[26 empty] | 3720000% | 6:00 | 0 | 0 | 0 | 2 | 0 | 0 | 2 | 0 | 0 | 2 | 0 | 0 | 2 | 0 | 0 | 2 | 0 | 0 | 2 | 0 | 0 | 2 | 0 | 0 | E | 9 | 0 | A | 7 | 5 | A | 7 | -2 | A | 7 | 59 | A | 7 | 996 | A | 7 | 320 | A | 7 | 4.6 | A | 7 | 16100 | B | 7 | 77777 | A | 7 | 1 | E | 8 | 0.103 | F | 8 | 0.15 | F | 8 | 0 | 1 | D | 9 | 0 | C | 8
[26 empty] | 3720000% | 7:00 | 6 | 336 | 0 | 2 | 8 | 0 | 2 | 15 | 0 | 2 | 8 | 0 | 2 | 8 | 0 | 2 | 15 | 0 | 2 | 8 | 0 | 2 | 19 | 0 | E | 9 | 0 | A | 7 | 5 | A | 7 | -1 | A | 7 | 64 | A | 7 | 996 | A | 7 | 330 | A | 7 | 5.7 | A | 7 | 16100 | B | 7 | 77777 | A | 7 | 1 | E | 8 | 0.103 | F | 8 | 0.15 | F | 8 | 0 | 1 | D | 9 | 0 | C | 8
[26 empty] | 3720000% | 8:00 | 177 | 1391 | 97 | 2 | 8 | 269 | 2 | 15 | 62 | 2 | 8 | 96 | 2 | 8 | 158 | 2 | 15 | 76 | 2 | 8 | 118 | 2 | 19 | 6 | E | 9 | 5 | A | 7 | 6 | A | 7 | -2 | A | 7 | 55 | A | 7 | 997 | A | 7 | 320 | B | 8 | 2.6 | A | 7 | 16100 | B | 7 | 77777 | A | 7 | 1 | E | 8 | 0.103 | F | 8 | 0.15 | F | 8 | 0 | 1 | D | 9 | 0 | C | 8
[26 empty] | 3720000% | 9:00 | 404 | 1391 | 243 | 2 | 8 | 506 | 2 | 15 | 96 | 2 | 8 | 254 | 2 | 8 | 442 | 2 | 15 | 125 | 2 | 8 | 179 | 2 | 19 | 4 | E | 9 | 3 | A | 7 | 7 | A | 7 | -2 | A | 7 | 52 | A | 7 | 996 | A | 7 | 310 | A | 7 | 6.7 | A | 7 | 16100 | B | 7 | 77777 | A | 7 | 1 | E | 8 | 0.103 | F | 8 | 0.15 | F | 8 | 0 | 1 | D | 9 | 0 | C | 8
[26 empty] | 3720000% | 10:00 | 588 | 1391 | 377 | 2 | 8 | 603 | 2 | 15 | 121 | 2 | 8 | 388 | 2 | 8 | 573 | 2 | 15 | 145 | 2 | 8 | 234 | 2 | 19 | 0 | E | 9 | 0 | A | 7 | 8 | A | 7 | -3 | A | 7 | 44 | A | 7 | 996 | A | 7 | 310 | A | 7 | 9.8 | A | 7 | 16100 | B | 7 | 77777 | A | 7 | 1 | E | 8 | 0.103 | F | 8 | 0.15 | F | 8 | 0 | 1 | D | 9 | 0 | C | 8
[26 empty] | 3720000% | 11:00 | 716 | 1391 | 479 | 2 | 8 | 661 | 2 | 15 | 137 | 2 | 8 | 497 | 2 | 8 | 650 | 2 | 15 | 162 | 2 | 8 | 289 | 2 | 19 | 0 | E | 9 | 0 | A | 7 | 9 | A | 7 | -4 | A | 7 | 38 | A | 7 | 996 | A | 7 | 320 | A | 7 | 11.3 | A | 7 | 16100 | B | 7 | 77777 | A | 7 | 1.1 | E | 8 | 0.103 | F | 8 | 0.15 | F | 8 | 0 | 1 | D | 9 | 0 | C | 8
[26 empty] | 3720000% | 12:00 | 779 | 1391 | 506 | 2 | 8 | 596 | 2 | 15 | 171 | 2 | 8 | 542 | 2 | 8 | 607 | 2 | 15 | 201 | 2 | 8 | 380 | 2 | 19 | 0 | E | 9 | 0 | A | 7 | 10 | A | 7 | -4 | A | 7 | 36 | A | 7 | 996 | A | 7 | 340 | A | 7 | 7.2 | A | 7 | 16100 | B | 7 | 77777 | A | 7 | 1.1 | E | 8 | 0.103 | F | 8 | 0.15 | F | 8 | 0 | 1 | D | 9 | 0 | C | 8
[26 empty] | 3720000% | 13:00 | 772 | 1391 | 533 | 2 | 8 | 682 | 2 | 15 | 153 | 2 | 8 | 554 | 2 | 8 | 675 | 2 | 15 | 178 | 2 | 8 | 336 | 2 | 19 | 0 | E | 9 | 0 | A | 7 | 10 | A | 7 | -4 | A | 7 | 36 | A | 7 | 995 | A | 7 | 330 | A | 7 | 10.8 | A | 7 | 16100 | B | 7 | 77777 | A | 7 | 1.1 | E | 8 | 0.103 | F | 8 | 0.15 | F | 8 | 0 | 1 | D | 9 | 0 | C | 8
[26 empty] | 3720000% | 14:00 | 697 | 1391 | 453 | 2 | 8 | 594 | 2 | 15 | 154 | 2 | 8 | 483 | 2 | 8 | 596 | 2 | 15 | 183 | 2 | 8 | 322 | 2 | 19 | 0 | E | 9 | 0 | A | 7 | 11 | A | 7 | -4 | A | 7 | 33 | A | 7 | 995 | A | 7 | 320 | A | 7 | 8.2 | A | 7 | 16100 | B | 7 | 77777 | A | 7 | 1.1 | E | 8 | 0.103 | F | 8 | 0.15 | F | 8 | 0 | 1 | D | 9 | 0 | C | 8
[26 empty] | 3720000% | 15:00 | 557 | 1391 | 317 | 2 | 8 | 451 | 2 | 15 | 135 | 2 | 8 | 332 | 2 | 8 | 433 | 2 | 15 | 158 | 2 | 8 | 265 | 2 | 19 | 0 | E | 9 | 0 | A | 7 | 11 | A | 7 | -4 | A | 7 | 33 | A | 7 | 995 | A | 7 | 320 | A | 7 | 8.7 | A | 7 | 16100 | B | 7 | 77777 | A | 7 | 1.1 | E | 8 | 0.103 | F | 8 | 0.15 | F | 8 | 0 | 1 | D | 9 | 0 | C | 8
[26 empty] | 3720000% | 16:00 | 364 | 1391 | 183 | 2 | 8 | 345 | 2 | 15 | 92 | 2 | 8 | 189 | 2 | 8 | 290 | 2 | 15 | 113 | 2 | 8 | 171 | 2 | 19 | 0 | E | 9 | 0 | A | 7 | 10 | A | 7 | -4 | A | 7 | 36 | A | 7 | 995 | A | 7 | 330 | A | 7 | 9.8 | A | 7 | 16100 | B | 7 | 77777 | A | 7 | 1.1 | E | 8 | 0.103 | F | 8 | 0.15 | F | 8 | 0 | 1 | D | 9 | 0 | C | 8
[26 empty] | 3720000% | 17:00 | 131 | 1391 | 32 | 2 | 8 | 42 | 2 | 15 | 28 | 2 | 8 | 35 | 2 | 8 | 23 | 2 | 15 | 33 | 2 | 8 | 58 | 2 | 19 | 0 | E | 9 | 0 | A | 7 | 9 | A | 7 | -5 | A | 7 | 35 | A | 7 | 995 | A | 7 | 330 | A | 7 | 7.7 | A | 7 | 16100 | B | 7 | 77777 | A | 7 | 1.1 | E | 8 | 0.103 | F | 8 | 0.15 | F | 8 | 0 | 1 | D | 9 | 0 | C | 8
[26 empty] | 3720000% | 18:00 | 0 | 58 | 0 | 2 | 8 | 0 | 2 | 15 | 0 | 2 | 8 | 0 | 2 | 8 | 0 | 2 | 15 | 0 | 2 | 8 | 0 | 2 | 19 | 0 | E | 9 | 0 | A | 7 | 7 | A | 7 | -4 | A | 7 | 44 | A | 7 | 996 | A | 7 | 350 | A | 7 | 2.6 | A | 7 | 16100 | B | 7 | 77777 | A | 7 | 1 | E | 8 | 0.103 | F | 8 | 0.15 | F | 8 | 0 | 1 | D | 9 | 0 | C | 8
[26 empty] | 3720000% | 19:00 | 0 | 0 | 0 | 2 | 0 | 0 | 2 | 0 | 0 | 2 | 0 | 0 | 2 | 0 | 0 | 2 | 0 | 0 | 2 | 0 | 0 | 2 | 0 | 0 | E | 9 | 0 | A | 7 | 7 | A | 7 | -4 | A | 7 | 44 | A | 7 | 996 | A | 7 | 350 | A | 7 | 5.7 | A | 7 | 16100 | B | 7 | 77777 | A | 7 | 1 | E | 8 | 0.103 | F | 8 | 0.15 | F | 8 | 0 | 1 | D | 9 | 0 | C | 8
[26 empty] | 3720000% | 20:00 | 0 | 0 | 0 | 2 | 0 | 0 | 2 | 0 | 0 | 2 | 0 | 0 | 2 | 0 | 0 | 2 | 0 | 0 | 2 | 0 | 0 | 2 | 0 | 0 | E | 9 | 0 | E | 9 | 7 | A | 7 | -4 | A | 7 | 44 | A | 7 | 996 | A | 7 | 360 | A | 7 | 6.2 | A | 7 | 16100 | B | 7 | 77777 | A | 7 | 1 | E | 8 | 0.103 | F | 8 | 0.15 | F | 8 | 0 | 1 | D | 9 | 0 | C | 8
[26 empty] | 3720000% | 21:00 | 0 | 0 | 0 | 2 | 0 | 0 | 2 | 0 | 0 | 2 | 0 | 0 | 2 | 0 | 0 | 2 | 0 | 0 | 2 | 0 | 0 | 2 | 0 | 0 | E | 9 | 0 | E | 9 | 6 | A | 7 | -4 | A | 7 | 47 | A | 7 | 997 | A | 7 | 340 | A | 7 | 4.1 | A | 7 | 16100 | B | 7 | 77777 | A | 7 | 1 | E | 8 | 0.103 | F | 8 | 0.15 | F | 8 | 0 | 1 | D | 9 | 0 | C | 8
[26 empty] | 3720000% | 22:00 | 0 | 0 | 0 | 2 | 0 | 0 | 2 | 0 | 0 | 2 | 0 | 0 | 2 | 0 | 0 | 2 | 0 | 0 | 2 | 0 | 0 | 2 | 0 | 0 | E | 9 | 0 | E | 9 | 5 | A | 7 | -4 | A | 7 | 50 | A | 7 | 997 | A | 7 | 330 | A | 7 | 5.1 | A | 7 | 16100 | B | 7 | 77777 | A | 7 | 1 | E | 8 | 0.103 | F | 8 | 0.15 | F | 8 | 0 | 1 | D | 9 | 0 | C | 8
[26 empty] | 3720000% | 23:00 | 0 | 0 | 0 | 2 | 0 | 0 | 2 | 0 | 0 | 2 | 0 | 0 | 2 | 0 | 0 | 2 | 0 | 0 | 2 | 0 | 0 | 2 | 0 | 0 | E | 9 | 0 | E | 9 | 3 | A | 7 | -4 | A | 7 | 58 | A | 7 | 997 | A | 7 | 310 | A | 7 | 4.6 | A | 7 | 16100 | B | 7 | 77777 | A | 7 | 1 | E | 8 | 0.103 | F | 8 | 0.15 | F | 8 | 0 | 1 | D | 9 | 0 | C | 8
[26 empty] | 3720000% | 24:00 | 0 | 0 | 0 | 2 | 0 | 0 | 2 | 0 | 0 | 2 | 0 | 0 | 2 | 0 | 0 | 2 | 0 | 0 | 2 | 0 | 0 | 2 | 0 | 0 | E | 9 | 0 | E | 9 | 3 | A | 7 | -4 | A | 7 | 58 | A | 7 | 997 | A | 7 | 320 | A | 7 | 4.1 | A | 7 | 16100 | B | 7 | 77777 | A | 7 | 1 | E | 8 | 0.103 | F | 8 | 0.15 | F | 8 | 0 | 1 | D | 9 | 0 | C | 8
[26 empty] | 3720100% | 1:00 | 0 | 0 | 0 | 2 | 0 | 0 | 2 | 0 | 0 | 2 | 0 | 0 | 2 | 0 | 0 | 2 | 0 | 0 | 2 | 0 | 0 | 2 | 0 | 0 | E | 9 | 0 | E | 9 | 2 | A | 7 | -4 | A | 7 | 62 | A | 7 | 996 | A | 7 | 300 | A | 7 | 2.6 | A | 7 | 16100 | B | 7 | 77777 | A | 7 | 1 | E | 8 | 0.102 | F | 8 | 0.15 | F | 8 | 0 | 1 | D | 9 | 0 | C | 8
[26 empty] | 3720100% | 2:00 | 0 | 0 | 0 | 2 | 0 | 0 | 2 | 0 | 0 | 2 | 0 | 0 | 2 | 0 | 0 | 2 | 0 | 0 | 2 | 0 | 0 | 2 | 0 | 0 | E | 9 | 0 | E | 9 | 2 | A | 7 | -4 | A | 7 | 62 | A | 7 | 997 | A | 7 | 290 | A | 7 | 3.6 | A | 7 | 16100 | B | 7 | 77777 | A | 7 | 1 | E | 8 | 0.102 | F | 8 | 0.15 | F | 8 | 0 | 1 | D | 9 | 0 | C | 8
[26 empty] | 3720100% | 3:00 | 0 | 0 | 0 | 2 | 0 | 0 | 2 | 0 | 0 | 2 | 0 | 0 | 2 | 0 | 0 | 2 | 0 | 0 | 2 | 0 | 0 | 2 | 0 | 0 | E | 9 | 0 | E | 9 | 2 | A | 7 | -3 | A | 7 | 67 | A | 7 | 996 | A | 7 | 320 | A | 7 | 3.6 | A | 7 | 16100 | B | 7 | 77777 | A | 7 | 1 | E | 8 | 0.102 | F | 8 | 0.15 | F | 8 | 0 | 1 | D | 9 | 0 | C | 8
[26 empty] | 3720100% | 4:00 | 0 | 0 | 0 | 2 | 0 | 0 | 2 | 0 | 0 | 2 | 0 | 0 | 2 | 0 | 0 | 2 | 0 | 0 | 2 | 0 | 0 | 2 | 0 | 0 | E | 9 | 0 | E | 9 | 2 | A | 7 | -3 | A | 7 | 67 | A | 7 | 997 | A | 7 | 320 | A | 7 | 5.1 | A | 7 | 16100 | B | 7 | 77777 | A | 7 | 1 | E | 8 | 0.102 | F | 8 | 0.15 | F | 8 | 0 | 1 | D | 9 | 0 | C | 8
[26 empty] | 3720100% | 5:00 | 0 | 0 | 0 | 2 | 0 | 0 | 2 | 0 | 0 | 2 | 0 | 0 | 2 | 0 | 0 | 2 | 0 | 0 | 2 | 0 | 0 | 2 | 0 | 0 | E | 9 | 0 | E | 9 | 2 | A | 7 | -3 | A | 7 | 67 | A | 7 | 997 | A | 7 | 310 | A | 7 | 4.1 | A | 7 | 16100 | B | 7 | 77777 | A | 7 | 0.9 | E | 8 | 0.102 | F | 8 | 0.15 | F | 8 | 0 | 1 | D | 9 | 0 | C | 8
[26 empty] | 3720100% | 6:00 | 0 | 0 | 0 | 2 | 0 | 0 | 2 | 0 | 0 | 2 | 0 | 0 | 2 | 0 | 0 | 2 | 0 | 0 | 2 | 0 | 0 | 2 | 0 | 0 | E | 9 | 0 | E | 9 | 2 | A | 7 | -3 | A | 7 | 67 | A | 7 | 997 | A | 7 | 310 | A | 7 | 3.1 | A | 7 | 16100 | B | 7 | 77777 | A | 7 | 0.9 | E | 8 | 0.102 | F | 8 | 0.15 | F | 8 | 0 | 1 | D | 9 | 0 | C | 8
[26 empty] | 3720100% | 7:00 | 5 | 313 | 0 | 2 | 8 | 0 | 2 | 15 | 0 | 2 | 8 | 0 | 2 | 8 | 0 | 2 | 15 | 0 | 2 | 8 | 0 | 2 | 19 | 0 | E | 9 | 0 | E | 9 | 2 | A | 7 | -3 | A | 7 | 67 | A | 7 | 997 | A | 7 | 320 | A | 7 | 4.6 | A | 7 | 16100 | B | 7 | 77777 | A | 7 | 0.9 | E | 8 | 0.102 | F | 8 | 0.15 | F | 8 | 0 | 1 | D | 9 | 0 | C | 8
[26 empty] | 3720100% | 8:00 | 172 | 1392 | 62 | 2 | 8 | 32 | 2 | 15 | 58 | 2 | 8 | 68 | 2 | 8 | 23 | 2 | 15 | 65 | 2 | 8 | 129 | 2 | 19 | 0 | E | 9 | 0 | E | 9 | 3 | A | 7 | -3 | A | 7 | 63 | A | 7 | 998 | A | 7 | 320 | A | 7 | 7.7 | A | 7 | 16100 | B | 7 | 77777 | A | 7 | 0.9 | E | 8 | 0.102 | F | 8 | 0.15 | F | 8 | 0 | 1 | D | 9 | 0 | C | 8
[26 empty] | 3720100% | 9:00 | 398 | 1392 | 229 | 2 | 8 | 410 | 2 | 15 | 111 | 2 | 8 | 235 | 2 | 8 | 356 | 2 | 15 | 133 | 2 | 8 | 211 | 2 | 19 | 0 | E | 9 | 0 | E | 9 | 6 | A | 7 | -3 | A | 7 | 51 | A | 7 | 998 | A | 7 | 330 | A | 7 | 7.7 | A | 7 | 16100 | B | 7 | 77777 | A | 7 | 0.9 | E | 8 | 0.102 | F | 8 | 0.15 | F | 8 | 0 | 1 | D | 9 | 0 | C | 8
[26 empty] | 3720100% | 10:00 | 582 | 1392 | 358 | 2 | 8 | 505 | 2 | 15 | 146 | 2 | 8 | 375 | 2 | 8 | 489 | 2 | 15 | 170 | 2 | 8 | 291 | 2 | 19 | 0 | E | 9 | 0 | E | 9 | 7 | A | 7 | -3 | A | 7 | 48 | A | 7 | 998 | A | 7 | 320 | A | 7 | 7.2 | A | 7 | 16100 | B | 7 | 77777 | A | 7 | 0.9 | E | 8 | 0.102 | F | 8 | 0.15 | F | 8 | 0 | 1 | D | 9 | 0 | C | 8
[26 empty] | 3720100% | 11:00 | 710 | 1392 | 454 | 2 | 8 | 595 | 2 | 15 | 149 | 2 | 8 | 469 | 2 | 8 | 582 | 2 | 15 | 171 | 2 | 8 | 308 | 2 | 19 | 0 | E | 9 | 0 | E | 9 | 8 | A | 7 | -4 | A | 7 | 41 | A | 7 | 998 | A | 7 | 340 | A | 7 | 6.2 | A | 7 | 16100 | B | 7 | 77777 | A | 7 | 0.9 | E | 8 | 0.102 | F | 8 | 0.15 | F | 8 | 0 | 1 | D | 9 | 0 | C | 8
[26 empty] | 3720100% | 12:00 | 773 | 1392 | 481 | 2 | 8 | 500 | 2 | 15 | 203 | 2 | 8 | 507 | 2 | 8 | 508 | 2 | 15 | 224 | 2 | 8 | 458 | 2 | 19 | 0 | E | 9 | 0 | E | 9 | 11 | A | 7 | -4 | A | 7 | 33 | A | 7 | 998 | A | 7 | 330 | A | 7 | 7.2 | A | 7 | 16100 | B | 7 | 77777 | A | 7 | 0.9 | E | 8 | 0.102 | F | 8 | 0.15 | F | 8 | 0 | 1 | D | 9 | 0 | C | 8
[26 empty] | 3720100% | 13:00 | 767 | 1392 | 474 | 2 | 8 | 520 | 2 | 15 | 186 | 2 | 8 | 502 | 2 | 8 | 528 | 2 | 15 | 210 | 2 | 8 | 414 | 2 | 19 | 0 | E | 9 | 0 | E | 9 | 12 | A | 7 | -6 | A | 7 | 26 | A | 7 | 997 | A | 7 | 330 | A | 7 | 6.2 | A | 7 | 16100 | B | 7 | 77777 | A | 7 | 0.9 | E | 8 | 0.102 | F | 8 | 0.15 | F | 8 | 0 | 1 | D | 9 | 0 | C | 8
[26 empty] | 3720100% | 14:00 | 691 | 1392 | 458 | 2 | 8 | 665 | 2 | 15 | 127 | 2 | 8 | 478 | 2 | 8 | 652 | 2 | 15 | 152 | 2 | 8 | 266 | 2 | 19 | 0 | E | 9 | 0 | E | 9 | 13 | A | 7 | -7 | A | 7 | 23 | A | 7 | 996 | A | 7 | 320 | A | 7 | 7.7 | A | 7 | 16100 | B | 7 | 77777 | A | 7 | 1 | E | 8 | 0.102 | F | 8 | 0.15 | F | 8 | 0 | 1 | D | 9 | 0 | C | 8
[26 empty] | 3720100% | 15:00 | 552 | 1392 | 349 | 2 | 8 | 632 | 2 | 15 | 97 | 2 | 8 | 362 | 2 | 8 | 598 | 2 | 15 | 124 | 2 | 8 | 190 | 2 | 19 | 0 | E | 9 | 0 | E | 9 | 13 | A | 7 | -7 | A | 7 | 23 | A | 7 | 996 | A | 7 | 340 | A | 7 | 7.7 | A | 7 | 16100 | B | 7 | 77777 | A | 7 | 1.1 | E | 8 | 0.102 | F | 8 | 0.15 | F | 8 | 0 | 1 | D | 9 | 0 | C | 8
[26 empty] | 3720100% | 16:00 | 359 | 1392 | 202 | 2 | 8 | 513 | 2 | 15 | 69 | 2 | 8 | 207 | 2 | 8 | 429 | 2 | 15 | 96 | 2 | 8 | 125 | 2 | 19 | 0 | E | 9 | 0 | E | 9 | 13 | A | 7 | -7 | A | 7 | 23 | A | 7 | 996 | A | 7 | 320 | A | 7 | 5.1 | A | 7 | 16100 | B | 7 | 77777 | A | 7 | 1.1 | E | 8 | 0.102 | F | 8 | 0.15 | F | 8 | 0 | 1 | D | 9 | 0 | C | 8
[26 empty] | 3720100% | 17:00 | 127 | 1392 | 47 | 2 | 8 | 242 | 2 | 15 | 25 | 2 | 8 | 48 | 2 | 8 | 130 | 2 | 15 | 36 | 2 | 8 | 44 | 2 | 19 | 0 | E | 9 | 0 | E | 9 | 12 | A | 7 | -6 | A | 7 | 26 | A | 7 | 996 | A | 7 | 320 | A | 7 | 3.1 | A | 7 | 16100 | B | 7 | 77777 | A | 7 | 1.2 | E | 8 | 0.102 | F | 8 | 0.15 | F | 8 | 0 | 1 | D | 9 | 0 | C | 8
[26 empty] | 3720100% | 18:00 | 0 | 35 | 0 | 2 | 8 | 0 | 2 | 15 | 0 | 2 | 8 | 0 | 2 | 8 | 0 | 2 | 15 | 0 | 2 | 8 | 0 | 2 | 19 | 0 | E | 9 | 0 | E | 9 | 10 | A | 7 | -5 | A | 7 | 33 | A | 7 | 996 | A | 7 | 310 | A | 7 | 4.6 | A | 7 | 16100 | B | 7 | 77777 | A | 7 | 1.3 | E | 8 | 0.102 | F | 8 | 0.15 | F | 8 | 0 | 1 | D | 9 | 0 | C | 8
[26 empty] | 3720100% | 19:00 | 0 | 0 | 0 | 2 | 0 | 0 | 2 | 0 | 0 | 2 | 0 | 0 | 2 | 0 | 0 | 2 | 0 | 0 | 2 | 0 | 0 | 2 | 0 | 0 | E | 9 | 0 | A | 7 | 8 | A | 7 | -5 | A | 7 | 37 | A | 7 | 996 | A | 7 | 290 | A | 7 | 2.6 | A | 7 | 16100 | B | 7 | 77777 | A | 7 | 1.4 | E | 8 | 0.102 | F | 8 | 0.15 | F | 8 | 0 | 1 | D | 9 | 0 | C | 8
[26 empty] | 3720100% | 20:00 | 0 | 0 | 0 | 2 | 0 | 0 | 2 | 0 | 0 | 2 | 0 | 0 | 2 | 0 | 0 | 2 | 0 | 0 | 2 | 0 | 0 | 2 | 0 | 0 | E | 9 | 0 | E | 9 | 8 | A | 7 | -4 | A | 7 | 41 | A | 7 | 996 | A | 7 | 300 | A | 7 | 3.1 | A | 7 | 16100 | B | 7 | 77777 | A | 7 | 1.4 | E | 8 | 0.102 | F | 8 | 0.15 | F | 8 | 0 | 1 | D | 9 | 0 | C | 8
[26 empty] | 3720100% | 21:00 | 0 | 0 | 0 | 2 | 0 | 0 | 2 | 0 | 0 | 2 | 0 | 0 | 2 | 0 | 0 | 2 | 0 | 0 | 2 | 0 | 0 | 2 | 0 | 0 | E | 9 | 0 | E | 9 | 9 | A | 7 | -4 | A | 7 | 38 | A | 7 | 997 | A | 7 | 250 | A | 7 | 2.1 | A | 7 | 16100 | B | 7 | 77777 | A | 7 | 1.5 | E | 8 | 0.102 | F | 8 | 0.15 | F | 8 | 0 | 1 | D | 9 | 0 | C | 8
[26 empty] | 3720100% | 22:00 | 0 | 0 | 0 | 2 | 0 | 0 | 2 | 0 | 0 | 2 | 0 | 0 | 2 | 0 | 0 | 2 | 0 | 0 | 2 | 0 | 0 | 2 | 0 | 0 | E | 9 | 0 | E | 9 | 8 | A | 7 | -4 | A | 7 | 41 | A | 7 | 997 | A | 7 | 260 | B | 8 | 2.1 | A | 7 | 16100 | B | 7 | 77777 | A | 7 | 1.6 | E | 8 | 0.102 | F | 8 | 0.15 | F | 8 | 0 | 1 | D | 9 | 0 | C | 8
[26 empty] | 3720100% | 23:00 | 0 | 0 | 0 | 2 | 0 | 0 | 2 | 0 | 0 | 2 | 0 | 0 | 2 | 0 | 0 | 2 | 0 | 0 | 2 | 0 | 0 | 2 | 0 | 0 | E | 9 | 0 | E | 9 | 7 | A | 7 | -4 | A | 7 | 44 | A | 7 | 996 | A | 7 | 270 | A | 7 | 4.1 | A | 7 | 16100 | B | 7 | 77777 | A | 7 | 1.7 | E | 8 | 0.102 | F | 8 | 0.15 | F | 8 | 0 | 1 | D | 9 | 0 | C | 8
[26 empty] | 3720100% | 24:00 | 0 | 0 | 0 | 2 | 0 | 0 | 2 | 0 | 0 | 2 | 0 | 0 | 2 | 0 | 0 | 2 | 0 | 0 | 2 | 0 | 0 | 2 | 0 | 0 | E | 9 | 0 | E | 9 | 8 | A | 7 | -4 | A | 7 | 41 | A | 7 | 996 | A | 7 | 260 | A | 7 | 4.6 | A | 7 | 16100 | B | 7 | 77777 | A | 7 | 1.7 | E | 8 | 0.102 | F | 8 | 0.15 | F | 8 | 0 | 1 | D | 9 | 0 | C | 8
[26 empty] | 3720200% | 1:00 | 0 | 0 | 0 | 2 | 0 | 0 | 2 | 0 | 0 | 2 | 0 | 0 | 2 | 0 | 0 | 2 | 0 | 0 | 2 | 0 | 0 | 2 | 0 | 0 | E | 9 | 0 | E | 9 | 8 | A | 7 | -4 | A | 7 | 41 | A | 7 | 996 | A | 7 | 250 | A | 7 | 4.6 | A | 7 | 16100 | B | 7 | 77777 | A | 7 | 1.8 | E | 8 | 0.101 | F | 8 | 0.15 | F | 8 | 0 | 1 | D | 9 | 0 | C | 8
[26 empty] | 3720200% | 2:00 | 0 | 0 | 0 | 2 | 0 | 0 | 2 | 0 | 0 | 2 | 0 | 0 | 2 | 0 | 0 | 2 | 0 | 0 | 2 | 0 | 0 | 2 | 0 | 0 | E | 9 | 0 | E | 9 | 8 | A | 7 | -3 | A | 7 | 44 | A | 7 | 996 | A | 7 | 250 | A | 7 | 3.6 | A | 7 | 16100 | B | 7 | 77777 | A | 7 | 1.8 | E | 8 | 0.101 | F | 8 | 0.15 | F | 8 | 0 | 1 | D | 9 | 0 | C | 8
[26 empty] | 3720200% | 3:00 | 0 | 0 | 0 | 2 | 0 | 0 | 2 | 0 | 0 | 2 | 0 | 0 | 2 | 0 | 0 | 2 | 0 | 0 | 2 | 0 | 0 | 2 | 0 | 0 | E | 9 | 0 | E | 9 | 8 | A | 7 | -3 | A | 7 | 44 | A | 7 | 996 | A | 7 | 260 | A | 7 | 4.1 | A | 7 | 16100 | B | 7 | 77777 | A | 7 | 1.7 | E | 8 | 0.101 | F | 8 | 0.15 | F | 8 | 0 | 1 | D | 9 | 0 | C | 8
[26 empty] | 3720200% | 4:00 | 0 | 0 | 0 | 2 | 0 | 0 | 2 | 0 | 0 | 2 | 0 | 0 | 2 | 0 | 0 | 2 | 0 | 0 | 2 | 0 | 0 | 2 | 0 | 3 | E | 9 | 3 | E | 9 | 8 | A | 7 | -4 | A | 7 | 41 | A | 7 | 996 | A | 7 | 260 | A | 7 | 5.1 | A | 7 | 16100 | B | 7 | 77777 | A | 7 | 1.7 | E | 8 | 0.101 | F | 8 | 0.15 | F | 8 | 0 | 1 | D | 9 | 0 | C | 8
[26 empty] | 3720200% | 5:00 | 0 | 0 | 0 | 2 | 0 | 0 | 2 | 0 | 0 | 2 | 0 | 0 | 2 | 0 | 0 | 2 | 0 | 0 | 2 | 0 | 0 | 2 | 0 | 0 | E | 9 | 0 | E | 9 | 8 | A | 7 | -4 | A | 7 | 41 | A | 7 | 996 | A | 7 | 160 | A | 7 | 2.6 | A | 7 | 16100 | B | 7 | 77777 | A | 7 | 1.6 | E | 8 | 0.101 | F | 8 | 0.15 | F | 8 | 0 | 1 | D | 9 | 0 | C | 8
[26 empty] | 3720200% | 6:00 | 0 | 0 | 0 | 2 | 0 | 0 | 2 | 0 | 0 | 2 | 0 | 0 | 2 | 0 | 0 | 2 | 0 | 0 | 2 | 0 | 0 | 2 | 0 | 0 | E | 9 | 0 | E | 9 | 7 | A | 7 | -4 | A | 7 | 44 | A | 7 | 996 | A | 7 | 200 | A | 7 | 2.6 | A | 7 | 16100 | B | 7 | 77777 | A | 7 | 1.6 | E | 8 | 0.101 | F | 8 | 0.15 | F | 8 | 0 | 1 | D | 9 | 0 | C | 8
[26 empty] | 3720200% | 7:00 | 5 | 290 | 0 | 2 | 8 | 0 | 2 | 15 | 0 | 2 | 8 | 0 | 2 | 8 | 0 | 2 | 15 | 0 | 2 | 8 | 0 | 2 | 19 | 0 | E | 9 | 0 | E | 9 | 8 | A | 7 | -4 | A | 7 | 41 | A | 7 | 996 | A | 7 | 250 | A | 7 | 3.6 | A | 7 | 16100 | B | 7 | 77777 | A | 7 | 1.5 | E | 8 | 0.101 | F | 8 | 0.15 | F | 8 | 0 | 1 | D | 9 | 0 | C | 8
[26 empty] | 3720200% | 8:00 | 167 | 1393 | 89 | 2 | 8 | 227 | 2 | 15 | 62 | 2 | 8 | 91 | 2 | 8 | 123 | 2 | 15 | 77 | 2 | 8 | 125 | 2 | 19 | 0 | E | 9 | 0 | E | 9 | 9 | A | 7 | -4 | A | 7 | 38 | A | 7 | 996 | A | 7 | 230 | A | 7 | 4.1 | A | 7 | 16100 | B | 7 | 77777 | A | 7 | 1.5 | E | 8 | 0.101 | F | 8 | 0.15 | F | 8 | 0 | 1 | D | 9 | 0 | C | 8
[26 empty] | 3720200% | 9:00 | 393 | 1393 | 215 | 2 | 8 | 392 | 2 | 15 | 104 | 2 | 8 | 222 | 2 | 8 | 339 | 2 | 15 | 126 | 2 | 8 | 196 | 2 | 19 | 3 | E | 9 | 3 | E | 9 | 12 | A | 7 | -3 | A | 7 | 34 | A | 7 | 997 | A | 7 | 250 | A | 7 | 3.6 | A | 7 | 16100 | B | 7 | 77777 | A | 7 | 1.4 | E | 8 | 0.101 | F | 8 | 0.15 | F | 8 | 0 | 1 | D | 9 | 0 | C | 8
[26 empty] | 3720200% | 10:00 | 577 | 1393 | 351 | 2 | 8 | 493 | 2 | 15 | 147 | 2 | 8 | 368 | 2 | 8 | 476 | 2 | 15 | 170 | 2 | 8 | 293 | 2 | 19 | 10 | E | 9 | 10 | E | 9 | 13 | A | 7 | -2 | A | 7 | 35 | A | 7 | 997 | A | 7 | 300 | A | 7 | 5.1 | A | 7 | 16100 | B | 7 | 1320 | A | 7 | 1.4 | E | 8 | 0.101 | F | 8 | 0.15 | F | 8 | 0 | 1 | D | 9 | 0 | C | 8
[26 empty] | 3720200% | 11:00 | 705 | 1393 | 441 | 2 | 8 | 522 | 2 | 15 | 176 | 2 | 8 | 465 | 2 | 8 | 524 | 2 | 15 | 199 | 2 | 8 | 375 | 2 | 19 | 3 | E | 9 | 3 | E | 9 | 16 | A | 7 | 0 | A | 7 | 34 | A | 7 | 996 | A | 7 | 290 | A | 7 | 7.7 | A | 7 | 16100 | B | 7 | 77777 | A | 7 | 1.3 | E | 8 | 0.101 | F | 8 | 0.15 | F | 8 | 0 | 1 | D | 9 | 0 | C | 8
[26 empty] | 3720200% | 12:00 | 768 | 1393 | 488 | 2 | 8 | 578 | 2 | 15 | 168 | 2 | 8 | 523 | 2 | 8 | 588 | 2 | 15 | 197 | 2 | 8 | 370 | 2 | 19 | 3 | E | 9 | 3 | E | 9 | 18 | A | 7 | 0 | A | 7 | 30 | A | 7 | 996 | A | 7 | 310 | A | 7 | 6.2 | A | 7 | 16100 | B | 7 | 77777 | A | 7 | 1.3 | E | 8 | 0.101 | F | 8 | 0.15 | F | 8 | 0 | 1 | D | 9 | 0 | C | 8
[26 empty] | 3720200% | 13:00 | 761 | 1393 | 509 | 2 | 8 | 664 | 2 | 15 | 145 | 2 | 8 | 531 | 2 | 8 | 658 | 2 | 15 | 170 | 2 | 8 | 317 | 2 | 19 | 0 | E | 9 | 0 | E | 9 | 19 | A | 7 | 0 | A | 7 | 28 | A | 7 | 996 | A | 7 | 320 | A | 7 | 6.2 | A | 7 | 16100 | B | 7 | 77777 | A | 7 | 1.2 | E | 8 | 0.101 | F | 8 | 0.15 | F | 8 | 0 | 1 | D | 9 | 0 | C | 8
[26 empty] | 3720200% | 14:00 | 686 | 1393 | 447 | 2 | 8 | 641 | 2 | 15 | 130 | 2 | 8 | 464 | 2 | 8 | 627 | 2 | 15 | 154 | 2 | 8 | 269 | 2 | 19 | 0 | E | 9 | 0 | E | 9 | 19 | A | 7 | 0 | A | 7 | 28 | A | 7 | 995 | A | 7 | 320 | A | 7 | 6.7 | A | 7 | 16100 | B | 7 | 77777 | A | 7 | 1.3 | E | 8 | 0.101 | F | 8 | 0.15 | F | 8 | 0 | 1 | D | 9 | 0 | C | 8
[26 empty] | 3720200% | 15:00 | 547 | 1393 | 343 | 2 | 8 | 620 | 2 | 15 | 99 | 2 | 8 | 356 | 2 | 8 | 584 | 2 | 15 | 126 | 2 | 8 | 192 | 2 | 19 | 0 | B | 8 | 0 | B | 8 | 19.2 | B | 8 | -0.4 | B | 8 | 27 | A | 7 | 995 | B | 8 | 310 | B | 8 | 5.6 | B | 8 | 16100 | C | 8 | 77777 | B | 8 | 1.3 | E | 8 | 0.101 | F | 8 | 0.15 | F | 8 | 0 | 1 | D | 9 | 0 | C | 8
[26 empty] | 3720200% | 16:00 | 354 | 1393 | 196 | 2 | 8 | 406 | 2 | 15 | 93 | 2 | 8 | 203 | 2 | 8 | 337 | 2 | 15 | 117 | 2 | 8 | 174 | 2 | 19 | 0 | E | 9 | 0 | E | 9 | 19 | A | 7 | -1 | A | 7 | 26 | A | 7 | 995 | A | 7 | 300 | A | 7 | 4.6 | A | 7 | 16100 | B | 7 | 77777 | A | 7 | 1.4 | E | 8 | 0.101 | F | 8 | 0.15 | F | 8 | 0 | 1 | D | 9 | 0 | C | 8
[26 empty] | 3720200% | 17:00 | 122 | 1393 | 34 | 2 | 8 | 83 | 2 | 15 | 27 | 2 | 8 | 37 | 2 | 8 | 36 | 2 | 15 | 33 | 2 | 8 | 48 | 2 | 19 | 0 | E | 9 | 0 | E | 9 | 17 | A | 7 | -1 | A | 7 | 29 | A | 7 | 996 | A | 7 | 310 | A | 7 | 5.1 | A | 7 | 16100 | B | 7 | 77777 | A | 7 | 1.4 | E | 8 | 0.101 | F | 8 | 0.15 | F | 8 | 0 | 1 | D | 9 | 0 | C | 8
[26 empty] | 3720200% | 18:00 | 0 | 12 | 0 | 2 | 0 | 0 | 2 | 0 | 0 | 2 | 0 | 0 | 2 | 1 | 0 | 2 | 2 | 0 | 2 | 2 | 0 | 2 | 1 | 0 | E | 9 | 0 | E | 9 | 17 | A | 7 | -1 | A | 7 | 29 | A | 7 | 997 | A | 7 | 340 | A | 7 | 6.2 | A | 7 | 16100 | B | 7 | 77777 | A | 7 | 1.5 | E | 8 | 0.101 | F | 8 | 0.15 | F | 8 | 0 | 1 | D | 9 | 0 | C | 8
[26 empty] | 3720200% | 19:00 | 0 | 0 | 0 | 2 | 0 | 0 | 2 | 0 | 0 | 2 | 0 | 0 | 2 | 0 | 0 | 2 | 0 | 0 | 2 | 0 | 0 | 2 | 0 | 0 | E | 9 | 0 | A | 7 | 15 | A | 7 | -1 | A | 7 | 33 | A | 7 | 996 | A | 7 | 310 | A | 7 | 7.2 | A | 7 | 16100 | B | 7 | 77777 | A | 7 | 1.5 | E | 8 | 0.101 | F | 8 | 0.15 | F | 8 | 0 | 1 | D | 9 | 0 | C | 8
[26 empty] | 3720200% | 20:00 | 0 | 0 | 0 | 2 | 0 | 0 | 2 | 0 | 0 | 2 | 0 | 0 | 2 | 0 | 0 | 2 | 0 | 0 | 2 | 0 | 0 | 2 | 0 | 3 | E | 9 | 3 | E | 9 | 13 | A | 7 | 4 | A | 7 | 54 | A | 7 | 997 | A | 7 | 10 | A | 7 | 2.1 | A | 7 | 16100 | B | 7 | 77777 | A | 7 | 1.6 | E | 8 | 0.101 | F | 8 | 0.15 | F | 8 | 0 | 1 | D | 9 | 0 | C | 8
[26 empty] | 3720200% | 21:00 | 0 | 0 | 0 | 2 | 0 | 0 | 2 | 0 | 0 | 2 | 0 | 0 | 2 | 0 | 0 | 2 | 0 | 0 | 2 | 0 | 0 | 2 | 0 | 8 | E | 9 | 8 | E | 9 | 14 | A | 7 | 4 | A | 7 | 51 | A | 7 | 997 | A | 7 | 30 | A | 7 | 1.5 | A | 7 | 16100 | B | 7 | 1350 | A | 7 | 1.6 | E | 8 | 0.101 | F | 8 | 0.15 | F | 8 | 0 | 1 | D | 9 | 0 | C | 8
[26 empty] | 3720200% | 22:00 | 0 | 0 | 0 | 2 | 0 | 0 | 2 | 0 | 0 | 2 | 0 | 0 | 2 | 0 | 0 | 2 | 0 | 0 | 2 | 0 | 0 | 2 | 0 | 4 | E | 9 | 4 | E | 9 | 14 | A | 7 | 3 | A | 7 | 47 | A | 7 | 997 | A | 7 | 350 | A | 7 | 2.1 | A | 7 | 16100 | B | 7 | 77777 | A | 7 | 1.7 | E | 8 | 0.101 | F | 8 | 0.15 | F | 8 | 0 | 1 | D | 9 | 0 | C | 8
[26 empty] | 3720200% | 23:00 | 0 | 0 | 0 | 2 | 0 | 0 | 2 | 0 | 0 | 2 | 0 | 0 | 2 | 0 | 0 | 2 | 0 | 0 | 2 | 0 | 0 | 2 | 0 | 0 | E | 9 | 0 | E | 9 | 12 | A | 7 | 3 | A | 7 | 54 | A | 7 | 997 | A | 7 | 320 | B | 8 | 2.1 | B | 8 | 16100 | B | 7 | 77777 | A | 7 | 1.7 | E | 8 | 0.101 | F | 8 | 0.15 | F | 8 | 0 | 1 | D | 9 | 0 | C | 8
[26 empty] | 3720200% | 24:00 | 0 | 0 | 0 | 2 | 0 | 0 | 2 | 0 | 0 | 2 | 0 | 0 | 2 | 0 | 0 | 2 | 0 | 0 | 2 | 0 | 0 | 2 | 0 | 0 | E | 9 | 0 | E | 9 | 11 | A | 7 | 3 | A | 7 | 58 | A | 7 | 997 | A | 7 | 290 | B | 8 | 2.1 | B | 8 | 16100 | B | 7 | 77777 | A | 7 | 1.8 | E | 8 | 0.101 | F | 8 | 0.15 | F | 8 | 0 | 1 | D | 9 | 0 | C | 8
[26 empty] | 3720300% | 1:00 | 0 | 0 | 0 | 2 | 0 | 0 | 2 | 0 | 0 | 2 | 0 | 0 | 2 | 0 | 0 | 2 | 0 | 0 | 2 | 0 | 0 | 2 | 0 | 3 | E | 9 | 3 | E | 9 | 10 | A | 7 | 3 | A | 7 | 62 | A | 7 | 997 | A | 7 | 260 | B | 8 | 2.1 | B | 8 | 16100 | B | 7 | 77777 | A | 7 | 1.8 | E | 8 | 0.1 | F | 8 | 0.15 | F | 8 | 0 | 1 | D | 9 | 0 | C | 8
[26 empty] | 3720300% | 2:00 | 0 | 0 | 0 | 2 | 0 | 0 | 2 | 0 | 0 | 2 | 0 | 0 | 2 | 0 | 0 | 2 | 0 | 0 | 2 | 0 | 0 | 2 | 0 | 0 | E | 9 | 0 | E | 9 | 8 | A | 7 | 3 | A | 7 | 71 | A | 7 | 997 | A | 7 | 230 | B | 8 | 2.1 | B | 8 | 16100 | B | 7 | 77777 | A | 7 | 1.7 | E | 8 | 0.1 | F | 8 | 0.15 | F | 8 | 0 | 1 | D | 9 | 0 | C | 8
[26 empty] | 3720300% | 3:00 | 0 | 0 | 0 | 2 | 0 | 0 | 2 | 0 | 0 | 2 | 0 | 0 | 2 | 0 | 0 | 2 | 0 | 0 | 2 | 0 | 0 | 2 | 0 | 0 | E | 9 | 0 | E | 9 | 7 | A | 7 | 3 | A | 7 | 76 | A | 7 | 997 | A | 7 | 200 | B | 8 | 2.1 | B | 8 | 14500 | B | 7 | 77777 | A | 7 | 1.7 | E | 8 | 0.1 | F | 8 | 0.15 | F | 8 | 0 | 1 | D | 9 | 0 | C | 8
[26 empty] | 3720300% | 4:00 | 0 | 0 | 0 | 2 | 0 | 0 | 2 | 0 | 0 | 2 | 0 | 0 | 2 | 0 | 0 | 2 | 0 | 0 | 2 | 0 | 0 | 2 | 0 | 8 | E | 9 | 8 | E | 9 | 9 | A | 7 | 3 | A | 7 | 66 | A | 7 | 997 | A | 7 | 170 | A | 7 | 2.1 | A | 7 | 16100 | B | 7 | 1500 | A | 7 | 1.6 | E | 8 | 0.1 | F | 8 | 0.15 | F | 8 | 0 | 1 | D | 9 | 0 | C | 8
[26 empty] | 3720300% | 5:00 | 0 | 0 | 0 | 2 | 0 | 0 | 2 | 0 | 0 | 2 | 0 | 0 | 2 | 0 | 0 | 2 | 0 | 0 | 2 | 0 | 0 | 2 | 0 | 10 | E | 9 | 10 | E | 9 | 9 | A | 7 | 4 | A | 7 | 71 | A | 7 | 997 | A | 7 | 120 | A | 7 | 1.5 | A | 7 | 16100 | B | 7 | 1500 | A | 7 | 1.6 | E | 8 | 0.1 | F | 8 | 0.15 | F | 8 | 0 | 1 | D | 9 | 0 | C | 8
[26 empty] | 3720300% | 6:00 | 0 | 0 | 0 | 2 | 0 | 0 | 2 | 0 | 0 | 2 | 0 | 0 | 2 | 0 | 0 | 2 | 0 | 0 | 2 | 0 | 0 | 2 | 0 | 3 | E | 9 | 3 | E | 9 | 8 | A | 7 | 3 | A | 7 | 71 | A | 7 | 997 | A | 7 | 150 | A | 7 | 2.6 | A | 7 | 16100 | B | 7 | 77777 | A | 7 | 1.5 | E | 8 | 0.1 | F | 8 | 0.15 | F | 8 | 0 | 1 | D | 9 | 0 | C | 8
[26 empty] | 3720300% | 7:00 | 4 | 244 | 0 | 2 | 8 | 0 | 2 | 15 | 0 | 2 | 8 | 0 | 2 | 8 | 0 | 2 | 15 | 0 | 2 | 8 | 0 | 2 | 19 | 8 | E | 9 | 8 | E | 9 | 8 | A | 7 | 3 | A | 7 | 71 | A | 7 | 997 | A | 7 | 160 | A | 7 | 2.6 | A | 7 | 16100 | B | 7 | 1800 | A | 7 | 1.4 | E | 8 | 0.1 | F | 8 | 0.15 | F | 8 | 0 | 1 | D | 9 | 0 | C | 8
[26 empty] | 3720300% | 8:00 | 162 | 1393 | 66 | 2 | 8 | 66 | 2 | 15 | 58 | 2 | 8 | 70 | 2 | 8 | 39 | 2 | 15 | 66 | 2 | 8 | 122 | 2 | 19 | 8 | E | 9 | 8 | E | 9 | 9 | A | 7 | 4 | A | 7 | 71 | A | 7 | 998 | A | 7 | 160 | A | 7 | 3.1 | A | 7 | 14500 | B | 7 | 1800 | A | 7 | 1.4 | E | 8 | 0.1 | F | 8 | 0.15 | F | 8 | 0 | 1 | D | 9 | 0 | C | 8
[26 empty] | 3720300% | 9:00 | 388 | 1393 | 231 | 2 | 8 | 489 | 2 | 15 | 94 | 2 | 8 | 240 | 2 | 8 | 421 | 2 | 15 | 123 | 2 | 8 | 175 | 2 | 19 | 3 | E | 9 | 3 | E | 9 | 11 | A | 7 | 4 | A | 7 | 62 | A | 7 | 998 | A | 7 | 180 | A | 7 | 3.1 | A | 7 | 16100 | B | 7 | 77777 | A | 7 | 1.3 | E | 8 | 0.1 | F | 8 | 0.15 | F | 8 | 0 | 1 | D | 9 | 0 | C | 8
[26 empty] | 3720300% | 10:00 | 572 | 1393 | 365 | 2 | 8 | 598 | 2 | 15 | 119 | 2 | 8 | 375 | 2 | 8 | 564 | 2 | 15 | 143 | 2 | 8 | 227 | 2 | 19 | 5 | E | 9 | 5 | E | 9 | 14 | A | 7 | 4 | A | 7 | 51 | A | 7 | 997 | A | 7 | 180 | A | 7 | 5.1 | A | 7 | 16100 | B | 7 | 77777 | A | 7 | 1.2 | E | 8 | 0.1 | F | 8 | 0.15 | F | 8 | 0 | 1 | D | 9 | 0 | C | 8
[26 empty] | 3720300% | 11:00 | 699 | 1393 | 467 | 2 | 8 | 668 | 2 | 15 | 130 | 2 | 8 | 486 | 2 | 8 | 656 | 2 | 15 | 155 | 2 | 8 | 273 | 2 | 19 | 0 | E | 9 | 0 | E | 9 | 16 | A | 7 | 4 | A | 7 | 45 | A | 7 | 996 | A | 7 | 200 | A | 7 | 4.1 | A | 7 | 16100 | B | 7 | 77777 | A | 7 | 1.2 | E | 8 | 0.1 | F | 8 | 0.15 | F | 8 | 0 | 1 | D | 9 | 0 | C | 8
[26 empty] | 3720300% | 12:00 | 762 | 1393 | 512 | 2 | 8 | 674 | 2 | 15 | 142 | 2 | 8 | 534 | 2 | 8 | 669 | 2 | 15 | 167 | 2 | 8 | 312 | 2 | 19 | 0 | E | 9 | 0 | E | 9 | 18 | A | 7 | 5 | A | 7 | 42 | A | 7 | 995 | A | 7 | 190 | A | 7 | 5.7 | A | 7 | 16100 | B | 7 | 77777 | A | 7 | 1.1 | E | 8 | 0.1 | F | 8 | 0.15 | F | 8 | 0 | 1 | D | 9 | 0 | C | 8
[26 empty] | 3720300% | 13:00 | 756 | 1393 | 515 | 2 | 8 | 700 | 2 | 15 | 134 | 2 | 8 | 539 | 2 | 8 | 695 | 2 | 15 | 161 | 2 | 8 | 295 | 2 | 19 | 0 | E | 9 | 0 | E | 9 | 19 | A | 7 | 6 | A | 7 | 43 | A | 7 | 994 | A | 7 | 200 | A | 7 | 5.7 | A | 7 | 16100 | B | 7 | 77777 | A | 7 | 1.1 | E | 8 | 0.1 | F | 8 | 0.15 | F | 8 | 0 | 1 | D | 9 | 0 | C | 8
[26 empty] | 3720300% | 14:00 | 681 | 1393 | 441 | 2 | 8 | 629 | 2 | 15 | 132 | 2 | 8 | 457 | 2 | 8 | 614 | 2 | 15 | 156 | 2 | 8 | 271 | 2 | 19 | 0 | E | 9 | 0 | E | 9 | 21 | A | 7 | 4 | A | 7 | 33 | A | 7 | 993 | A | 7 | 190 | A | 7 | 5.7 | A | 7 | 16100 | B | 7 | 77777 | A | 7 | 1.1 | E | 8 | 0.1 | F | 8 | 0.15 | F | 8 | 0 | 1 | D | 9 | 0 | C | 8
[26 empty] | 3720300% | 15:00 | 542 | 1393 | 338 | 2 | 8 | 608 | 2 | 15 | 100 | 2 | 8 | 349 | 2 | 8 | 571 | 2 | 15 | 126 | 2 | 8 | 193 | 2 | 19 | 0 | E | 9 | 0 | E | 9 | 21 | A | 7 | 4 | A | 7 | 33 | A | 7 | 992 | A | 7 | 190 | A | 7 | 4.6 | A | 7 | 16100 | B | 7 | 77777 | A | 7 | 1.1 | E | 8 | 0.1 | F | 8 | 0.15 | F | 8 | 0 | 1 | D | 9 | 0 | C | 8
[26 empty] | 3720300% | 16:00 | 349 | 1393 | 191 | 2 | 8 | 478 | 2 | 15 | 70 | 2 | 8 | 194 | 2 | 8 | 395 | 2 | 15 | 95 | 2 | 8 | 125 | 2 | 19 | 0 | E | 9 | 0 | E | 9 | 21 | A | 7 | 5 | A | 7 | 35 | A | 7 | 991 | A | 7 | 160 | A | 7 | 5.7 | A | 7 | 16100 | B | 7 | 77777 | A | 7 | 1.1 | E | 8 | 0.1 | F | 8 | 0.15 | F | 8 | 0 | 1 | D | 9 | 0 | C | 8
[26 empty] | 3720300% | 17:00 | 118 | 1382 | 42 | 2 | 8 | 224 | 2 | 15 | 23 | 2 | 8 | 44 | 2 | 8 | 119 | 2 | 15 | 33 | 2 | 8 | 41 | 2 | 19 | 0 | E | 9 | 0 | E | 9 | 18 | A | 7 | 6 | A | 7 | 45 | A | 7 | 991 | A | 7 | 180 | A | 7 | 3.6 | A | 7 | 16100 | B | 7 | 77777 | A | 7 | 1.1 | E | 8 | 0.1 | F | 8 | 0.15 | F | 8 | 0 | 1 | D | 9 | 0 | C | 8
[26 empty] | 3720300% | 18:00 | 0 | 0 | 0 | 2 | 0 | 0 | 2 | 0 | 0 | 2 | 0 | 0 | 2 | 0 | 0 | 2 | 0 | 0 | 2 | 0 | 0 | 2 | 0 | 0 | E | 9 | 0 | E | 9 | 16 | A | 7 | 5 | A | 7 | 48 | A | 7 | 992 | A | 7 | 190 | B | 8 | 2.6 | A | 7 | 16100 | B | 7 | 77777 | A | 7 | 1.1 | E | 8 | 0.1 | F | 8 | 0.15 | F | 8 | 0 | 1 | D | 9 | 0 | C | 8
[26 empty] | 3720300% | 19:00 | 0 | 0 | 0 | 2 | 0 | 0 | 2 | 0 | 0 | 2 | 0 | 0 | 2 | 0 | 0 | 2 | 0 | 0 | 2 | 0 | 0 | 2 | 0 | 0 | E | 9 | 0 | A | 7 | 17 | A | 7 | 5 | A | 7 | 45 | A | 7 | 991 | A | 7 | 190 | A | 7 | 2.6 | A | 7 | 16100 | B | 7 | 77777 | A | 7 | 1.1 | E | 8 | 0.1 | F | 8 | 0.15 | F | 8 | 0 | 1 | D | 9 | 0 | C | 8
[26 empty] | 3720300% | 20:00 | 0 | 0 | 0 | 2 | 0 | 0 | 2 | 0 | 0 | 2 | 0 | 0 | 2 | 0 | 0 | 2 | 0 | 0 | 2 | 0 | 0 | 2 | 0 | 1 | E | 9 | 1 | E | 9 | 16 | A | 7 | 2 | A | 7 | 39 | A | 7 | 991 | A | 7 | 210 | B | 8 | 2.1 | A | 7 | 16100 | B | 7 | 77777 | A | 7 | 1.2 | E | 8 | 0.1 | F | 8 | 0.15 | F | 8 | 0 | 1 | D | 9 | 0 | C | 8
[26 empty] | 3720300% | 21:00 | 0 | 0 | 0 | 2 | 0 | 0 | 2 | 0 | 0 | 2 | 0 | 0 | 2 | 0 | 0 | 2 | 0 | 0 | 2 | 0 | 0 | 2 | 0 | 7 | E | 9 | 7 | E | 9 | 16 | A | 7 | 1 | A | 7 | 36 | A | 7 | 990 | A | 7 | 220 | A | 7 | 3.6 | A | 7 | 16100 | B | 7 | 77777 | A | 7 | 1.2 | E | 8 | 0.1 | F | 8 | 0.15 | F | 8 | 0 | 1 | D | 9 | 0 | C | 8
[26 empty] | 3720300% | 22:00 | 0 | 0 | 0 | 2 | 0 | 0 | 2 | 0 | 0 | 2 | 0 | 0 | 2 | 0 | 0 | 2 | 0 | 0 | 2 | 0 | 0 | 2 | 0 | 10 | E | 9 | 10 | E | 9 | 18 | A | 7 | 2 | A | 7 | 34 | A | 7 | 990 | A | 7 | 250 | A | 7 | 5.1 | A | 7 | 16100 | B | 7 | 1800 | A | 7 | 1.2 | E | 8 | 0.1 | F | 8 | 0.15 | F | 8 | 0 | 1 | D | 9 | 0 | C | 8
[26 empty] | 3720300% | 23:00 | 0 | 0 | 0 | 2 | 0 | 0 | 2 | 0 | 0 | 2 | 0 | 0 | 2 | 0 | 0 | 2 | 0 | 0 | 2 | 0 | 0 | 2 | 0 | 10 | E | 9 | 10 | E | 9 | 17 | A | 7 | 6 | A | 7 | 48 | A | 7 | 991 | A | 7 | 290 | A | 7 | 10.3 | A | 7 | 16100 | B | 7 | 1800 | A | 7 | 1.2 | E | 8 | 0.1 | F | 8 | 0.15 | F | 8 | 0 | 1 | D | 9 | 0 | C | 8
[26 empty] | 3720300% | 24:00 | 0 | 0 | 0 | 2 | 0 | 0 | 2 | 0 | 0 | 2 | 0 | 0 | 2 | 0 | 0 | 2 | 0 | 0 | 2 | 0 | 0 | 2 | 0 | 10 | E | 9 | 10 | E | 9 | 16 | A | 7 | 4 | A | 7 | 45 | A | 7 | 992 | A | 7 | 270 | A | 7 | 9.3 | A | 7 | 16100 | B | 7 | 2400 | A | 7 | 1.2 | E | 8 | 0.1 | F | 8 | 0.15 | F | 8 | 0 | 1 | D | 9 | 0 | C | 8
[26 empty] | 3720400% | 1:00 | 0 | 0 | 0 | 2 | 0 | 0 | 2 | 0 | 0 | 2 | 0 | 0 | 2 | 0 | 0 | 2 | 0 | 0 | 2 | 0 | 0 | 2 | 0 | 6 | E | 9 | 6 | E | 9 | 14 | A | 7 | 5 | A | 7 | 55 | A | 7 | 992 | A | 7 | 310 | A | 7 | 8.2 | A | 7 | 16100 | B | 7 | 77777 | A | 7 | 1.2 | E | 8 | 0.1 | F | 8 | 0.15 | F | 8 | 0 | 1 | D | 9 | 0 | C | 8
[26 empty] | 3720400% | 2:00 | 0 | 0 | 0 | 2 | 0 | 0 | 2 | 0 | 0 | 2 | 0 | 0 | 2 | 0 | 0 | 2 | 0 | 0 | 2 | 0 | 0 | 2 | 0 | 7 | E | 9 | 6 | E | 9 | 11 | A | 7 | 2 | A | 7 | 54 | A | 7 | 994 | A | 7 | 300 | A | 7 | 10.8 | A | 7 | 16100 | B | 7 | 77777 | A | 7 | 1.2 | E | 8 | 0.1 | F | 8 | 0.15 | F | 8 | 0 | 1 | D | 9 | 0 | C | 8
[26 empty] | 3720400% | 3:00 | 0 | 0 | 0 | 2 | 0 | 0 | 2 | 0 | 0 | 2 | 0 | 0 | 2 | 0 | 0 | 2 | 0 | 0 | 2 | 0 | 0 | 2 | 0 | 8 | E | 9 | 8 | E | 9 | 9 | A | 7 | -2 | A | 7 | 45 | A | 7 | 995 | A | 7 | 300 | A | 7 | 10.3 | A | 7 | 16100 | B | 7 | 1470 | A | 7 | 1.2 | E | 8 | 0.1 | F | 8 | 0.15 | F | 8 | 0 | 1 | D | 9 | 0 | C | 8
[26 empty] | 3720400% | 4:00 | 0 | 0 | 0 | 2 | 0 | 0 | 2 | 0 | 0 | 2 | 0 | 0 | 2 | 0 | 0 | 2 | 0 | 0 | 2 | 0 | 0 | 2 | 0 | 8 | E | 9 | 8 | E | 9 | 8 | A | 7 | -3 | A | 7 | 44 | A | 7 | 996 | A | 7 | 320 | A | 7 | 11.8 | A | 7 | 16100 | B | 7 | 1350 | A | 7 | 1.1 | E | 8 | 0.1 | F | 8 | 0.15 | F | 8 | 0 | 1 | D | 9 | 0 | C | 8
[26 empty] | 3720400% | 5:00 | 0 | 0 | 0 | 2 | 0 | 0 | 2 | 0 | 0 | 2 | 0 | 0 | 2 | 0 | 0 | 2 | 0 | 0 | 2 | 0 | 0 | 2 | 0 | 10 | E | 9 | 10 | E | 9 | 8 | A | 7 | -3 | A | 7 | 44 | A | 7 | 998 | A | 7 | 310 | A | 7 | 6.2 | A | 7 | 16100 | B | 7 | 1440 | A | 7 | 1.1 | E | 8 | 0.1 | F | 8 | 0.15 | F | 8 | 0 | 1 | D | 9 | 0 | C | 8
[26 empty] | 3720400% | 6:00 | 0 | 0 | 0 | 2 | 0 | 0 | 2 | 0 | 0 | 2 | 0 | 0 | 2 | 0 | 0 | 2 | 0 | 0 | 2 | 0 | 0 | 2 | 0 | 8 | E | 9 | 8 | E | 9 | 7 | A | 7 | -3 | A | 7 | 48 | A | 7 | 999 | A | 7 | 300 | A | 7 | 8.2 | A | 7 | 16100 | B | 7 | 1440 | A | 7 | 1.1 | E | 8 | 0.1 | F | 8 | 0.15 | F | 8 | 0 | 1 | D | 9 | 0 | C | 8
[26 empty] | 3720400% | 7:00 | 3 | 221 | 0 | 2 | 8 | 0 | 2 | 15 | 0 | 2 | 8 | 0 | 2 | 8 | 0 | 2 | 15 | 0 | 2 | 8 | 0 | 2 | 19 | 4 | E | 9 | 4 | E | 9 | 6 | A | 7 | -3 | A | 7 | 51 | A | 7 | 999 | A | 7 | 310 | A | 7 | 8.2 | A | 7 | 16100 | B | 7 | 77777 | A | 7 | 1.1 | E | 8 | 0.1 | F | 8 | 0.15 | F | 8 | 0 | 1 | D | 9 | 0 | C | 8
[26 empty] | 3720400% | 8:00 | 157 | 1394 | 81 | 2 | 8 | 175 | 2 | 15 | 61 | 2 | 8 | 82 | 2 | 8 | 91 | 2 | 15 | 72 | 2 | 8 | 125 | 2 | 19 | 0 | E | 9 | 0 | E | 9 | 7 | A | 7 | -3 | A | 7 | 48 | A | 7 | 1000 | A | 7 | 310 | A | 7 | 8.2 | A | 7 | 16100 | B | 7 | 77777 | A | 7 | 1 | E | 8 | 0.1 | F | 8 | 0.15 | F | 8 | 0 | 1 | D | 9 | 0 | C | 8
[26 empty] | 3720400% | 9:00 | 382 | 1394 | 217 | 2 | 8 | 393 | 2 | 15 | 109 | 2 | 8 | 222 | 2 | 8 | 336 | 2 | 15 | 130 | 2 | 8 | 207 | 2 | 19 | 0 | B | 8 | 0 | B | 8 | 8 | B | 8 | -3.4 | B | 8 | 43 | A | 7 | 1000 | B | 8 | 320 | B | 8 | 8.2 | B | 8 | 16100 | C | 8 | 77777 | B | 8 | 1 | E | 8 | 0.1 | F | 8 | 0.15 | F | 8 | 0 | 1 | D | 9 | 0 | C | 8
[26 empty] | 3720400% | 10:00 | 566 | 1394 | 346 | 2 | 8 | 499 | 2 | 15 | 142 | 2 | 8 | 362 | 2 | 8 | 480 | 2 | 15 | 166 | 2 | 8 | 281 | 2 | 19 | 0 | E | 9 | 0 | A | 7 | 9 | A | 7 | -4 | A | 7 | 38 | A | 7 | 1000 | A | 7 | 320 | A | 7 | 8.2 | A | 7 | 16100 | B | 7 | 77777 | A | 7 | 1 | E | 8 | 0.1 | F | 8 | 0.15 | F | 8 | 0 | 1 | D | 9 | 0 | C | 8
[26 empty] | 3720400% | 11:00 | 694 | 1394 | 442 | 2 | 8 | 589 | 2 | 15 | 147 | 2 | 8 | 455 | 2 | 8 | 573 | 2 | 15 | 168 | 2 | 8 | 300 | 2 | 19 | 0 | E | 9 | 0 | E | 9 | 9 | A | 7 | -3 | A | 7 | 41 | A | 7 | 1001 | A | 7 | 340 | A | 7 | 7.7 | A | 7 | 16100 | B | 7 | 77777 | A | 7 | 0.9 | E | 8 | 0.1 | F | 8 | 0.15 | F | 8 | 0 | 1 | D | 9 | 0 | C | 8
[26 empty] | 3720400% | 12:00 | 757 | 1394 | 506 | 2 | 8 | 662 | 2 | 15 | 145 | 2 | 8 | 527 | 2 | 8 | 655 | 2 | 15 | 170 | 2 | 8 | 315 | 2 | 19 | 0 | E | 9 | 0 | E | 9 | 10 | A | 7 | -3 | A | 7 | 39 | A | 7 | 1001 | A | 7 | 320 | A | 7 | 5.7 | A | 7 | 16100 | B | 7 | 77777 | A | 7 | 0.9 | E | 8 | 0.1 | F | 8 | 0.15 | F | 8 | 0 | 1 | D | 9 | 0 | C | 8
[26 empty] | 3720400% | 13:00 | 750 | 1394 | 497 | 2 | 8 | 658 | 2 | 15 | 142 | 2 | 8 | 518 | 2 | 8 | 651 | 2 | 15 | 167 | 2 | 8 | 308 | 2 | 19 | 0 | E | 9 | 0 | E | 9 | 11 | A | 7 | -3 | A | 7 | 36 | A | 7 | 1000 | A | 7 | 300 | A | 7 | 5.7 | A | 7 | 16100 | B | 7 | 77777 | A | 7 | 0.9 | E | 8 | 0.1 | F | 8 | 0.15 | F | 8 | 0 | 1 | D | 9 | 0 | C | 8
[26 empty] | 3720400% | 14:00 | 675 | 1394 | 441 | 2 | 8 | 653 | 2 | 15 | 123 | 2 | 8 | 459 | 2 | 8 | 639 | 2 | 15 | 148 | 2 | 8 | 255 | 2 | 19 | 0 | E | 9 | 0 | E | 9 | 11 | A | 7 | -4 | A | 7 | 33 | A | 7 | 1000 | A | 7 | 300 | A | 7 | 5.1 | A | 7 | 16100 | B | 7 | 77777 | A | 7 | 0.9 | E | 8 | 0.1 | F | 8 | 0.15 | F | 8 | 0 | 1 | D | 9 | 0 | C | 8
[26 empty] | 3720400% | 15:00 | 537 | 1394 | 337 | 2 | 8 | 620 | 2 | 15 | 98 | 2 | 8 | 350 | 2 | 8 | 582 | 2 | 15 | 125 | 2 | 8 | 189 | 2 | 19 | 0 | E | 9 | 0 | E | 9 | 12 | A | 7 | -4 | A | 7 | 31 | A | 7 | 999 | A | 7 | 310 | A | 7 | 6.7 | A | 7 | 16100 | B | 7 | 77777 | A | 7 | 0.9 | E | 8 | 0.1 | F | 8 | 0.15 | F | 8 | 0 | 1 | D | 9 | 0 | C | 8
[26 empty] | 3720400% | 16:00 | 344 | 1394 | 185 | 2 | 8 | 467 | 2 | 15 | 70 | 2 | 8 | 190 | 2 | 8 | 384 | 2 | 15 | 94 | 2 | 8 | 125 | 2 | 19 | 2 | E | 9 | 1 | E | 9 | 12 | A | 7 | -4 | A | 7 | 31 | A | 7 | 999 | A | 7 | 300 | A | 7 | 3.1 | A | 7 | 16100 | B | 7 | 77777 | A | 7 | 0.9 | E | 8 | 0.1 | F | 8 | 0.15 | F | 8 | 0 | 1 | D | 9 | 0 | C | 8
[26 empty] | 3720400% | 17:00 | 114 | 1359 | 38 | 2 | 8 | 167 | 2 | 15 | 25 | 2 | 8 | 42 | 2 | 8 | 80 | 2 | 15 | 35 | 2 | 8 | 44 | 2 | 19 | 1 | E | 9 | 1 | E | 9 | 11 | A | 7 | -4 | A | 7 | 33 | A | 7 | 999 | A | 7 | 340 | A | 7 | 1.5 | A | 7 | 16100 | B | 7 | 77777 | A | 7 | 0.9 | E | 8 | 0.1 | F | 8 | 0.15 | F | 8 | 0 | 1 | D | 9 | 0 | C | 8
[26 empty] | 3720400% | 18:00 | 0 | 0 | 0 | 2 | 0 | 0 | 2 | 0 | 0 | 2 | 0 | 0 | 2 | 0 | 0 | 2 | 0 | 0 | 2 | 0 | 0 | 2 | 0 | 3 | E | 9 | 2 | E | 9 | 9 | A | 7 | -4 | A | 7 | 38 | A | 7 | 1000 | A | 7 | 320 | A | 7 | 1.5 | A | 7 | 16100 | B | 7 | 77777 | A | 7 | 0.9 | E | 8 | 0.1 | F | 8 | 0.15 | F | 8 | 0 | 1 | D | 9 | 0 | C | 8
[26 empty] | 3720400% | 19:00 | 0 | 0 | 0 | 2 | 0 | 0 | 2 | 0 | 0 | 2 | 0 | 0 | 2 | 0 | 0 | 2 | 0 | 0 | 2 | 0 | 0 | 2 | 0 | 0 | E | 9 | 0 | A | 7 | 8 | A | 7 | -4 | A | 7 | 41 | A | 7 | 1000 | A | 7 | 300 | A | 7 | 1.5 | A | 7 | 16100 | B | 7 | 77777 | A | 7 | 1 | E | 8 | 0.1 | F | 8 | 0.15 | F | 8 | 0 | 1 | D | 9 | 0 | C | 8
[26 empty] | 3720400% | 20:00 | 0 | 0 | 0 | 2 | 0 | 0 | 2 | 0 | 0 | 2 | 0 | 0 | 2 | 0 | 0 | 2 | 0 | 0 | 2 | 0 | 0 | 2 | 0 | 1 | E | 9 | 1 | E | 9 | 8 | A | 7 | -6 | A | 7 | 34 | A | 7 | 999 | A | 7 | 300 | A | 7 | 2.1 | A | 7 | 16100 | B | 7 | 77777 | A | 7 | 1 | E | 8 | 0.1 | F | 8 | 0.15 | F | 8 | 0 | 1 | D | 9 | 0 | C | 8
[26 empty] | 3720400% | 21:00 | 0 | 0 | 0 | 2 | 0 | 0 | 2 | 0 | 0 | 2 | 0 | 0 | 2 | 0 | 0 | 2 | 0 | 0 | 2 | 0 | 0 | 2 | 0 | 0 | E | 9 | 0 | E | 9 | 9 | A | 7 | -6 | A | 7 | 32 | A | 7 | 999 | A | 7 | 220 | A | 7 | 2.6 | A | 7 | 16100 | B | 7 | 77777 | A | 7 | 1 | E | 8 | 0.1 | F | 8 | 0.15 | F | 8 | 0 | 1 | D | 9 | 0 | C | 8
[26 empty] | 3720400% | 22:00 | 0 | 0 | 0 | 2 | 0 | 0 | 2 | 0 | 0 | 2 | 0 | 0 | 2 | 0 | 0 | 2 | 0 | 0 | 2 | 0 | 0 | 2 | 0 | 0 | E | 9 | 0 | E | 9 | 9 | A | 7 | -5 | A | 7 | 35 | A | 7 | 999 | A | 7 | 230 | A | 7 | 1.5 | A | 7 | 16100 | B | 7 | 77777 | A | 7 | 1 | E | 8 | 0.1 | F | 8 | 0.15 | F | 8 | 0 | 1 | D | 9 | 0 | C | 8
[26 empty] | 3720400% | 23:00 | 0 | 0 | 0 | 2 | 0 | 0 | 2 | 0 | 0 | 2 | 0 | 0 | 2 | 0 | 0 | 2 | 0 | 0 | 2 | 0 | 0 | 2 | 0 | 2 | E | 9 | 1 | E | 9 | 6 | A | 7 | -5 | A | 7 | 43 | A | 7 | 998 | A | 7 | 160 | A | 7 | 2.1 | A | 7 | 16100 | B | 7 | 77777 | A | 7 | 1 | E | 8 | 0.1 | F | 8 | 0.15 | F | 8 | 0 | 1 | D | 9 | 0 | C | 8
[26 empty] | 3720400% | 24:00 | 0 | 0 | 0 | 2 | 0 | 0 | 2 | 0 | 0 | 2 | 0 | 0 | 2 | 0 | 0 | 2 | 0 | 0 | 2 | 0 | 0 | 2 | 0 | 6 | E | 9 | 4 | E | 9 | 6 | A | 7 | -5 | A | 7 | 43 | A | 7 | 998 | A | 7 | 160 | A | 7 | 1.5 | A | 7 | 16100 | B | 7 | 77777 | A | 7 | 1 | E | 8 | 0.1 | F | 8 | 0.15 | F | 8 | 0 | 1 | D | 9 | 0 | C | 8
[26 empty] | 3720500% | 1:00 | 0 | 0 | 0 | 2 | 0 | 0 | 2 | 0 | 0 | 2 | 0 | 0 | 2 | 0 | 0 | 2 | 0 | 0 | 2 | 0 | 0 | 2 | 0 | 6 | E | 9 | 3 | E | 9 | 6 | A | 7 | -6 | A | 7 | 39 | A | 7 | 998 | A | 7 | 170 | A | 7 | 1.5 | A | 7 | 16100 | B | 7 | 77777 | A | 7 | 1 | E | 8 | 0.099 | F | 8 | 0.15 | F | 8 | 0 | 1 | D | 9 | 0 | C | 8
[26 empty] | 3720500% | 2:00 | 0 | 0 | 0 | 2 | 0 | 0 | 2 | 0 | 0 | 2 | 0 | 0 | 2 | 0 | 0 | 2 | 0 | 0 | 2 | 0 | 0 | 2 | 0 | 7 | E | 9 | 4 | E | 9 | 5 | A | 7 | -4 | A | 7 | 50 | A | 7 | 997 | A | 7 | 160 | A | 7 | 1.5 | A | 7 | 16100 | B | 7 | 77777 | A | 7 | 1 | E | 8 | 0.099 | F | 8 | 0.15 | F | 8 | 0 | 1 | D | 9 | 0 | C | 8
[26 empty] | 3720500% | 3:00 | 0 | 0 | 0 | 2 | 0 | 0 | 2 | 0 | 0 | 2 | 0 | 0 | 2 | 0 | 0 | 2 | 0 | 0 | 2 | 0 | 0 | 2 | 0 | 0 | E | 9 | 0 | E | 9 | 4 | A | 7 | -5 | A | 7 | 49 | A | 7 | 997 | A | 7 | 170 | A | 7 | 1.5 | A | 7 | 16100 | B | 7 | 77777 | A | 7 | 1 | E | 8 | 0.099 | F | 8 | 0.15 | F | 8 | 0 | 1 | D | 9 | 0 | C | 8
[26 empty] | 3720500% | 4:00 | 0 | 0 | 0 | 2 | 0 | 0 | 2 | 0 | 0 | 2 | 0 | 0 | 2 | 0 | 0 | 2 | 0 | 0 | 2 | 0 | 0 | 2 | 0 | 0 | E | 9 | 0 | E | 9 | 4 | A | 7 | -6 | A | 7 | 45 | A | 7 | 996 | A | 7 | 160 | A | 7 | 2.1 | A | 7 | 16100 | B | 7 | 77777 | A | 7 | 1 | E | 8 | 0.099 | F | 8 | 0.15 | F | 8 | 0 | 1 | D | 9 | 0 | C | 8
[26 empty] | 3720500% | 5:00 | 0 | 0 | 0 | 2 | 0 | 0 | 2 | 0 | 0 | 2 | 0 | 0 | 2 | 0 | 0 | 2 | 0 | 0 | 2 | 0 | 0 | 2 | 0 | 1 | E | 9 | 1 | E | 9 | 3 | A | 7 | -6 | A | 7 | 49 | A | 7 | 995 | A | 7 | 140 | A | 7 | 2.1 | A | 7 | 16100 | B | 7 | 77777 | A | 7 | 1 | E | 8 | 0.099 | F | 8 | 0.15 | F | 8 | 0 | 1 | D | 9 | 0 | C | 8
[26 empty] | 3720500% | 6:00 | 0 | 0 | 0 | 2 | 0 | 0 | 2 | 0 | 0 | 2 | 0 | 0 | 2 | 0 | 0 | 2 | 0 | 0 | 2 | 0 | 0 | 2 | 0 | 4 | E | 9 | 3 | E | 9 | 2 | A | 7 | -6 | A | 7 | 52 | A | 7 | 995 | A | 7 | 140 | A | 7 | 2.6 | A | 7 | 16100 | B | 7 | 77777 | A | 7 | 1 | E | 8 | 0.099 | F | 8 | 0.15 | F | 8 | 0 | 1 | D | 9 | 0 | C | 8
[26 empty] | 3720500% | 7:00 | 2 | 198 | 0 | 2 | 8 | 0 | 2 | 15 | 0 | 2 | 8 | 0 | 2 | 8 | 0 | 2 | 15 | 0 | 2 | 8 | 0 | 2 | 19 | 3 | E | 9 | 3 | E | 9 | 2 | A | 7 | -6 | A | 7 | 52 | A | 7 | 995 | A | 7 | 160 | A | 7 | 2.6 | A | 7 | 16100 | B | 7 | 77777 | A | 7 | 1 | E | 8 | 0.099 | F | 8 | 0.15 | F | 8 | 0 | 1 | D | 9 | 0 | C | 8
[26 empty] | 3720500% | 8:00 | 152 | 1395 | 84 | 2 | 8 | 244 | 2 | 15 | 57 | 2 | 8 | 83 | 2 | 8 | 130 | 2 | 15 | 68 | 2 | 8 | 109 | 2 | 19 | 0 | E | 9 | 0 | E | 9 | 4 | A | 7 | -7 | A | 7 | 42 | A | 7 | 994 | A | 7 | 160 | A | 7 | 3.6 | A | 7 | 16100 | B | 7 | 77777 | A | 7 | 1 | E | 8 | 0.099 | F | 8 | 0.15 | F | 8 | 0 | 1 | D | 9 | 0 | C | 8
[26 empty] | 3720500% | 9:00 | 377 | 1395 | 218 | 2 | 8 | 438 | 2 | 15 | 99 | 2 | 8 | 225 | 2 | 8 | 373 | 2 | 15 | 124 | 2 | 8 | 186 | 2 | 19 | 0 | E | 9 | 0 | E | 9 | 7 | A | 7 | -6 | A | 7 | 37 | A | 7 | 994 | A | 7 | 200 | A | 7 | 3.6 | A | 7 | 16100 | B | 7 | 77777 | A | 7 | 1 | E | 8 | 0.099 | F | 8 | 0.15 | F | 8 | 0 | 1 | D | 9 | 0 | C | 8
[26 empty] | 3720500% | 10:00 | 561 | 1395 | 366 | 2 | 8 | 648 | 2 | 15 | 105 | 2 | 8 | 379 | 2 | 8 | 613 | 2 | 15 | 132 | 2 | 8 | 204 | 2 | 19 | 0 | E | 9 | 0 | E | 9 | 9 | A | 7 | -7 | A | 7 | 29 | A | 7 | 993 | A | 7 | 210 | B | 8 | 3.6 | B | 8 | 16100 | B | 7 | 77777 | A | 7 | 1 | E | 8 | 0.099 | F | 8 | 0.15 | F | 8 | 0 | 1 | D | 9 | 0 | C | 8
[26 empty] | 3720500% | 11:00 | 688 | 1395 | 467 | 2 | 8 | 704 | 2 | 15 | 118 | 2 | 8 | 489 | 2 | 8 | 692 | 2 | 15 | 146 | 2 | 8 | 249 | 2 | 19 | 0 | E | 9 | 0 | E | 9 | 12 | A | 7 | -8 | A | 7 | 22 | A | 7 | 992 | A | 7 | 220 | A | 7 | 3.6 | A | 7 | 16100 | B | 7 | 77777 | A | 7 | 1 | E | 8 | 0.099 | F | 8 | 0.15 | F | 8 | 0 | 1 | D | 9 | 0 | C | 8
[26 empty] | 3720500% | 12:00 | 751 | 1395 | 518 | 2 | 8 | 735 | 2 | 15 | 121 | 2 | 8 | 547 | 2 | 8 | 733 | 2 | 15 | 150 | 2 | 8 | 269 | 2 | 19 | 0 | E | 9 | 0 | E | 9 | 16 | A | 7 | -10 | A | 7 | 14 | A | 7 | 991 | A | 7 | 230 | A | 7 | 5.7 | A | 7 | 16100 | B | 7 | 77777 | A | 7 | 1 | E | 8 | 0.099 | F | 8 | 0.15 | F | 8 | 0 | 1 | D | 9 | 0 | C | 8
[26 empty] | 3720500% | 13:00 | 745 | 1395 | 515 | 2 | 8 | 730 | 2 | 15 | 123 | 2 | 8 | 541 | 2 | 8 | 726 | 2 | 15 | 152 | 2 | 8 | 271 | 2 | 19 | 0 | E | 9 | 0 | E | 9 | 18 | A | 7 | -10 | A | 7 | 13 | A | 7 | 989 | A | 7 | 220 | A | 7 | 4.6 | A | 7 | 16100 | B | 7 | 77777 | A | 7 | 1 | E | 8 | 0.099 | F | 8 | 0.15 | F | 8 | 0 | 1 | D | 9 | 0 | C | 8
[26 empty] | 3720500% | 14:00 | 670 | 1395 | 423 | 2 | 8 | 581 | 2 | 15 | 143 | 2 | 8 | 453 | 2 | 8 | 579 | 2 | 15 | 173 | 2 | 8 | 293 | 2 | 19 | 0 | E | 9 | 0 | E | 9 | 19 | A | 7 | -12 | A | 7 | 10 | A | 7 | 987 | A | 7 | 230 | A | 7 | 7.2 | A | 7 | 16100 | B | 7 | 77777 | A | 7 | 1 | E | 8 | 0.099 | F | 8 | 0.15 | F | 8 | 0 | 1 | D | 9 | 0 | C | 8
[26 empty] | 3720500% | 15:00 | 532 | 1395 | 310 | 2 | 8 | 468 | 2 | 15 | 131 | 2 | 8 | 325 | 2 | 8 | 444 | 2 | 15 | 155 | 2 | 8 | 255 | 2 | 19 | 0 | E | 9 | 0 | E | 9 | 21 | A | 7 | -12 | A | 7 | 9 | A | 7 | 987 | A | 7 | 250 | A | 7 | 7.7 | A | 7 | 16100 | B | 7 | 77777 | A | 7 | 1 | E | 8 | 0.099 | F | 8 | 0.15 | F | 8 | 0 | 1 | D | 9 | 0 | C | 8
[26 empty] | 3720500% | 16:00 | 340 | 1395 | 175 | 2 | 8 | 376 | 2 | 15 | 83 | 2 | 8 | 182 | 2 | 8 | 308 | 2 | 15 | 107 | 2 | 8 | 153 | 2 | 19 | 0 | E | 9 | 0 | E | 9 | 20 | A | 7 | -12 | A | 7 | 9 | A | 7 | 986 | A | 7 | 260 | A | 7 | 8.7 | A | 7 | 16100 | B | 7 | 77777 | A | 7 | 1 | E | 8 | 0.099 | F | 8 | 0.15 | F | 8 | 0 | 1 | D | 9 | 0 | C | 8
[26 empty] | 3720500% | 17:00 | 110 | 1337 | 35 | 2 | 8 | 157 | 2 | 15 | 22 | 2 | 8 | 38 | 2 | 8 | 74 | 2 | 15 | 32 | 2 | 8 | 38 | 2 | 19 | 0 | E | 9 | 0 | E | 9 | 19 | A | 7 | -12 | A | 7 | 10 | A | 7 | 986 | A | 7 | 250 | A | 7 | 5.7 | A | 7 | 16100 | B | 7 | 77777 | A | 7 | 1 | E | 8 | 0.099 | F | 8 | 0.15 | F | 8 | 0 | 1 | D | 9 | 0 | C | 8
[26 empty] | 3720500% | 18:00 | 0 | 0 | 0 | 2 | 0 | 0 | 2 | 0 | 0 | 2 | 0 | 0 | 2 | 0 | 0 | 2 | 0 | 0 | 2 | 0 | 0 | 2 | 0 | 0 | E | 9 | 0 | E | 9 | 18 | A | 7 | -12 | A | 7 | 11 | A | 7 | 986 | A | 7 | 260 | A | 7 | 7.7 | A | 7 | 16100 | B | 7 | 77777 | A | 7 | 1 | E | 8 | 0.099 | F | 8 | 0.15 | F | 8 | 0 | 1 | D | 9 | 0 | C | 8
[26 empty] | 3720500% | 19:00 | 0 | 0 | 0 | 2 | 0 | 0 | 2 | 0 | 0 | 2 | 0 | 0 | 2 | 0 | 0 | 2 | 0 | 0 | 2 | 0 | 0 | 2 | 0 | 0 | E | 9 | 0 | A | 7 | 16 | A | 7 | -9 | A | 7 | 16 | A | 7 | 986 | A | 7 | 260 | A | 7 | 6.2 | A | 7 | 16100 | B | 7 | 77777 | A | 7 | 1 | E | 8 | 0.099 | F | 8 | 0.15 | F | 8 | 0 | 1 | D | 9 | 0 | C | 8
[26 empty] | 3720500% | 20:00 | 0 | 0 | 0 | 2 | 0 | 0 | 2 | 0 | 0 | 2 | 0 | 0 | 2 | 0 | 0 | 2 | 0 | 0 | 2 | 0 | 0 | 2 | 0 | 0 | E | 9 | 0 | E | 9 | 16 | A | 7 | -8 | A | 7 | 17 | A | 7 | 987 | A | 7 | 270 | A | 7 | 6.7 | A | 7 | 16100 | B | 7 | 77777 | A | 7 | 1 | E | 8 | 0.099 | F | 8 | 0.15 | F | 8 | 0 | 1 | D | 9 | 0 | C | 8
[26 empty] | 3720500% | 21:00 | 0 | 0 | 0 | 2 | 0 | 0 | 2 | 0 | 0 | 2 | 0 | 0 | 2 | 0 | 0 | 2 | 0 | 0 | 2 | 0 | 0 | 2 | 0 | 0 | E | 9 | 0 | E | 9 | 15 | A | 7 | -6 | A | 7 | 22 | A | 7 | 986 | A | 7 | 270 | A | 7 | 6.7 | A | 7 | 16100 | B | 7 | 77777 | A | 7 | 1.1 | E | 8 | 0.099 | F | 8 | 0.15 | F | 8 | 0 | 1 | D | 9 | 0 | C | 8
[26 empty] | 3720500% | 22:00 | 0 | 0 | 0 | 2 | 0 | 0 | 2 | 0 | 0 | 2 | 0 | 0 | 2 | 0 | 0 | 2 | 0 | 0 | 2 | 0 | 0 | 2 | 0 | 0 | E | 9 | 0 | E | 9 | 15 | A | 7 | -4 | A | 7 | 26 | A | 7 | 987 | A | 7 | 280 | A | 7 | 9.3 | A | 7 | 16100 | B | 7 | 77777 | A | 7 | 1.1 | E | 8 | 0.099 | F | 8 | 0.15 | F | 8 | 0 | 1 | D | 9 | 0 | C | 8
[26 empty] | 3720500% | 23:00 | 0 | 0 | 0 | 2 | 0 | 0 | 2 | 0 | 0 | 2 | 0 | 0 | 2 | 0 | 0 | 2 | 0 | 0 | 2 | 0 | 0 | 2 | 0 | 0 | E | 9 | 0 | E | 9 | 15 | A | 7 | -2 | A | 7 | 30 | A | 7 | 987 | A | 7 | 290 | A | 7 | 9.8 | A | 7 | 16100 | B | 7 | 77777 | A | 7 | 1.1 | E | 8 | 0.099 | F | 8 | 0.15 | F | 8 | 0 | 1 | D | 9 | 0 | C | 8
[26 empty] | 3720500% | 24:00 | 0 | 0 | 0 | 2 | 0 | 0 | 2 | 0 | 0 | 2 | 0 | 0 | 2 | 0 | 0 | 2 | 0 | 0 | 2 | 0 | 0 | 2 | 0 | 0 | E | 9 | 0 | E | 9 | 13 | A | 7 | -1 | A | 7 | 38 | A | 7 | 988 | A | 7 | 310 | A | 7 | 7.7 | A | 7 | 16100 | B | 7 | 77777 | A | 7 | 1.1 | E | 8 | 0.099 | F | 8 | 0.15 | F | 8 | 0 | 1 | D | 9 | 0 | C | 8
[26 empty] | 3720600% | 1:00 | 0 | 0 | 0 | 2 | 0 | 0 | 2 | 0 | 0 | 2 | 0 | 0 | 2 | 0 | 0 | 2 | 0 | 0 | 2 | 0 | 0 | 2 | 0 | 3 | E | 9 | 3 | E | 9 | 11 | A | 7 | 0 | A | 7 | 47 | A | 7 | 989 | A | 7 | 320 | A | 7 | 5.1 | A | 7 | 16100 | B | 7 | 77777 | A | 7 | 1.1 | E | 8 | 0.098 | F | 8 | 0.15 | F | 8 | 0 | 1 | D | 9 | 0 | C | 8
[26 empty] | 3720600% | 2:00 | 0 | 0 | 0 | 2 | 0 | 0 | 2 | 0 | 0 | 2 | 0 | 0 | 2 | 0 | 0 | 2 | 0 | 0 | 2 | 0 | 0 | 2 | 0 | 6 | E | 9 | 5 | E | 9 | 9 | A | 7 | 0 | A | 7 | 53 | A | 7 | 989 | A | 7 | 300 | A | 7 | 3.6 | A | 7 | 16100 | B | 7 | 77777 | A | 7 | 1.1 | E | 8 | 0.098 | F | 8 | 0.15 | F | 8 | 0 | 1 | D | 9 | 0 | C | 8
[26 empty] | 3720600% | 3:00 | 0 | 0 | 0 | 2 | 0 | 0 | 2 | 0 | 0 | 2 | 0 | 0 | 2 | 0 | 0 | 2 | 0 | 0 | 2 | 0 | 0 | 2 | 0 | 10 | E | 9 | 10 | E | 9 | 11 | A | 7 | 0 | A | 7 | 47 | A | 7 | 990 | A | 7 | 330 | A | 7 | 5.1 | A | 7 | 16100 | B | 7 | 1800 | A | 7 | 1 | E | 8 | 0.098 | F | 8 | 0.15 | F | 8 | 0 | 1 | D | 9 | 0 | C | 8
[26 empty] | 3720600% | 4:00 | 0 | 0 | 0 | 2 | 0 | 0 | 2 | 0 | 0 | 2 | 0 | 0 | 2 | 0 | 0 | 2 | 0 | 0 | 2 | 0 | 0 | 2 | 0 | 10 | E | 9 | 10 | E | 9 | 10 | A | 7 | -1 | A | 7 | 46 | A | 7 | 990 | A | 7 | 320 | A | 7 | 6.7 | A | 7 | 16100 | B | 7 | 2100 | A | 7 | 1 | E | 8 | 0.098 | F | 8 | 0.15 | F | 8 | 0 | 1 | D | 9 | 0 | C | 8
[26 empty] | 3720600% | 5:00 | 0 | 0 | 0 | 2 | 0 | 0 | 2 | 0 | 0 | 2 | 0 | 0 | 2 | 0 | 0 | 2 | 0 | 0 | 2 | 0 | 0 | 2 | 0 | 6 | E | 9 | 6 | E | 9 | 8 | A | 7 | -1 | A | 7 | 52 | A | 7 | 992 | A | 7 | 310 | A | 7 | 5.1 | A | 7 | 16100 | B | 7 | 77777 | A | 7 | 0.9 | E | 8 | 0.098 | F | 8 | 0.15 | F | 8 | 0 | 1 | D | 9 | 0 | C | 8
[26 empty] | 3720600% | 6:00 | 0 | 0 | 0 | 2 | 0 | 0 | 2 | 0 | 0 | 2 | 0 | 0 | 2 | 0 | 0 | 2 | 0 | 0 | 2 | 0 | 0 | 2 | 0 | 10 | E | 9 | 10 | E | 9 | 9 | A | 7 | 0 | A | 7 | 53 | A | 7 | 992 | A | 7 | 310 | A | 7 | 5.7 | A | 7 | 16100 | B | 7 | 1800 | A | 7 | 0.9 | E | 8 | 0.098 | F | 8 | 0.15 | F | 8 | 0 | 1 | D | 9 | 0 | C | 8
[26 empty] | 3720600% | 7:00 | 2 | 174 | 0 | 2 | 8 | 0 | 2 | 15 | 0 | 2 | 8 | 0 | 2 | 8 | 0 | 2 | 15 | 0 | 2 | 8 | 0 | 2 | 19 | 10 | B | 8 | 10 | B | 8 | 7.9 | B | 8 | -1 | B | 8 | 53 | A | 7 | 994 | B | 8 | 330 | B | 8 | 6 | B | 8 | 16100 | C | 8 | 1650 | B | 8 | 0.8 | E | 8 | 0.098 | F | 8 | 0.15 | F | 8 | 0 | 1 | D | 9 | 0 | C | 8
[26 empty] | 3720600% | 8:00 | 147 | 1395 | 72 | 2 | 8 | 77 | 2 | 15 | 64 | 2 | 8 | 76 | 2 | 8 | 43 | 2 | 15 | 72 | 2 | 8 | 134 | 2 | 19 | 10 | E | 9 | 10 | E | 9 | 8 | A | 7 | -1 | A | 7 | 52 | A | 7 | 995 | A | 7 | 350 | A | 7 | 6.2 | A | 7 | 16100 | B | 7 | 1500 | A | 7 | 0.8 | E | 8 | 0.098 | F | 8 | 0.15 | F | 8 | 0 | 1 | D | 9 | 0 | C | 8
[26 empty] | 3720600% | 9:00 | 372 | 1395 | 105 | 2 | 8 | 6 | 2 | 15 | 104 | 2 | 8 | 118 | 2 | 8 | 3 | 2 | 15 | 117 | 2 | 8 | 360 | 2 | 19 | 10 | E | 9 | 10 | E | 9 | 9 | A | 7 | -2 | A | 7 | 45 | A | 7 | 997 | A | 7 | 10 | A | 7 | 6.7 | A | 7 | 16100 | B | 7 | 1440 | A | 7 | 0.8 | E | 8 | 0.098 | F | 8 | 0.15 | F | 8 | 0 | 1 | D | 9 | 0 | C | 8
[26 empty] | 3720600% | 10:00 | 555 | 1395 | 306 | 2 | 8 | 315 | 2 | 15 | 181 | 2 | 8 | 323 | 2 | 8 | 310 | 2 | 15 | 199 | 2 | 8 | 393 | 2 | 19 | 1 | E | 9 | 1 | E | 9 | 9 | A | 7 | -4 | A | 7 | 38 | A | 7 | 998 | A | 7 | 350 | A | 7 | 6.2 | A | 7 | 16100 | B | 7 | 77777 | A | 7 | 0.7 | E | 8 | 0.098 | F | 8 | 0.15 | F | 8 | 0 | 1 | D | 9 | 0 | C | 8
[26 empty] | 3720600% | 11:00 | 683 | 1395 | 442 | 2 | 8 | 577 | 2 | 15 | 158 | 2 | 8 | 468 | 2 | 8 | 576 | 2 | 15 | 185 | 2 | 8 | 329 | 2 | 19 | 0 | E | 9 | 0 | E | 9 | 10 | A | 7 | -4 | A | 7 | 36 | A | 7 | 998 | A | 7 | 330 | A | 7 | 4.6 | A | 7 | 16100 | B | 7 | 77777 | A | 7 | 0.7 | E | 8 | 0.098 | F | 8 | 0.15 | F | 8 | 0 | 1 | D | 9 | 0 | C | 8
[26 empty] | 3720600% | 12:00 | 746 | 1395 | 494 | 2 | 8 | 656 | 2 | 15 | 142 | 2 | 8 | 514 | 2 | 8 | 648 | 2 | 15 | 166 | 2 | 8 | 306 | 2 | 19 | 8 | E | 9 | 8 | E | 9 | 10 | A | 7 | -4 | A | 7 | 36 | A | 7 | 998 | A | 7 | 320 | A | 7 | 3.6 | A | 7 | 16100 | B | 7 | 1500 | A | 7 | 0.6 | E | 8 | 0.098 | F | 8 | 0.15 | F | 8 | 0 | 1 | D | 9 | 0 | C | 8
[26 empty] | 3720600% | 13:00 | 740 | 1395 | 485 | 2 | 8 | 640 | 2 | 15 | 144 | 2 | 8 | 504 | 2 | 8 | 631 | 2 | 15 | 168 | 2 | 8 | 308 | 2 | 19 | 0 | E | 9 | 0 | E | 9 | 10 | A | 7 | -4 | A | 7 | 36 | A | 7 | 998 | A | 7 | 330 | A | 7 | 5.7 | A | 7 | 16100 | B | 7 | 77777 | A | 7 | 0.6 | E | 8 | 0.098 | F | 8 | 0.15 | F | 8 | 0 | 1 | D | 9 | 0 | C | 8
[26 empty] | 3720600% | 14:00 | 665 | 1395 | 429 | 2 | 8 | 629 | 2 | 15 | 128 | 2 | 8 | 445 | 2 | 8 | 612 | 2 | 15 | 152 | 2 | 8 | 261 | 2 | 19 | 0 | E | 9 | 0 | E | 9 | 10 | A | 7 | -4 | A | 7 | 36 | A | 7 | 998 | A | 7 | 310 | A | 7 | 2.1 | A | 7 | 16100 | B | 7 | 77777 | A | 7 | 0.6 | E | 8 | 0.098 | F | 8 | 0.15 | F | 8 | 0 | 1 | D | 9 | 0 | C | 8
[26 empty] | 3720600% | 15:00 | 527 | 1395 | 321 | 2 | 8 | 567 | 2 | 15 | 105 | 2 | 8 | 329 | 2 | 8 | 527 | 2 | 15 | 129 | 2 | 8 | 198 | 2 | 19 | 0 | E | 9 | 0 | E | 9 | 10 | A | 7 | -6 | A | 7 | 30 | A | 7 | 998 | A | 7 | 320 | A | 7 | 5.1 | A | 7 | 16100 | B | 7 | 77777 | A | 7 | 0.7 | E | 8 | 0.098 | F | 8 | 0.15 | F | 8 | 0 | 1 | D | 9 | 0 | C | 8
[26 empty] | 3720600% | 16:00 | 335 | 1395 | 180 | 2 | 8 | 454 | 2 | 15 | 70 | 2 | 8 | 183 | 2 | 8 | 369 | 2 | 15 | 94 | 2 | 8 | 124 | 2 | 19 | 0 | E | 9 | 0 | E | 9 | 9 | A | 7 | -7 | A | 7 | 29 | A | 7 | 999 | A | 7 | 310 | A | 7 | 5.7 | A | 7 | 16100 | B | 7 | 77777 | A | 7 | 0.7 | E | 8 | 0.098 | F | 8 | 0.15 | F | 8 | 0 | 1 | D | 9 | 0 | C | 8
[26 empty] | 3720600% | 17:00 | 106 | 1337 | 34 | 2 | 8 | 169 | 2 | 15 | 21 | 2 | 8 | 36 | 2 | 8 | 88 | 2 | 15 | 29 | 2 | 8 | 38 | 2 | 19 | 0 | E | 9 | 0 | E | 9 | 8 | A | 7 | -6 | A | 7 | 34 | A | 7 | 1000 | A | 7 | 340 | A | 7 | 3.1 | A | 7 | 16100 | B | 7 | 77777 | A | 7 | 0.8 | E | 8 | 0.098 | F | 8 | 0.15 | F | 8 | 0 | 1 | D | 9 | 0 | C | 8
[26 empty] | 3720600% | 18:00 | 0 | 0 | 0 | 2 | 0 | 0 | 2 | 0 | 0 | 2 | 0 | 0 | 2 | 0 | 0 | 2 | 0 | 0 | 2 | 0 | 0 | 2 | 0 | 0 | E | 9 | 0 | E | 9 | 6 | A | 7 | -7 | A | 7 | 36 | A | 7 | 1000 | A | 7 | 340 | A | 7 | 2.6 | A | 7 | 16100 | B | 7 | 77777 | A | 7 | 0.8 | E | 8 | 0.098 | F | 8 | 0.15 | F | 8 | 0 | 1 | D | 9 | 0 | C | 8
[26 empty] | 3720600% | 19:00 | 0 | 0 | 0 | 2 | 0 | 0 | 2 | 0 | 0 | 2 | 0 | 0 | 2 | 0 | 0 | 2 | 0 | 0 | 2 | 0 | 0 | 2 | 0 | 0 | E | 9 | 0 | A | 7 | 5 | A | 7 | -7 | A | 7 | 39 | A | 7 | 1001 | A | 7 | 320 | A | 7 | 1.5 | A | 7 | 16100 | B | 7 | 77777 | A | 7 | 0.9 | E | 8 | 0.098 | F | 8 | 0.15 | F | 8 | 0 | 1 | D | 9 | 0 | C | 8
[26 empty] | 3720600% | 20:00 | 0 | 0 | 0 | 2 | 0 | 0 | 2 | 0 | 0 | 2 | 0 | 0 | 2 | 0 | 0 | 2 | 0 | 0 | 2 | 0 | 0 | 2 | 0 | 0 | E | 9 | 0 | E | 9 | 5 | A | 7 | -7 | A | 7 | 39 | A | 7 | 1002 | A | 7 | 320 | B | 8 | 1.8 | B | 8 | 16100 | B | 7 | 77777 | A | 7 | 0.9 | E | 8 | 0.098 | F | 8 | 0.15 | F | 8 | 0 | 1 | D | 9 | 0 | C | 8
[26 empty] | 3720600% | 21:00 | 0 | 0 | 0 | 2 | 0 | 0 | 2 | 0 | 0 | 2 | 0 | 0 | 2 | 0 | 0 | 2 | 0 | 0 | 2 | 0 | 0 | 2 | 0 | 0 | E | 9 | 0 | E | 9 | 5 | A | 7 | -7 | A | 7 | 39 | A | 7 | 1002 | A | 7 | 310 | A | 7 | 2.1 | A | 7 | 16100 | B | 7 | 77777 | A | 7 | 1 | E | 8 | 0.098 | F | 8 | 0.15 | F | 8 | 0 | 1 | D | 9 | 0 | C | 8
[26 empty] | 3720600% | 22:00 | 0 | 0 | 0 | 2 | 0 | 0 | 2 | 0 | 0 | 2 | 0 | 0 | 2 | 0 | 0 | 2 | 0 | 0 | 2 | 0 | 0 | 2 | 0 | 0 | E | 9 | 0 | E | 9 | 4 | A | 7 | -7 | A | 7 | 42 | A | 7 | 1003 | A | 7 | 310 | A | 7 | 3.1 | A | 7 | 16100 | B | 7 | 77777 | A | 7 | 1.1 | E | 8 | 0.098 | F | 8 | 0.15 | F | 8 | 0 | 1 | D | 9 | 0 | C | 8
[26 empty] | 3720600% | 23:00 | 0 | 0 | 0 | 2 | 0 | 0 | 2 | 0 | 0 | 2 | 0 | 0 | 2 | 0 | 0 | 2 | 0 | 0 | 2 | 0 | 0 | 2 | 0 | 0 | E | 9 | 0 | E | 9 | 4 | A | 7 | -7 | A | 7 | 42 | A | 7 | 1003 | A | 7 | 340 | A | 7 | 3.1 | A | 7 | 16100 | B | 7 | 77777 | A | 7 | 1.1 | E | 8 | 0.098 | F | 8 | 0.15 | F | 8 | 0 | 1 | D | 9 | 0 | C | 8
[26 empty] | 3720600% | 24:00 | 0 | 0 | 0 | 2 | 0 | 0 | 2 | 0 | 0 | 2 | 0 | 0 | 2 | 0 | 0 | 2 | 0 | 0 | 2 | 0 | 0 | 2 | 0 | 0 | E | 9 | 0 | E | 9 | 3 | A | 7 | -6 | A | 7 | 49 | A | 7 | 1004 | A | 7 | 310 | A | 7 | 3.6 | A | 7 | 16100 | B | 7 | 77777 | A | 7 | 1.2 | E | 8 | 0.098 | F | 8 | 0.15 | F | 8 | 0 | 1 | D | 9 | 0 | C | 8
[26 empty] | 3720700% | 1:00 | 0 | 0 | 0 | 2 | 0 | 0 | 2 | 0 | 0 | 2 | 0 | 0 | 2 | 0 | 0 | 2 | 0 | 0 | 2 | 0 | 0 | 2 | 0 | 0 | E | 9 | 0 | E | 9 | 1 | A | 7 | -6 | A | 7 | 56 | A | 7 | 1004 | A | 7 | 340 | A | 7 | 2.6 | A | 7 | 16100 | B | 7 | 77777 | A | 7 | 1.2 | E | 8 | 0.097 | F | 8 | 0.15 | F | 8 | 0 | 1 | D | 9 | 0 | C | 8
[26 empty] | 3720700% | 2:00 | 0 | 0 | 0 | 2 | 0 | 0 | 2 | 0 | 0 | 2 | 0 | 0 | 2 | 0 | 0 | 2 | 0 | 0 | 2 | 0 | 0 | 2 | 0 | 0 | E | 9 | 0 | E | 9 | 1 | A | 7 | -6 | A | 7 | 56 | A | 7 | 1004 | A | 7 | 10 | A | 7 | 3.1 | A | 7 | 16100 | B | 7 | 77777 | A | 7 | 1.2 | E | 8 | 0.097 | F | 8 | 0.15 | F | 8 | 0 | 1 | D | 9 | 0 | C | 8
[26 empty] | 3720700% | 3:00 | 0 | 0 | 0 | 2 | 0 | 0 | 2 | 0 | 0 | 2 | 0 | 0 | 2 | 0 | 0 | 2 | 0 | 0 | 2 | 0 | 0 | 2 | 0 | 0 | E | 9 | 0 | E | 9 | 1 | A | 7 | -6 | A | 7 | 56 | A | 7 | 1004 | A | 7 | 350 | A | 7 | 2.1 | A | 7 | 16100 | B | 7 | 77777 | A | 7 | 1.2 | E | 8 | 0.097 | F | 8 | 0.15 | F | 8 | 0 | 1 | D | 9 | 0 | C | 8
[26 empty] | 3720700% | 4:00 | 0 | 0 | 0 | 2 | 0 | 0 | 2 | 0 | 0 | 2 | 0 | 0 | 2 | 0 | 0 | 2 | 0 | 0 | 2 | 0 | 0 | 2 | 0 | 0 | E | 9 | 0 | E | 9 | 1 | A | 7 | -6 | A | 7 | 56 | A | 7 | 1004 | A | 7 | 240 | A | 7 | 2.6 | A | 7 | 16100 | B | 7 | 77777 | A | 7 | 1.2 | E | 8 | 0.097 | F | 8 | 0.15 | F | 8 | 0 | 1 | D | 9 | 0 | C | 8
[26 empty] | 3720700% | 5:00 | 0 | 0 | 0 | 2 | 0 | 0 | 2 | 0 | 0 | 2 | 0 | 0 | 2 | 0 | 0 | 2 | 0 | 0 | 2 | 0 | 0 | 2 | 0 | 0 | E | 9 | 0 | E | 9 | 1 | A | 7 | -6 | A | 7 | 56 | A | 7 | 1005 | A | 7 | 240 | A | 7 | 2.1 | A | 7 | 14500 | B | 7 | 77777 | A | 7 | 1.2 | E | 8 | 0.097 | F | 8 | 0.15 | F | 8 | 0 | 1 | D | 9 | 0 | C | 8
[26 empty] | 3720700% | 6:00 | 0 | 0 | 0 | 2 | 0 | 0 | 2 | 0 | 0 | 2 | 0 | 0 | 2 | 0 | 0 | 2 | 0 | 0 | 2 | 0 | 0 | 2 | 0 | 0 | E | 9 | 0 | E | 9 | 0 | A | 7 | -6 | A | 7 | 60 | A | 7 | 1005 | A | 7 | 250 | B | 8 | 2.1 | B | 8 | 16100 | B | 7 | 77777 | A | 7 | 1.2 | E | 8 | 0.097 | F | 8 | 0.15 | F | 8 | 0 | 1 | D | 9 | 0 | C | 8
[26 empty] | 3720700% | 7:00 | 1 | 151 | 0 | 2 | 8 | 0 | 2 | 15 | 0 | 2 | 8 | 0 | 2 | 8 | 0 | 2 | 15 | 0 | 2 | 8 | 0 | 2 | 19 | 0 | E | 9 | 0 | E | 9 | 1 | A | 7 | -6 | A | 7 | 56 | A | 7 | 1006 | A | 7 | 250 | A | 7 | 2.1 | A | 7 | 16100 | B | 7 | 77777 | A | 7 | 1.2 | E | 8 | 0.097 | F | 8 | 0.15 | F | 8 | 0 | 1 | D | 9 | 0 | C | 8
[26 empty] | 3720700% | 8:00 | 142 | 1396 | 45 | 2 | 8 | 0 | 2 | 15 | 45 | 2 | 8 | 49 | 2 | 8 | 0 | 2 | 15 | 49 | 2 | 8 | 133 | 2 | 19 | 0 | E | 9 | 0 | E | 9 | 1 | A | 7 | -5 | A | 7 | 61 | A | 7 | 1007 | A | 7 | 240 | A | 7 | 1.5 | A | 7 | 16100 | B | 7 | 77777 | A | 7 | 1.2 | E | 8 | 0.097 | F | 8 | 0.15 | F | 8 | 0 | 1 | D | 9 | 0 | C | 8
[26 empty] | 3720700% | 9:00 | 367 | 1396 | 219 | 2 | 8 | 479 | 2 | 15 | 93 | 2 | 8 | 227 | 2 | 8 | 403 | 2 | 15 | 121 | 2 | 8 | 173 | 2 | 19 | 0 | E | 9 | 0 | E | 9 | 3 | A | 7 | -4 | A | 7 | 58 | A | 7 | 1007 | A | 7 | 270 | A | 7 | 2.6 | A | 7 | 16100 | B | 7 | 77777 | A | 7 | 1.2 | E | 8 | 0.097 | F | 8 | 0.15 | F | 8 | 0 | 1 | D | 9 | 0 | C | 8
[26 empty] | 3720700% | 10:00 | 550 | 1396 | 327 | 2 | 8 | 488 | 2 | 15 | 134 | 2 | 8 | 343 | 2 | 8 | 467 | 2 | 15 | 158 | 2 | 8 | 262 | 2 | 19 | 0 | E | 9 | 0 | E | 9 | 6 | A | 7 | -4 | A | 7 | 47 | A | 7 | 1008 | A | 7 | 320 | A | 7 | 3.6 | A | 7 | 16100 | B | 7 | 77777 | A | 7 | 1.2 | E | 8 | 0.097 | F | 8 | 0.15 | F | 8 | 0 | 1 | D | 9 | 0 | C | 8
[26 empty] | 3720700% | 11:00 | 678 | 1396 | 417 | 2 | 8 | 522 | 2 | 15 | 162 | 2 | 8 | 440 | 2 | 8 | 521 | 2 | 15 | 186 | 2 | 8 | 337 | 2 | 19 | 0 | E | 9 | 0 | E | 9 | 7 | A | 7 | -5 | A | 7 | 40 | A | 7 | 1008 | A | 7 | 350 | A | 7 | 3.1 | A | 7 | 16100 | B | 7 | 77777 | A | 7 | 1.2 | E | 8 | 0.097 | F | 8 | 0.15 | F | 8 | 0 | 1 | D | 9 | 0 | C | 8
[26 empty] | 3720700% | 12:00 | 741 | 1396 | 506 | 2 | 8 | 705 | 2 | 15 | 131 | 2 | 8 | 530 | 2 | 8 | 699 | 2 | 15 | 158 | 2 | 8 | 285 | 2 | 19 | 0 | E | 9 | 0 | E | 9 | 8 | A | 7 | -6 | A | 7 | 34 | A | 7 | 1007 | A | 7 | 300 | A | 7 | 2.6 | A | 7 | 16100 | B | 7 | 77777 | A | 7 | 1.2 | E | 8 | 0.097 | F | 8 | 0.15 | F | 8 | 0 | 1 | D | 9 | 0 | C | 8
[26 empty] | 3720700% | 13:00 | 735 | 1396 | 503 | 2 | 8 | 724 | 2 | 15 | 120 | 2 | 8 | 529 | 2 | 8 | 719 | 2 | 15 | 149 | 2 | 8 | 263 | 2 | 19 | 0 | E | 9 | 0 | E | 9 | 8 | A | 7 | -6 | A | 7 | 34 | A | 7 | 1007 | A | 7 | 300 | B | 8 | 2.1 | A | 7 | 16100 | B | 7 | 77777 | A | 7 | 1.2 | E | 8 | 0.097 | F | 8 | 0.15 | F | 8 | 0 | 1 | D | 9 | 0 | C | 8
[26 empty] | 3720700% | 14:00 | 661 | 1396 | 446 | 2 | 8 | 706 | 2 | 15 | 111 | 2 | 8 | 467 | 2 | 8 | 691 | 2 | 15 | 139 | 2 | 8 | 231 | 2 | 19 | 0 | E | 9 | 0 | E | 9 | 9 | A | 7 | -6 | A | 7 | 32 | A | 7 | 1006 | A | 7 | 290 | A | 7 | 2.1 | A | 7 | 16100 | B | 7 | 77777 | A | 7 | 1.2 | E | 8 | 0.097 | F | 8 | 0.15 | F | 8 | 0 | 1 | D | 9 | 0 | C | 8
[26 empty] | 3720700% | 15:00 | 523 | 1396 | 315 | 2 | 8 | 549 | 2 | 15 | 108 | 2 | 8 | 322 | 2 | 8 | 508 | 2 | 15 | 131 | 2 | 8 | 202 | 2 | 19 | 0 | E | 9 | 0 | E | 9 | 9 | A | 7 | -6 | A | 7 | 32 | A | 7 | 1006 | A | 7 | 270 | A | 7 | 4.1 | A | 7 | 16100 | B | 7 | 77777 | A | 7 | 1.2 | E | 8 | 0.097 | F | 8 | 0.15 | F | 8 | 0 | 1 | D | 9 | 0 | C | 8
[26 empty] | 3720700% | 16:00 | 331 | 1396 | 174 | 2 | 8 | 442 | 2 | 15 | 69 | 2 | 8 | 177 | 2 | 8 | 358 | 2 | 15 | 92 | 2 | 8 | 122 | 2 | 19 | 0 | E | 9 | 0 | E | 9 | 9 | A | 7 | -6 | A | 7 | 32 | A | 7 | 1006 | A | 7 | 280 | B | 8 | 3.5 | B | 8 | 16100 | B | 7 | 77777 | A | 7 | 1.2 | E | 8 | 0.097 | F | 8 | 0.15 | F | 8 | 0 | 1 | D | 9 | 0 | C | 8
[26 empty] | 3720700% | 17:00 | 103 | 1315 | 30 | 2 | 8 | 150 | 2 | 15 | 20 | 2 | 8 | 35 | 2 | 8 | 69 | 2 | 15 | 29 | 2 | 8 | 35 | 2 | 19 | 0 | E | 9 | 0 | E | 9 | 9 | A | 7 | -6 | A | 7 | 32 | A | 7 | 1006 | A | 7 | 280 | B | 8 | 2.8 | B | 8 | 16100 | B | 7 | 77777 | A | 7 | 1.3 | E | 8 | 0.097 | F | 8 | 0.15 | F | 8 | 0 | 1 | D | 9 | 0 | C | 8
[26 empty] | 3720700% | 18:00 | 0 | 0 | 0 | 2 | 0 | 0 | 2 | 0 | 0 | 2 | 0 | 0 | 2 | 0 | 0 | 2 | 0 | 0 | 2 | 0 | 0 | 2 | 0 | 0 | E | 9 | 0 | E | 9 | 8 | A | 7 | -6 | A | 7 | 34 | A | 7 | 1007 | A | 7 | 290 | B | 8 | 2.2 | B | 8 | 16100 | B | 7 | 77777 | A | 7 | 1.3 | E | 8 | 0.097 | F | 8 | 0.15 | F | 8 | 0 | 1 | D | 9 | 0 | C | 8
[26 empty] | 3720700% | 19:00 | 0 | 0 | 0 | 2 | 0 | 0 | 2 | 0 | 0 | 2 | 0 | 0 | 2 | 0 | 0 | 2 | 0 | 0 | 2 | 0 | 0 | 2 | 0 | 0 | E | 9 | 0 | A | 7 | 6 | A | 7 | -5 | A | 7 | 43 | A | 7 | 1007 | A | 7 | 290 | A | 7 | 1.5 | A | 7 | 16100 | B | 7 | 77777 | A | 7 | 1.3 | E | 8 | 0.097 | F | 8 | 0.15 | F | 8 | 0 | 1 | D | 9 | 0 | C | 8
[26 empty] | 3720700% | 20:00 | 0 | 0 | 0 | 2 | 0 | 0 | 2 | 0 | 0 | 2 | 0 | 0 | 2 | 0 | 0 | 2 | 0 | 0 | 2 | 0 | 0 | 2 | 0 | 0 | E | 9 | 0 | E | 9 | 5 | A | 7 | -4 | A | 7 | 50 | A | 7 | 1007 | A | 7 | 210 | B | 8 | 1.5 | B | 8 | 16100 | B | 7 | 77777 | A | 7 | 1.3 | E | 8 | 0.097 | F | 8 | 0.15 | F | 8 | 0 | 1 | D | 9 | 0 | C | 8
[26 empty] | 3720700% | 21:00 | 0 | 0 | 0 | 2 | 0 | 0 | 2 | 0 | 0 | 2 | 0 | 0 | 2 | 0 | 0 | 2 | 0 | 0 | 2 | 0 | 0 | 2 | 0 | 0 | E | 9 | 0 | E | 9 | 4 | A | 7 | -6 | A | 7 | 45 | A | 7 | 1008 | A | 7 | 130 | A | 7 | 1.5 | A | 7 | 16100 | B | 7 | 77777 | A | 7 | 1.3 | E | 8 | 0.097 | F | 8 | 0.15 | F | 8 | 0 | 1 | D | 9 | 0 | C | 8
[26 empty] | 3720700% | 22:00 | 0 | 0 | 0 | 2 | 0 | 0 | 2 | 0 | 0 | 2 | 0 | 0 | 2 | 0 | 0 | 2 | 0 | 0 | 2 | 0 | 0 | 2 | 0 | 0 | E | 9 | 0 | E | 9 | 3 | A | 7 | -6 | A | 7 | 49 | A | 7 | 1008 | A | 7 | 110 | B | 8 | 1.8 | B | 8 | 16100 | B | 7 | 77777 | A | 7 | 1.3 | E | 8 | 0.097 | F | 8 | 0.15 | F | 8 | 0 | 1 | D | 9 | 0 | C | 8
[26 empty] | 3720700% | 23:00 | 0 | 0 | 0 | 2 | 0 | 0 | 2 | 0 | 0 | 2 | 0 | 0 | 2 | 0 | 0 | 2 | 0 | 0 | 2 | 0 | 0 | 2 | 0 | 0 | E | 9 | 0 | E | 9 | 2 | A | 7 | -6 | A | 7 | 52 | A | 7 | 1008 | A | 7 | 80 | A | 7 | 2.1 | A | 7 | 16100 | B | 7 | 77777 | A | 7 | 1.4 | E | 8 | 0.097 | F | 8 | 0.15 | F | 8 | 0 | 1 | D | 9 | 0 | C | 8
[26 empty] | 3720700% | 24:00 | 0 | 0 | 0 | 2 | 0 | 0 | 2 | 0 | 0 | 2 | 0 | 0 | 2 | 0 | 0 | 2 | 0 | 0 | 2 | 0 | 0 | 2 | 0 | 0 | E | 9 | 0 | E | 9 | 2 | A | 7 | -6 | A | 7 | 52 | A | 7 | 1008 | A | 7 | 90 | A | 7 | 2.6 | A | 7 | 16100 | B | 7 | 77777 | A | 7 | 1.4 | E | 8 | 0.097 | F | 8 | 0.15 | F | 8 | 0 | 1 | D | 9 | 0 | C | 8
[26 empty] | 3720800% | 1:00 | 0 | 0 | 0 | 2 | 0 | 0 | 2 | 0 | 0 | 2 | 0 | 0 | 2 | 0 | 0 | 2 | 0 | 0 | 2 | 0 | 0 | 2 | 0 | 0 | E | 9 | 0 | E | 9 | 2 | A | 7 | -6 | A | 7 | 52 | A | 7 | 1008 | A | 7 | 130 | A | 7 | 2.1 | A | 7 | 16100 | B | 7 | 77777 | A | 7 | 1.4 | E | 8 | 0.096 | F | 8 | 0.15 | F | 8 | 0 | 1 | D | 9 | 0 | C | 8
[26 empty] | 3720800% | 2:00 | 0 | 0 | 0 | 2 | 0 | 0 | 2 | 0 | 0 | 2 | 0 | 0 | 2 | 0 | 0 | 2 | 0 | 0 | 2 | 0 | 0 | 2 | 0 | 0 | E | 9 | 0 | E | 9 | 1 | A | 7 | -6 | A | 7 | 56 | A | 7 | 1008 | A | 7 | 110 | B | 8 | 1.8 | B | 8 | 16100 | B | 7 | 77777 | A | 7 | 1.3 | E | 8 | 0.096 | F | 8 | 0.15 | F | 8 | 0 | 1 | D | 9 | 0 | C | 8
[26 empty] | 3720800% | 3:00 | 0 | 0 | 0 | 2 | 0 | 0 | 2 | 0 | 0 | 2 | 0 | 0 | 2 | 0 | 0 | 2 | 0 | 0 | 2 | 0 | 0 | 2 | 0 | 0 | E | 9 | 0 | E | 9 | 0 | A | 7 | -6 | A | 7 | 60 | A | 7 | 1008 | A | 7 | 90 | A | 7 | 1.5 | A | 7 | 16100 | B | 7 | 77777 | A | 7 | 1.3 | E | 8 | 0.096 | F | 8 | 0.15 | F | 8 | 0 | 1 | D | 9 | 0 | C | 8
[26 empty] | 3720800% | 4:00 | 0 | 0 | 0 | 2 | 0 | 0 | 2 | 0 | 0 | 2 | 0 | 0 | 2 | 0 | 0 | 2 | 0 | 0 | 2 | 0 | 0 | 2 | 0 | 0 | E | 9 | 0 | E | 9 | 0 | A | 7 | -5 | A | 7 | 66 | A | 7 | 1008 | A | 7 | 120 | A | 7 | 2.1 | A | 7 | 16100 | B | 7 | 77777 | A | 7 | 1.2 | E | 8 | 0.096 | F | 8 | 0.15 | F | 8 | 0 | 1 | D | 9 | 0 | C | 8
[26 empty] | 3720800% | 5:00 | 0 | 0 | 0 | 2 | 0 | 0 | 2 | 0 | 0 | 2 | 0 | 0 | 2 | 0 | 0 | 2 | 0 | 0 | 2 | 0 | 0 | 2 | 0 | 0 | E | 9 | 0 | E | 9 | -1 | A | 7 | -5 | A | 7 | 71 | A | 7 | 1008 | A | 7 | 90 | A | 7 | 1.5 | A | 7 | 16100 | B | 7 | 77777 | A | 7 | 1.2 | E | 8 | 0.096 | F | 8 | 0.15 | F | 8 | 0 | 1 | D | 9 | 0 | C | 8
[26 empty] | 3720800% | 6:00 | 0 | 0 | 0 | 2 | 0 | 0 | 2 | 0 | 0 | 2 | 0 | 0 | 2 | 0 | 0 | 2 | 0 | 0 | 2 | 0 | 0 | 2 | 0 | 0 | E | 9 | 0 | E | 9 | -1 | A | 7 | -5 | A | 7 | 71 | A | 7 | 1008 | A | 7 | 110 | B | 8 | 1.8 | B | 8 | 16100 | B | 7 | 77777 | A | 7 | 1.1 | E | 8 | 0.096 | F | 8 | 0.15 | F | 8 | 0 | 1 | D | 9 | 0 | C | 8
[26 empty] | 3720800% | 7:00 | 1 | 128 | 0 | 2 | 8 | 0 | 2 | 15 | 0 | 2 | 8 | 0 | 2 | 8 | 0 | 2 | 15 | 0 | 2 | 8 | 0 | 2 | 19 | 0 | E | 9 | 0 | E | 9 | -2 | A | 7 | -6 | A | 7 | 71 | A | 7 | 1008 | A | 7 | 130 | A | 7 | 2.1 | A | 7 | 16100 | B | 7 | 77777 | A | 7 | 1.1 | E | 8 | 0.096 | F | 8 | 0.15 | F | 8 | 0 | 1 | D | 9 | 0 | C | 8
[26 empty] | 3720800% | 8:00 | 137 | 1397 | 63 | 2 | 8 | 88 | 2 | 15 | 54 | 2 | 8 | 66 | 2 | 8 | 47 | 2 | 15 | 62 | 2 | 8 | 113 | 2 | 19 | 0 | E | 9 | 0 | E | 9 | -1 | A | 7 | -4 | A | 7 | 78 | A | 7 | 1009 | A | 7 | 150 | B | 8 | 1.9 | B | 8 | 16100 | B | 7 | 77777 | A | 7 | 1 | E | 8 | 0.096 | F | 8 | 0.15 | F | 8 | 0 | 1 | D | 9 | 0 | C | 8
[26 empty] | 3720800% | 9:00 | 361 | 1397 | 182 | 2 | 8 | 272 | 2 | 15 | 111 | 2 | 8 | 190 | 2 | 8 | 231 | 2 | 15 | 130 | 2 | 8 | 224 | 2 | 19 | 0 | E | 9 | 0 | E | 9 | 1 | A | 7 | -3 | A | 7 | 72 | A | 7 | 1009 | A | 7 | 160 | B | 8 | 1.7 | B | 8 | 14500 | B | 7 | 77777 | A | 7 | 1 | E | 8 | 0.096 | F | 8 | 0.15 | F | 8 | 0 | 1 | D | 9 | 0 | C | 8
[26 empty] | 3720800% | 10:00 | 545 | 1397 | 341 | 2 | 8 | 544 | 2 | 15 | 128 | 2 | 8 | 359 | 2 | 8 | 519 | 2 | 15 | 156 | 2 | 8 | 249 | 2 | 19 | 0 | E | 9 | 0 | E | 9 | 4 | A | 7 | -3 | A | 7 | 59 | A | 7 | 1010 | A | 7 | 180 | A | 7 | 1.5 | A | 7 | 16100 | B | 7 | 77777 | A | 7 | 0.9 | E | 8 | 0.096 | F | 8 | 0.15 | F | 8 | 0 | 1 | D | 9 | 0 | C | 8
[26 empty] | 3720800% | 11:00 | 672 | 1397 | 430 | 2 | 8 | 595 | 2 | 15 | 142 | 2 | 8 | 443 | 2 | 8 | 577 | 2 | 15 | 164 | 2 | 8 | 285 | 2 | 19 | 0 | E | 9 | 0 | E | 9 | 7 | A | 7 | -3 | A | 7 | 48 | A | 7 | 1009 | A | 7 | 190 | B | 8 | 3.1 | B | 8 | 16100 | B | 7 | 77777 | A | 7 | 0.9 | E | 8 | 0.096 | F | 8 | 0.15 | F | 8 | 0 | 1 | D | 9 | 0 | C | 8
[26 empty] | 3720800% | 12:00 | 736 | 1397 | 476 | 2 | 8 | 614 | 2 | 15 | 151 | 2 | 8 | 492 | 2 | 8 | 603 | 2 | 15 | 173 | 2 | 8 | 319 | 2 | 19 | 0 | E | 9 | 0 | E | 9 | 9 | A | 7 | -3 | A | 7 | 41 | A | 7 | 1008 | A | 7 | 200 | A | 7 | 4.6 | A | 7 | 16100 | B | 7 | 77777 | A | 7 | 0.8 | E | 8 | 0.096 | F | 8 | 0.15 | F | 8 | 0 | 1 | D | 9 | 0 | C | 8
[26 empty] | 3720800% | 13:00 | 730 | 1397 | 467 | 2 | 8 | 610 | 2 | 15 | 147 | 2 | 8 | 484 | 2 | 8 | 599 | 2 | 15 | 169 | 2 | 8 | 310 | 2 | 19 | 0 | E | 9 | 0 | E | 9 | 11 | A | 7 | -3 | A | 7 | 36 | A | 7 | 1007 | A | 7 | 190 | A | 7 | 4.6 | A | 7 | 16100 | B | 7 | 77777 | A | 7 | 0.8 | E | 8 | 0.096 | F | 8 | 0.15 | F | 8 | 0 | 1 | D | 9 | 0 | C | 8
[26 empty] | 3720800% | 14:00 | 656 | 1397 | 446 | 2 | 8 | 629 | 2 | 15 | 149 | 2 | 8 | 456 | 2 | 8 | 604 | 2 | 15 | 171 | 2 | 8 | 292 | 2 | 19 | 1 | E | 9 | 1 | E | 9 | 11 | A | 7 | -3 | A | 7 | 36 | A | 7 | 1006 | A | 7 | 190 | A | 7 | 4.6 | A | 7 | 16100 | B | 7 | 77777 | A | 7 | 0.8 | E | 8 | 0.096 | F | 8 | 0.15 | F | 8 | 0 | 1 | D | 9 | 0 | C | 8
[26 empty] | 3720800% | 15:00 | 518 | 1397 | 293 | 2 | 8 | 438 | 2 | 15 | 130 | 2 | 8 | 306 | 2 | 8 | 412 | 2 | 15 | 152 | 2 | 8 | 252 | 2 | 19 | 1 | E | 9 | 1 | E | 9 | 12 | A | 7 | -3 | A | 7 | 34 | A | 7 | 1006 | A | 7 | 200 | A | 7 | 4.6 | A | 7 | 16100 | B | 7 | 77777 | A | 7 | 0.9 | E | 8 | 0.096 | F | 8 | 0.15 | F | 8 | 0 | 1 | D | 9 | 0 | C | 8
[26 empty] | 3720800% | 16:00 | 327 | 1397 | 169 | 2 | 8 | 431 | 2 | 15 | 68 | 2 | 8 | 172 | 2 | 8 | 347 | 2 | 15 | 91 | 2 | 8 | 120 | 2 | 19 | 0 | E | 9 | 0 | E | 9 | 12 | A | 7 | -3 | A | 7 | 34 | A | 7 | 1005 | A | 7 | 170 | A | 7 | 4.1 | A | 7 | 16100 | B | 7 | 77777 | A | 7 | 0.9 | E | 8 | 0.096 | F | 8 | 0.15 | F | 8 | 0 | 1 | D | 9 | 0 | C | 8
[26 empty] | 3720800% | 17:00 | 99 | 1292 | 27 | 2 | 8 | 109 | 2 | 15 | 19 | 2 | 8 | 30 | 2 | 8 | 50 | 2 | 15 | 26 | 2 | 8 | 33 | 2 | 19 | 0 | E | 9 | 0 | E | 9 | 11 | A | 7 | -4 | A | 7 | 33 | A | 7 | 1005 | A | 7 | 170 | A | 7 | 4.1 | A | 7 | 16100 | B | 7 | 77777 | A | 7 | 1 | E | 8 | 0.096 | F | 8 | 0.15 | F | 8 | 0 | 1 | D | 9 | 0 | C | 8
[26 empty] | 3720800% | 18:00 | 0 | 0 | 0 | 2 | 0 | 0 | 2 | 0 | 0 | 2 | 0 | 0 | 2 | 0 | 0 | 2 | 0 | 0 | 2 | 0 | 0 | 2 | 0 | 0 | E | 9 | 0 | E | 9 | 9 | A | 7 | -3 | A | 7 | 41 | A | 7 | 1005 | A | 7 | 130 | A | 7 | 2.6 | A | 7 | 16100 | B | 7 | 77777 | A | 7 | 1 | E | 8 | 0.096 | F | 8 | 0.15 | F | 8 | 0 | 1 | D | 9 | 0 | C | 8
[26 empty] | 3720800% | 19:00 | 0 | 0 | 0 | 2 | 0 | 0 | 2 | 0 | 0 | 2 | 0 | 0 | 2 | 0 | 0 | 2 | 0 | 0 | 2 | 0 | 0 | 2 | 0 | 0 | E | 9 | 0 | A | 7 | 9 | A | 7 | -3 | A | 7 | 41 | A | 7 | 1005 | A | 7 | 130 | A | 7 | 3.1 | A | 7 | 16100 | B | 7 | 77777 | A | 7 | 1 | E | 8 | 0.096 | F | 8 | 0.15 | F | 8 | 0 | 1 | D | 9 | 0 | C | 8
[26 empty] | 3720800% | 20:00 | 0 | 0 | 0 | 2 | 0 | 0 | 2 | 0 | 0 | 2 | 0 | 0 | 2 | 0 | 0 | 2 | 0 | 0 | 2 | 0 | 0 | 2 | 0 | 1 | E | 9 | 1 | E | 9 | 7 | A | 7 | -3 | A | 7 | 48 | A | 7 | 1005 | A | 7 | 130 | A | 7 | 3.1 | A | 7 | 16100 | B | 7 | 77777 | A | 7 | 1.1 | E | 8 | 0.096 | F | 8 | 0.15 | F | 8 | 0 | 1 | D | 9 | 0 | C | 8
[26 empty] | 3720800% | 21:00 | 0 | 0 | 0 | 2 | 0 | 0 | 2 | 0 | 0 | 2 | 0 | 0 | 2 | 0 | 0 | 2 | 0 | 0 | 2 | 0 | 0 | 2 | 0 | 0 | E | 9 | 0 | E | 9 | 7 | A | 7 | -3 | A | 7 | 48 | A | 7 | 1005 | A | 7 | 140 | A | 7 | 2.6 | A | 7 | 16100 | B | 7 | 77777 | A | 7 | 1.1 | E | 8 | 0.096 | F | 8 | 0.15 | F | 8 | 0 | 1 | D | 9 | 0 | C | 8
[26 empty] | 3720800% | 22:00 | 0 | 0 | 0 | 2 | 0 | 0 | 2 | 0 | 0 | 2 | 0 | 0 | 2 | 0 | 0 | 2 | 0 | 0 | 2 | 0 | 0 | 2 | 0 | 0 | E | 9 | 0 | E | 9 | 7 | A | 7 | -3 | A | 7 | 48 | A | 7 | 1004 | A | 7 | 150 | A | 7 | 3.1 | A | 7 | 16100 | B | 7 | 77777 | A | 7 | 1.1 | E | 8 | 0.096 | F | 8 | 0.15 | F | 8 | 0 | 1 | D | 9 | 0 | C | 8
[26 empty] | 3720800% | 23:00 | 0 | 0 | 0 | 2 | 0 | 0 | 2 | 0 | 0 | 2 | 0 | 0 | 2 | 0 | 0 | 2 | 0 | 0 | 2 | 0 | 0 | 2 | 0 | 0 | E | 9 | 0 | E | 9 | 7 | A | 7 | -3 | A | 7 | 48 | A | 7 | 1004 | A | 7 | 170 | A | 7 | 3.6 | A | 7 | 16100 | B | 7 | 77777 | A | 7 | 1.2 | E | 8 | 0.096 | F | 8 | 0.15 | F | 8 | 0 | 1 | D | 9 | 0 | C | 8
[26 empty] | 3720800% | 24:00 | 0 | 0 | 0 | 2 | 0 | 0 | 2 | 0 | 0 | 2 | 0 | 0 | 2 | 0 | 0 | 2 | 0 | 0 | 2 | 0 | 0 | 2 | 0 | 0 | E | 9 | 0 | E | 9 | 5 | A | 7 | -4 | A | 7 | 50 | A | 7 | 1003 | A | 7 | 170 | A | 7 | 1.5 | A | 7 | 16100 | B | 7 | 77777 | A | 7 | 1.2 | E | 8 | 0.096 | F | 8 | 0.15 | F | 8 | 0 | 1 | D | 9 | 0 | C | 8
[26 empty] | 3720900% | 1:00 | 0 | 0 | 0 | 2 | 0 | 0 | 2 | 0 | 0 | 2 | 0 | 0 | 2 | 0 | 0 | 2 | 0 | 0 | 2 | 0 | 0 | 2 | 0 | 0 | E | 9 | 0 | E | 9 | 4 | A | 7 | -4 | A | 7 | 54 | A | 7 | 1003 | A | 7 | 180 | A | 7 | 2.6 | A | 7 | 16100 | B | 7 | 77777 | A | 7 | 1.3 | E | 8 | 0.096 | F | 8 | 0.15 | F | 8 | 0 | 1 | D | 9 | 0 | C | 8
[26 empty] | 3720900% | 2:00 | 0 | 0 | 0 | 2 | 0 | 0 | 2 | 0 | 0 | 2 | 0 | 0 | 2 | 0 | 0 | 2 | 0 | 0 | 2 | 0 | 0 | 2 | 0 | 0 | E | 9 | 0 | E | 9 | 4 | A | 7 | -3 | A | 7 | 59 | A | 7 | 1003 | A | 7 | 170 | A | 7 | 2.6 | A | 7 | 16100 | B | 7 | 77777 | A | 7 | 1.3 | E | 8 | 0.096 | F | 8 | 0.15 | F | 8 | 0 | 1 | D | 9 | 0 | C | 8
[26 empty] | 3720900% | 3:00 | 0 | 0 | 0 | 2 | 0 | 0 | 2 | 0 | 0 | 2 | 0 | 0 | 2 | 0 | 0 | 2 | 0 | 0 | 2 | 0 | 0 | 2 | 0 | 1 | E | 9 | 1 | E | 9 | 4 | A | 7 | -3 | A | 7 | 59 | A | 7 | 1002 | A | 7 | 180 | B | 8 | 2.5 | B | 8 | 16100 | B | 7 | 77777 | A | 7 | 1.3 | E | 8 | 0.096 | F | 8 | 0.15 | F | 8 | 0 | 1 | D | 9 | 0 | C | 8
[26 empty] | 3720900% | 4:00 | 0 | 0 | 0 | 2 | 0 | 0 | 2 | 0 | 0 | 2 | 0 | 0 | 2 | 0 | 0 | 2 | 0 | 0 | 2 | 0 | 0 | 2 | 0 | 0 | E | 9 | 0 | E | 9 | 2 | A | 7 | -4 | A | 7 | 62 | A | 7 | 1002 | A | 7 | 180 | B | 8 | 2.4 | B | 8 | 16100 | B | 7 | 77777 | A | 7 | 1.3 | E | 8 | 0.096 | F | 8 | 0.15 | F | 8 | 0 | 1 | D | 9 | 0 | C | 8
[26 empty] | 3720900% | 5:00 | 0 | 0 | 0 | 2 | 0 | 0 | 2 | 0 | 0 | 2 | 0 | 0 | 2 | 0 | 0 | 2 | 0 | 0 | 2 | 0 | 0 | 2 | 0 | 0 | E | 9 | 0 | E | 9 | 1 | A | 7 | -4 | A | 7 | 67 | A | 7 | 1002 | A | 7 | 190 | B | 8 | 2.3 | B | 8 | 16100 | B | 7 | 77777 | A | 7 | 1.3 | E | 8 | 0.096 | F | 8 | 0.15 | F | 8 | 0 | 1 | D | 9 | 0 | C | 8
[26 empty] | 3720900% | 6:00 | 0 | 0 | 0 | 2 | 0 | 0 | 2 | 0 | 0 | 2 | 0 | 0 | 2 | 0 | 0 | 2 | 0 | 0 | 2 | 0 | 0 | 2 | 0 | 0 | E | 9 | 0 | E | 9 | 2 | A | 7 | -4 | A | 7 | 62 | A | 7 | 1002 | A | 7 | 190 | B | 8 | 2.2 | B | 8 | 16100 | B | 7 | 77777 | A | 7 | 1.3 | E | 8 | 0.096 | F | 8 | 0.15 | F | 8 | 0 | 1 | D | 9 | 0 | C | 8
[26 empty] | 3720900% | 7:00 | 0 | 105 | 0 | 2 | 8 | 0 | 2 | 15 | 0 | 2 | 8 | 0 | 2 | 8 | 0 | 2 | 15 | 0 | 2 | 8 | 0 | 2 | 19 | 0 | E | 9 | 0 | E | 9 | 1 | A | 7 | -4 | A | 7 | 67 | A | 7 | 1003 | A | 7 | 200 | A | 7 | 2.1 | A | 7 | 16100 | B | 7 | 77777 | A | 7 | 1.3 | E | 8 | 0.096 | F | 8 | 0.15 | F | 8 | 0 | 1 | D | 9 | 0 | C | 8
[26 empty] | 3720900% | 8:00 | 132 | 1397 | 0 | 2 | 8 | 0 | 2 | 15 | 0 | 2 | 8 | 0 | 2 | 8 | 0 | 2 | 15 | 0 | 2 | 8 | 0 | 2 | 19 | 0 | E | 9 | 0 | E | 9 | 3 | A | 7 | -3 | A | 7 | 63 | A | 7 | 1003 | A | 7 | 170 | A | 7 | 2.6 | A | 7 | 16100 | B | 7 | 77777 | A | 7 | 1.3 | E | 8 | 0.096 | F | 8 | 0.15 | F | 8 | 0 | 1 | D | 9 | 0 | C | 8
[26 empty] | 3720900% | 9:00 | 356 | 1397 | 206 | 2 | 8 | 435 | 2 | 15 | 94 | 2 | 8 | 212 | 2 | 8 | 362 | 2 | 15 | 119 | 2 | 8 | 176 | 2 | 19 | 0 | E | 9 | 0 | E | 9 | 5 | A | 7 | -3 | A | 7 | 55 | A | 7 | 1003 | A | 7 | 150 | A | 7 | 3.1 | A | 7 | 16100 | B | 7 | 77777 | A | 7 | 1.3 | E | 8 | 0.096 | F | 8 | 0.15 | F | 8 | 0 | 1 | D | 9 | 0 | C | 8
[26 empty] | 3720900% | 10:00 | 540 | 1397 | 314 | 2 | 8 | 463 | 2 | 15 | 135 | 2 | 8 | 329 | 2 | 8 | 440 | 2 | 15 | 158 | 2 | 8 | 264 | 2 | 19 | 3 | E | 9 | 3 | E | 9 | 7 | A | 7 | -3 | A | 7 | 48 | A | 7 | 1003 | A | 7 | 170 | A | 7 | 2.1 | A | 7 | 16100 | B | 7 | 77777 | A | 7 | 1.3 | E | 8 | 0.096 | F | 8 | 0.15 | F | 8 | 0 | 1 | D | 9 | 0 | C | 8
[26 empty] | 3720900% | 11:00 | 667 | 1397 | 405 | 2 | 8 | 504 | 2 | 15 | 163 | 2 | 8 | 426 | 2 | 8 | 501 | 2 | 15 | 186 | 2 | 8 | 338 | 2 | 19 | 8 | E | 9 | 8 | E | 9 | 9 | A | 7 | -2 | A | 7 | 45 | A | 7 | 1003 | A | 7 | 210 | A | 7 | 2.1 | A | 7 | 16100 | B | 7 | 1800 | A | 7 | 1.4 | E | 8 | 0.096 | F | 8 | 0.15 | F | 8 | 0 | 1 | D | 9 | 0 | C | 8
[26 empty] | 3720900% | 12:00 | 731 | 1397 | 482 | 2 | 8 | 608 | 2 | 15 | 163 | 2 | 8 | 514 | 2 | 8 | 614 | 2 | 15 | 192 | 2 | 8 | 349 | 2 | 19 | 5 | E | 9 | 5 | E | 9 | 11 | A | 7 | -2 | A | 7 | 39 | A | 7 | 1002 | A | 7 | 220 | A | 7 | 3.1 | A | 7 | 16100 | B | 7 | 77777 | A | 7 | 1.4 | E | 8 | 0.096 | F | 8 | 0.15 | F | 8 | 0 | 1 | D | 9 | 0 | C | 8
[26 empty] | 3720900% | 13:00 | 725 | 1397 | 491 | 2 | 8 | 706 | 2 | 15 | 123 | 2 | 8 | 515 | 2 | 8 | 699 | 2 | 15 | 151 | 2 | 8 | 266 | 2 | 19 | 1 | E | 9 | 0 | E | 9 | 13 | A | 7 | -2 | A | 7 | 35 | A | 7 | 1001 | A | 7 | 200 | A | 7 | 3.1 | A | 7 | 16100 | B | 7 | 77777 | A | 7 | 1.4 | E | 8 | 0.096 | F | 8 | 0.15 | F | 8 | 0 | 1 | D | 9 | 0 | C | 8
[26 empty] | 3720900% | 14:00 | 651 | 1397 | 429 | 2 | 8 | 664 | 2 | 15 | 118 | 2 | 8 | 446 | 2 | 8 | 646 | 2 | 15 | 144 | 2 | 8 | 241 | 2 | 19 | 0 | E | 9 | 0 | E | 9 | 14 | A | 7 | -1 | A | 7 | 35 | A | 7 | 1000 | A | 7 | 220 | A | 7 | 3.1 | A | 7 | 16100 | B | 7 | 77777 | A | 7 | 1.4 | E | 8 | 0.096 | F | 8 | 0.15 | F | 8 | 0 | 1 | D | 9 | 0 | C | 8
[26 empty] | 3720900% | 15:00 | 514 | 1397 | 303 | 2 | 8 | 525 | 2 | 15 | 109 | 2 | 8 | 322 | 2 | 8 | 494 | 2 | 15 | 139 | 2 | 8 | 207 | 2 | 19 | 0 | E | 9 | 0 | E | 9 | 16 | A | 7 | -1 | A | 7 | 31 | A | 7 | 999 | A | 7 | 180 | A | 7 | 3.1 | A | 7 | 16100 | B | 7 | 77777 | A | 7 | 1.5 | E | 8 | 0.096 | F | 8 | 0.15 | F | 8 | 0 | 1 | D | 9 | 0 | C | 8
[26 empty] | 3720900% | 16:00 | 323 | 1397 | 168 | 2 | 8 | 430 | 2 | 15 | 69 | 2 | 8 | 178 | 2 | 8 | 345 | 2 | 15 | 98 | 2 | 8 | 125 | 2 | 19 | 0 | E | 9 | 0 | E | 9 | 17 | A | 7 | 0 | A | 7 | 32 | A | 7 | 999 | A | 7 | 180 | B | 8 | 2.9 | B | 8 | 16100 | B | 7 | 77777 | A | 7 | 1.5 | E | 8 | 0.096 | F | 8 | 0.15 | F | 8 | 0 | 1 | D | 9 | 0 | C | 8
[26 empty] | 3720900% | 17:00 | 96 | 1269 | 29 | 2 | 8 | 138 | 2 | 15 | 20 | 2 | 8 | 33 | 2 | 8 | 62 | 2 | 15 | 28 | 2 | 8 | 35 | 2 | 19 | 0 | E | 9 | 0 | E | 9 | 13 | A | 7 | -1 | A | 7 | 38 | A | 7 | 999 | A | 7 | 170 | A | 7 | 2.6 | A | 7 | 16100 | B | 7 | 77777 | A | 7 | 1.5 | E | 8 | 0.096 | F | 8 | 0.15 | F | 8 | 0 | 1 | D | 9 | 0 | C | 8
[26 empty] | 3720900% | 18:00 | 0 | 0 | 0 | 2 | 0 | 0 | 2 | 0 | 0 | 2 | 0 | 0 | 2 | 0 | 0 | 2 | 0 | 0 | 2 | 0 | 0 | 2 | 0 | 0 | E | 9 | 0 | E | 9 | 13 | A | 7 | -1 | A | 7 | 38 | A | 7 | 999 | A | 7 | 180 | A | 7 | 2.1 | A | 7 | 16100 | B | 7 | 77777 | A | 7 | 1.6 | E | 8 | 0.096 | F | 8 | 0.15 | F | 8 | 0 | 1 | D | 9 | 0 | C | 8
[26 empty] | 3720900% | 19:00 | 0 | 0 | 0 | 2 | 0 | 0 | 2 | 0 | 0 | 2 | 0 | 0 | 2 | 0 | 0 | 2 | 0 | 0 | 2 | 0 | 0 | 2 | 0 | 0 | E | 9 | 0 | A | 7 | 13 | A | 7 | 1 | A | 7 | 44 | A | 7 | 1000 | A | 7 | 170 | A | 7 | 3.6 | A | 7 | 16100 | B | 7 | 77777 | A | 7 | 1.6 | E | 8 | 0.096 | F | 8 | 0.15 | F | 8 | 0 | 1 | D | 9 | 0 | C | 8
[26 empty] | 3720900% | 20:00 | 0 | 0 | 0 | 2 | 0 | 0 | 2 | 0 | 0 | 2 | 0 | 0 | 2 | 0 | 0 | 2 | 0 | 0 | 2 | 0 | 0 | 2 | 0 | 2 | E | 9 | 2 | E | 9 | 12 | A | 7 | 1 | A | 7 | 47 | A | 7 | 999 | A | 7 | 200 | A | 7 | 3.1 | A | 7 | 16100 | B | 7 | 77777 | A | 7 | 1.7 | E | 8 | 0.096 | F | 8 | 0.15 | F | 8 | 0 | 1 | D | 9 | 0 | C | 8
[26 empty] | 3720900% | 21:00 | 0 | 0 | 0 | 2 | 0 | 0 | 2 | 0 | 0 | 2 | 0 | 0 | 2 | 0 | 0 | 2 | 0 | 0 | 2 | 0 | 0 | 2 | 0 | 3 | E | 9 | 3 | E | 9 | 11 | A | 7 | 0 | A | 7 | 47 | A | 7 | 999 | A | 7 | 190 | A | 7 | 3.1 | A | 7 | 16100 | B | 7 | 77777 | A | 7 | 1.7 | E | 8 | 0.096 | F | 8 | 0.15 | F | 8 | 0 | 1 | D | 9 | 0 | C | 8
[26 empty] | 3720900% | 22:00 | 0 | 0 | 0 | 2 | 0 | 0 | 2 | 0 | 0 | 2 | 0 | 0 | 2 | 0 | 0 | 2 | 0 | 0 | 2 | 0 | 0 | 2 | 0 | 2 | E | 9 | 2 | E | 9 | 12 | A | 7 | 0 | A | 7 | 44 | A | 7 | 999 | A | 7 | 200 | A | 7 | 2.1 | A | 7 | 16100 | B | 7 | 77777 | A | 7 | 1.8 | E | 8 | 0.096 | F | 8 | 0.15 | F | 8 | 0 | 1 | D | 9 | 0 | C | 8
[26 empty] | 3720900% | 23:00 | 0 | 0 | 0 | 2 | 0 | 0 | 2 | 0 | 0 | 2 | 0 | 0 | 2 | 0 | 0 | 2 | 0 | 0 | 2 | 0 | 0 | 2 | 0 | 4 | E | 9 | 3 | E | 9 | 9 | A | 7 | 0 | A | 7 | 53 | A | 7 | 999 | A | 7 | 140 | A | 7 | 2.1 | A | 7 | 16100 | B | 7 | 77777 | A | 7 | 1.8 | E | 8 | 0.096 | F | 8 | 0.15 | F | 8 | 0 | 1 | D | 9 | 0 | C | 8
[26 empty] | 3720900% | 24:00 | 0 | 0 | 0 | 2 | 0 | 0 | 2 | 0 | 0 | 2 | 0 | 0 | 2 | 0 | 0 | 2 | 0 | 0 | 2 | 0 | 0 | 2 | 0 | 6 | E | 9 | 6 | E | 9 | 9 | A | 7 | 0 | A | 7 | 53 | A | 7 | 999 | A | 7 | 170 | A | 7 | 2.6 | A | 7 | 14500 | B | 7 | 77777 | A | 7 | 1.8 | E | 8 | 0.096 | F | 8 | 0.15 | F | 8 | 0 | 1 | D | 9 | 0 | C | 8
[26 empty] | 3721000% | 1:00 | 0 | 0 | 0 | 2 | 0 | 0 | 2 | 0 | 0 | 2 | 0 | 0 | 2 | 0 | 0 | 2 | 0 | 0 | 2 | 0 | 0 | 2 | 0 | 6 | E | 9 | 6 | E | 9 | 9 | A | 7 | -1 | A | 7 | 49 | A | 7 | 999 | A | 7 | 150 | A | 7 | 4.1 | A | 7 | 14500 | B | 7 | 77777 | A | 7 | 1.9 | E | 8 | 0.095 | F | 8 | 0.15 | F | 8 | 0 | 1 | D | 9 | 0 | C | 8
[26 empty] | 3721000% | 2:00 | 0 | 0 | 0 | 2 | 0 | 0 | 2 | 0 | 0 | 2 | 0 | 0 | 2 | 0 | 0 | 2 | 0 | 0 | 2 | 0 | 0 | 2 | 0 | 0 | E | 9 | 0 | E | 9 | 9 | A | 7 | -1 | A | 7 | 49 | A | 7 | 998 | A | 7 | 160 | A | 7 | 3.6 | A | 7 | 14500 | B | 7 | 77777 | A | 7 | 1.8 | E | 8 | 0.095 | F | 8 | 0.15 | F | 8 | 0 | 1 | D | 9 | 0 | C | 8
[26 empty] | 3721000% | 3:00 | 0 | 0 | 0 | 2 | 0 | 0 | 2 | 0 | 0 | 2 | 0 | 0 | 2 | 0 | 0 | 2 | 0 | 0 | 2 | 0 | 0 | 2 | 0 | 3 | E | 9 | 3 | E | 9 | 9 | A | 7 | -1 | A | 7 | 49 | A | 7 | 998 | A | 7 | 180 | A | 7 | 2.1 | A | 7 | 14500 | B | 7 | 77777 | A | 7 | 1.8 | E | 8 | 0.095 | F | 8 | 0.15 | F | 8 | 0 | 1 | D | 9 | 0 | C | 8
[26 empty] | 3721000% | 4:00 | 0 | 0 | 0 | 2 | 0 | 0 | 2 | 0 | 0 | 2 | 0 | 0 | 2 | 0 | 0 | 2 | 0 | 0 | 2 | 0 | 0 | 2 | 0 | 0 | E | 9 | 0 | E | 9 | 8 | A | 7 | -1 | A | 7 | 52 | A | 7 | 998 | A | 7 | 170 | A | 7 | 2.6 | A | 7 | 14500 | B | 7 | 77777 | A | 7 | 1.8 | E | 8 | 0.095 | F | 8 | 0.15 | F | 8 | 0 | 1 | D | 9 | 0 | C | 8
[26 empty] | 3721000% | 5:00 | 0 | 0 | 0 | 2 | 0 | 0 | 2 | 0 | 0 | 2 | 0 | 0 | 2 | 0 | 0 | 2 | 0 | 0 | 2 | 0 | 0 | 2 | 0 | 3 | E | 9 | 3 | E | 9 | 7 | A | 7 | -1 | A | 7 | 56 | A | 7 | 998 | A | 7 | 170 | A | 7 | 4.1 | A | 7 | 14500 | B | 7 | 77777 | A | 7 | 1.7 | E | 8 | 0.095 | F | 8 | 0.15 | F | 8 | 0 | 1 | D | 9 | 0 | C | 8
[26 empty] | 3721000% | 6:00 | 0 | 0 | 0 | 2 | 0 | 0 | 2 | 0 | 0 | 2 | 0 | 0 | 2 | 0 | 0 | 2 | 0 | 0 | 2 | 0 | 0 | 2 | 0 | 0 | E | 9 | 0 | E | 9 | 6 | A | 7 | -1 | A | 7 | 60 | A | 7 | 998 | A | 7 | 160 | A | 7 | 3.6 | A | 7 | 14500 | B | 7 | 77777 | A | 7 | 1.7 | E | 8 | 0.095 | F | 8 | 0.15 | F | 8 | 0 | 1 | D | 9 | 0 | C | 8
[26 empty] | 3721000% | 7:00 | 0 | 58 | 0 | 2 | 8 | 0 | 2 | 15 | 0 | 2 | 8 | 0 | 2 | 8 | 0 | 2 | 15 | 0 | 2 | 8 | 0 | 2 | 19 | 3 | E | 9 | 2 | E | 9 | 6 | A | 7 | -1 | A | 7 | 60 | A | 7 | 999 | A | 7 | 170 | A | 7 | 2.1 | A | 7 | 12900 | B | 7 | 77777 | A | 7 | 1.6 | E | 8 | 0.095 | F | 8 | 0.15 | F | 8 | 0 | 1 | D | 9 | 0 | C | 8
[26 empty] | 3721000% | 8:00 | 127 | 1398 | 0 | 2 | 8 | 0 | 2 | 15 | 0 | 2 | 8 | 0 | 2 | 8 | 0 | 2 | 15 | 0 | 2 | 8 | 0 | 2 | 19 | 3 | E | 9 | 3 | E | 9 | 7 | A | 7 | -1 | A | 7 | 56 | A | 7 | 999 | A | 7 | 170 | A | 7 | 2.1 | A | 7 | 11300 | B | 7 | 77777 | A | 7 | 1.6 | E | 8 | 0.095 | F | 8 | 0.15 | F | 8 | 0 | 1 | D | 9 | 0 | C | 8
[26 empty] | 3721000% | 9:00 | 351 | 1398 | 199 | 2 | 8 | 390 | 2 | 15 | 101 | 2 | 8 | 204 | 2 | 8 | 322 | 2 | 15 | 122 | 2 | 8 | 191 | 2 | 19 | 0 | E | 9 | 0 | E | 9 | 9 | A | 7 | 0 | A | 7 | 53 | A | 7 | 999 | A | 7 | 190 | A | 7 | 2.1 | A | 7 | 11300 | B | 7 | 77777 | A | 7 | 1.5 | E | 8 | 0.095 | F | 8 | 0.15 | F | 8 | 0 | 1 | D | 9 | 0 | C | 8
[26 empty] | 3721000% | 10:00 | 534 | 1398 | 275 | 2 | 8 | 297 | 2 | 15 | 161 | 2 | 8 | 291 | 2 | 8 | 290 | 2 | 15 | 180 | 2 | 8 | 340 | 2 | 19 | 5 | E | 9 | 5 | E | 9 | 12 | A | 7 | 1 | A | 7 | 47 | A | 7 | 999 | A | 7 | 190 | A | 7 | 3.1 | A | 7 | 11300 | B | 7 | 77777 | A | 7 | 1.5 | E | 8 | 0.095 | F | 8 | 0.15 | F | 8 | 0 | 1 | D | 9 | 0 | C | 8
[26 empty] | 3721000% | 11:00 | 662 | 1398 | 354 | 2 | 8 | 316 | 2 | 15 | 204 | 2 | 8 | 377 | 2 | 8 | 324 | 2 | 15 | 223 | 2 | 8 | 458 | 2 | 19 | 3 | E | 9 | 3 | E | 9 | 12 | A | 7 | 1 | A | 7 | 47 | A | 7 | 999 | A | 7 | 200 | A | 7 | 2.1 | A | 7 | 12900 | B | 7 | 77777 | A | 7 | 1.5 | E | 8 | 0.095 | F | 8 | 0.15 | F | 8 | 0 | 1 | D | 9 | 0 | C | 8
[26 empty] | 3721000% | 12:00 | 726 | 1398 | 397 | 2 | 8 | 307 | 2 | 15 | 237 | 2 | 8 | 422 | 2 | 8 | 320 | 2 | 15 | 255 | 2 | 8 | 557 | 2 | 19 | 10 | E | 9 | 10 | E | 9 | 16 | A | 7 | 3 | A | 7 | 42 | A | 7 | 998 | A | 7 | 240 | A | 7 | 3.1 | A | 7 | 14500 | B | 7 | 2400 | A | 7 | 1.4 | E | 8 | 0.095 | F | 8 | 0.15 | F | 8 | 0 | 1 | D | 9 | 0 | C | 8
[26 empty] | 3721000% | 13:00 | 720 | 1398 | 231 | 2 | 8 | 36 | 2 | 15 | 212 | 2 | 8 | 253 | 2 | 8 | 36 | 2 | 15 | 235 | 2 | 8 | 647 | 2 | 19 | 5 | E | 9 | 5 | E | 9 | 17 | A | 7 | 4 | A | 7 | 42 | A | 7 | 997 | A | 7 | 250 | B | 8 | 2.1 | A | 7 | 16100 | B | 7 | 77777 | A | 7 | 1.4 | E | 8 | 0.095 | F | 8 | 0.15 | F | 8 | 0 | 1 | D | 9 | 0 | C | 8
[26 empty] | 3721000% | 14:00 | 647 | 1398 | 371 | 2 | 8 | 356 | 2 | 15 | 206 | 2 | 8 | 394 | 2 | 8 | 363 | 2 | 15 | 225 | 2 | 8 | 462 | 2 | 19 | 0 | E | 9 | 0 | E | 9 | 19 | A | 7 | 5 | A | 7 | 40 | A | 7 | 996 | A | 7 | 260 | A | 7 | 3.1 | A | 7 | 16100 | B | 7 | 77777 | A | 7 | 1.4 | E | 8 | 0.095 | F | 8 | 0.15 | F | 8 | 0 | 1 | D | 9 | 0 | C | 8
[26 empty] | 3721000% | 15:00 | 510 | 1398 | 298 | 2 | 8 | 514 | 2 | 15 | 110 | 2 | 8 | 316 | 2 | 8 | 483 | 2 | 15 | 139 | 2 | 8 | 209 | 2 | 19 | 3 | E | 9 | 3 | E | 9 | 19 | A | 7 | 5 | A | 7 | 40 | A | 7 | 996 | A | 7 | 200 | A | 7 | 3.1 | A | 7 | 16100 | B | 7 | 77777 | A | 7 | 1.5 | E | 8 | 0.095 | F | 8 | 0.15 | F | 8 | 0 | 1 | D | 9 | 0 | C | 8
[26 empty] | 3721000% | 16:00 | 319 | 1398 | 158 | 2 | 8 | 380 | 2 | 15 | 71 | 2 | 8 | 166 | 2 | 8 | 303 | 2 | 15 | 96 | 2 | 8 | 129 | 2 | 19 | 0 | E | 9 | 0 | E | 9 | 19 | A | 7 | 5 | A | 7 | 40 | A | 7 | 995 | A | 7 | 190 | A | 7 | 2.6 | A | 7 | 16100 | B | 7 | 77777 | A | 7 | 1.5 | E | 8 | 0.095 | F | 8 | 0.15 | F | 8 | 0 | 1 | D | 9 | 0 | C | 8
[26 empty] | 3721000% | 17:00 | 93 | 1247 | 26 | 2 | 8 | 124 | 2 | 15 | 18 | 2 | 8 | 30 | 2 | 8 | 56 | 2 | 15 | 26 | 2 | 8 | 31 | 2 | 19 | 0 | E | 9 | 0 | E | 9 | 17 | A | 7 | 4 | A | 7 | 42 | A | 7 | 995 | A | 7 | 180 | A | 7 | 2.6 | A | 7 | 16100 | B | 7 | 77777 | A | 7 | 1.6 | E | 8 | 0.095 | F | 8 | 0.15 | F | 8 | 0 | 1 | D | 9 | 0 | C | 8
[26 empty] | 3721000% | 18:00 | 0 | 0 | 0 | 2 | 0 | 0 | 2 | 0 | 0 | 2 | 0 | 0 | 2 | 0 | 0 | 2 | 0 | 0 | 2 | 0 | 0 | 2 | 0 | 0 | E | 9 | 0 | E | 9 | 16 | A | 7 | 4 | A | 7 | 45 | A | 7 | 996 | A | 7 | 180 | A | 7 | 2.1 | A | 7 | 16100 | B | 7 | 77777 | A | 7 | 1.6 | E | 8 | 0.095 | F | 8 | 0.15 | F | 8 | 0 | 1 | D | 9 | 0 | C | 8
[26 empty] | 3721000% | 19:00 | 0 | 0 | 0 | 2 | 0 | 0 | 2 | 0 | 0 | 2 | 0 | 0 | 2 | 0 | 0 | 2 | 0 | 0 | 2 | 0 | 0 | 2 | 0 | 0 | E | 9 | 0 | A | 7 | 16 | A | 7 | 4 | A | 7 | 45 | A | 7 | 996 | A | 7 | 180 | A | 7 | 2.6 | A | 7 | 16100 | B | 7 | 77777 | A | 7 | 1.7 | E | 8 | 0.095 | F | 8 | 0.15 | F | 8 | 0 | 1 | D | 9 | 0 | C | 8
[26 empty] | 3721000% | 20:00 | 0 | 0 | 0 | 2 | 0 | 0 | 2 | 0 | 0 | 2 | 0 | 0 | 2 | 0 | 0 | 2 | 0 | 0 | 2 | 0 | 0 | 2 | 0 | 0 | E | 9 | 0 | E | 9 | 16 | A | 7 | 4 | A | 7 | 45 | A | 7 | 996 | A | 7 | 220 | A | 7 | 2.1 | A | 7 | 16100 | B | 7 | 77777 | A | 7 | 1.7 | E | 8 | 0.095 | F | 8 | 0.15 | F | 8 | 0 | 1 | D | 9 | 0 | C | 8
[26 empty] | 3721000% | 21:00 | 0 | 0 | 0 | 2 | 0 | 0 | 2 | 0 | 0 | 2 | 0 | 0 | 2 | 0 | 0 | 2 | 0 | 0 | 2 | 0 | 0 | 2 | 0 | 0 | E | 9 | 0 | E | 9 | 14 | A | 7 | 4 | A | 7 | 51 | A | 7 | 995 | A | 7 | 160 | A | 7 | 2.1 | A | 7 | 16100 | B | 7 | 77777 | A | 7 | 1.8 | E | 8 | 0.095 | F | 8 | 0.15 | F | 8 | 0 | 1 | D | 9 | 0 | C | 8
[26 empty] | 3721000% | 22:00 | 0 | 0 | 0 | 2 | 0 | 0 | 2 | 0 | 0 | 2 | 0 | 0 | 2 | 0 | 0 | 2 | 0 | 0 | 2 | 0 | 0 | 2 | 0 | 0 | E | 9 | 0 | E | 9 | 13 | A | 7 | 4 | A | 7 | 54 | A | 7 | 996 | A | 7 | 170 | A | 7 | 2.1 | A | 7 | 16100 | B | 7 | 77777 | A | 7 | 1.8 | E | 8 | 0.095 | F | 8 | 0.15 | F | 8 | 0 | 1 | D | 9 | 0 | C | 8
[26 empty] | 3721000% | 23:00 | 0 | 0 | 0 | 2 | 0 | 0 | 2 | 0 | 0 | 2 | 0 | 0 | 2 | 0 | 0 | 2 | 0 | 0 | 2 | 0 | 0 | 2 | 0 | 0 | E | 9 | 0 | E | 9 | 11 | A | 7 | 4 | A | 7 | 62 | A | 7 | 995 | A | 7 | 150 | A | 7 | 2.1 | A | 7 | 16100 | B | 7 | 77777 | A | 7 | 1.9 | E | 8 | 0.095 | F | 8 | 0.15 | F | 8 | 0 | 1 | D | 9 | 0 | C | 8
[26 empty] | 3721000% | 24:00 | 0 | 0 | 0 | 2 | 0 | 0 | 2 | 0 | 0 | 2 | 0 | 0 | 2 | 0 | 0 | 2 | 0 | 0 | 2 | 0 | 0 | 2 | 0 | 0 | E | 9 | 0 | E | 9 | 12 | A | 7 | 3 | A | 7 | 54 | A | 7 | 995 | A | 7 | 150 | A | 7 | 3.1 | A | 7 | 16100 | B | 7 | 77777 | A | 7 | 1.9 | E | 8 | 0.095 | F | 8 | 0.15 | F | 8 | 0 | 1 | D | 9 | 0 | C | 8
[26 empty] | 3721100% | 1:00 | 0 | 0 | 0 | 2 | 0 | 0 | 2 | 0 | 0 | 2 | 0 | 0 | 2 | 0 | 0 | 2 | 0 | 0 | 2 | 0 | 0 | 2 | 0 | 0 | E | 9 | 0 | E | 9 | 11 | A | 7 | 3 | A | 7 | 58 | A | 7 | 995 | A | 7 | 150 | A | 7 | 3.6 | A | 7 | 16100 | B | 7 | 77777 | A | 7 | 2 | E | 8 | 0.094 | F | 8 | 0.15 | F | 8 | 0 | 1 | D | 9 | 0 | C | 8
[26 empty] | 3721100% | 2:00 | 0 | 0 | 0 | 2 | 0 | 0 | 2 | 0 | 0 | 2 | 0 | 0 | 2 | 0 | 0 | 2 | 0 | 0 | 2 | 0 | 0 | 2 | 0 | 0 | E | 9 | 0 | E | 9 | 9 | A | 7 | 3 | A | 7 | 66 | A | 7 | 995 | A | 7 | 170 | A | 7 | 2.6 | A | 7 | 14500 | B | 7 | 77777 | A | 7 | 1.9 | E | 8 | 0.094 | F | 8 | 0.15 | F | 8 | 0 | 1 | D | 9 | 0 | C | 8
[26 empty] | 3721100% | 3:00 | 0 | 0 | 0 | 2 | 0 | 0 | 2 | 0 | 0 | 2 | 0 | 0 | 2 | 0 | 0 | 2 | 0 | 0 | 2 | 0 | 0 | 2 | 0 | 0 | E | 9 | 0 | E | 9 | 9 | A | 7 | 3 | A | 7 | 66 | A | 7 | 994 | A | 7 | 170 | A | 7 | 2.6 | A | 7 | 14500 | B | 7 | 77777 | A | 7 | 1.9 | E | 8 | 0.094 | F | 8 | 0.15 | F | 8 | 0 | 1 | D | 9 | 0 | C | 8
[26 empty] | 3721100% | 4:00 | 0 | 0 | 0 | 2 | 0 | 0 | 2 | 0 | 0 | 2 | 0 | 0 | 2 | 0 | 0 | 2 | 0 | 0 | 2 | 0 | 0 | 2 | 0 | 0 | E | 9 | 0 | E | 9 | 8 | A | 7 | 3 | A | 7 | 71 | A | 7 | 994 | A | 7 | 150 | A | 7 | 3.1 | A | 7 | 14500 | B | 7 | 77777 | A | 7 | 1.9 | E | 8 | 0.094 | F | 8 | 0.15 | F | 8 | 0 | 1 | D | 9 | 0 | C | 8
[26 empty] | 3721100% | 5:00 | 0 | 0 | 0 | 2 | 0 | 0 | 2 | 0 | 0 | 2 | 0 | 0 | 2 | 0 | 0 | 2 | 0 | 0 | 2 | 0 | 0 | 2 | 0 | 0 | E | 9 | 0 | E | 9 | 8 | A | 7 | 2 | A | 7 | 66 | A | 7 | 995 | A | 7 | 150 | A | 7 | 2.6 | A | 7 | 12900 | B | 7 | 77777 | A | 7 | 1.8 | E | 8 | 0.094 | F | 8 | 0.15 | F | 8 | 0 | 1 | D | 9 | 0 | C | 8
[26 empty] | 3721100% | 6:00 | 0 | 0 | 0 | 2 | 0 | 0 | 2 | 0 | 0 | 2 | 0 | 0 | 2 | 0 | 0 | 2 | 0 | 0 | 2 | 0 | 0 | 2 | 0 | 0 | E | 9 | 0 | E | 9 | 9 | A | 7 | 2 | A | 7 | 61 | A | 7 | 995 | A | 7 | 150 | A | 7 | 3.1 | A | 7 | 14500 | B | 7 | 77777 | A | 7 | 1.8 | E | 8 | 0.094 | F | 8 | 0.15 | F | 8 | 0 | 1 | D | 9 | 0 | C | 8
[26 empty] | 3721100% | 7:00 | 0 | 35 | 0 | 2 | 9 | 0 | 2 | 21 | 0 | 2 | 9 | 0 | 2 | 9 | 0 | 2 | 21 | 0 | 2 | 9 | 0 | 2 | 25 | 0 | E | 9 | 0 | E | 9 | 8 | A | 7 | 2 | A | 7 | 66 | A | 7 | 995 | A | 7 | 170 | A | 7 | 2.6 | A | 7 | 12900 | B | 7 | 77777 | A | 7 | 1.7 | E | 8 | 0.094 | F | 8 | 0.15 | F | 8 | 0 | 1 | D | 9 | 0 | C | 8
[26 empty] | 3721100% | 8:00 | 123 | 1399 | 0 | 2 | 9 | 0 | 2 | 21 | 0 | 2 | 9 | 0 | 2 | 9 | 0 | 2 | 21 | 0 | 2 | 9 | 0 | 2 | 25 | 0 | E | 9 | 0 | E | 9 | 8 | A | 7 | 3 | A | 7 | 71 | A | 7 | 996 | A | 7 | 170 | B | 8 | 2.9 | B | 8 | 11300 | B | 7 | 77777 | A | 7 | 1.7 | E | 8 | 0.094 | F | 8 | 0.15 | F | 8 | 0 | 1 | D | 9 | 0 | C | 8
[26 empty] | 3721100% | 9:00 | 346 | 1399 | 192 | 2 | 9 | 365 | 2 | 21 | 102 | 2 | 9 | 196 | 2 | 9 | 299 | 2 | 21 | 122 | 2 | 9 | 193 | 2 | 25 | 0 | E | 9 | 0 | E | 9 | 11 | A | 7 | 3 | A | 7 | 58 | A | 7 | 997 | A | 7 | 170 | A | 7 | 3.1 | A | 7 | 11300 | B | 7 | 77777 | A | 7 | 1.7 | E | 8 | 0.094 | F | 8 | 0.15 | F | 8 | 0 | 1 | D | 9 | 0 | C | 8
[26 empty] | 3721100% | 10:00 | 529 | 1399 | 315 | 2 | 9 | 470 | 2 | 21 | 136 | 2 | 9 | 328 | 2 | 9 | 444 | 2 | 21 | 159 | 2 | 9 | 266 | 2 | 25 | 0 | E | 9 | 0 | E | 9 | 14 | A | 7 | 3 | A | 7 | 47 | A | 7 | 997 | A | 7 | 220 | A | 7 | 3.1 | A | 7 | 12900 | B | 7 | 77777 | A | 7 | 1.6 | E | 8 | 0.094 | F | 8 | 0.15 | F | 8 | 0 | 1 | D | 9 | 0 | C | 8
[26 empty] | 3721100% | 11:00 | 657 | 1399 | 412 | 2 | 9 | 535 | 2 | 21 | 159 | 2 | 9 | 434 | 2 | 9 | 530 | 2 | 21 | 183 | 2 | 9 | 327 | 2 | 25 | 0 | E | 9 | 0 | E | 9 | 17 | A | 7 | 4 | A | 7 | 42 | A | 7 | 997 | A | 7 | 180 | A | 7 | 4.6 | A | 7 | 16100 | B | 7 | 77777 | A | 7 | 1.6 | E | 8 | 0.094 | F | 8 | 0.15 | F | 8 | 0 | 1 | D | 9 | 0 | C | 8
[26 empty] | 3721100% | 12:00 | 721 | 1399 | 470 | 2 | 9 | 632 | 2 | 21 | 143 | 2 | 9 | 487 | 2 | 9 | 620 | 2 | 21 | 166 | 2 | 9 | 300 | 2 | 25 | 4 | E | 9 | 4 | E | 9 | 19 | A | 7 | 7 | A | 7 | 46 | A | 7 | 996 | A | 7 | 240 | A | 7 | 3.6 | A | 7 | 16100 | B | 7 | 77777 | A | 7 | 1.5 | E | 8 | 0.094 | F | 8 | 0.15 | F | 8 | 0 | 1 | D | 9 | 0 | C | 8
[26 empty] | 3721100% | 13:00 | 716 | 1399 | 462 | 2 | 9 | 616 | 2 | 21 | 145 | 2 | 9 | 477 | 2 | 9 | 603 | 2 | 21 | 168 | 2 | 9 | 302 | 2 | 25 | 0 | E | 9 | 0 | E | 9 | 21 | A | 7 | 8 | A | 7 | 43 | A | 7 | 996 | A | 7 | 290 | A | 7 | 5.1 | A | 7 | 14500 | B | 7 | 77777 | A | 7 | 1.5 | E | 8 | 0.094 | F | 8 | 0.15 | F | 8 | 0 | 1 | D | 9 | 0 | C | 8
[26 empty] | 3721100% | 14:00 | 642 | 1399 | 406 | 2 | 9 | 599 | 2 | 21 | 129 | 2 | 9 | 418 | 2 | 9 | 578 | 2 | 21 | 152 | 2 | 9 | 257 | 2 | 25 | 0 | E | 9 | 0 | E | 9 | 21 | A | 7 | 8 | A | 7 | 43 | A | 7 | 995 | A | 7 | 290 | A | 7 | 3.6 | A | 7 | 14500 | B | 7 | 77777 | A | 7 | 1.5 | E | 8 | 0.094 | F | 8 | 0.15 | F | 8 | 0 | 1 | D | 9 | 0 | C | 8
[26 empty] | 3721100% | 15:00 | 506 | 1399 | 292 | 2 | 9 | 496 | 2 | 21 | 112 | 2 | 9 | 309 | 2 | 9 | 465 | 2 | 21 | 140 | 2 | 9 | 213 | 2 | 25 | 0 | E | 9 | 0 | E | 9 | 22 | A | 7 | 8 | A | 7 | 41 | A | 7 | 995 | A | 7 | 290 | A | 7 | 5.1 | A | 7 | 14500 | B | 7 | 77777 | A | 7 | 1.5 | E | 8 | 0.094 | F | 8 | 0.15 | F | 8 | 0 | 1 | D | 9 | 0 | C | 8
[26 empty] | 3721100% | 16:00 | 315 | 1399 | 168 | 2 | 9 | 446 | 2 | 21 | 67 | 2 | 9 | 171 | 2 | 9 | 354 | 2 | 21 | 90 | 2 | 9 | 118 | 2 | 25 | 0 | E | 9 | 0 | E | 9 | 21 | A | 7 | 8 | A | 7 | 43 | A | 7 | 996 | A | 7 | 300 | A | 7 | 6.2 | A | 7 | 16100 | B | 7 | 77777 | A | 7 | 1.5 | E | 8 | 0.094 | F | 8 | 0.15 | F | 8 | 0 | 1 | D | 9 | 0 | C | 8
[26 empty] | 3721100% | 17:00 | 90 | 1224 | 25 | 2 | 9 | 144 | 2 | 21 | 16 | 2 | 9 | 28 | 2 | 9 | 73 | 2 | 21 | 23 | 2 | 9 | 30 | 2 | 25 | 0 | E | 9 | 0 | E | 9 | 18 | A | 7 | 7 | A | 7 | 49 | A | 7 | 996 | A | 7 | 330 | A | 7 | 3.1 | A | 7 | 12900 | B | 7 | 77777 | A | 7 | 1.5 | E | 8 | 0.094 | F | 8 | 0.15 | F | 8 | 0 | 1 | D | 9 | 0 | C | 8
[26 empty] | 3721100% | 18:00 | 0 | 0 | 0 | 2 | 0 | 0 | 2 | 0 | 0 | 2 | 0 | 0 | 2 | 0 | 0 | 2 | 0 | 0 | 2 | 0 | 0 | 2 | 0 | 0 | E | 9 | 0 | E | 9 | 16 | A | 7 | 7 | A | 7 | 55 | A | 7 | 997 | A | 7 | 330 | A | 7 | 4.1 | A | 7 | 12900 | B | 7 | 77777 | A | 7 | 1.4 | E | 8 | 0.094 | F | 8 | 0.15 | F | 8 | 0 | 1 | D | 9 | 0 | C | 8
[26 empty] | 3721100% | 19:00 | 0 | 0 | 0 | 2 | 0 | 0 | 2 | 0 | 0 | 2 | 0 | 0 | 2 | 0 | 0 | 2 | 0 | 0 | 2 | 0 | 0 | 2 | 0 | 0 | E | 9 | 0 | A | 7 | 16 | A | 7 | 8 | A | 7 | 59 | A | 7 | 998 | A | 7 | 330 | A | 7 | 3.1 | A | 7 | 12900 | B | 7 | 77777 | A | 7 | 1.4 | E | 8 | 0.094 | F | 8 | 0.15 | F | 8 | 0 | 1 | D | 9 | 0 | C | 8
[26 empty] | 3721100% | 20:00 | 0 | 0 | 0 | 2 | 0 | 0 | 2 | 0 | 0 | 2 | 0 | 0 | 2 | 0 | 0 | 2 | 0 | 0 | 2 | 0 | 0 | 2 | 0 | 0 | E | 9 | 0 | E | 9 | 13 | A | 7 | 7 | A | 7 | 67 | A | 7 | 998 | A | 7 | 310 | A | 7 | 3.6 | A | 7 | 11300 | B | 7 | 77777 | A | 7 | 1.4 | E | 8 | 0.094 | F | 8 | 0.15 | F | 8 | 0 | 1 | D | 9 | 0 | C | 8
[26 empty] | 3721100% | 21:00 | 0 | 0 | 0 | 2 | 0 | 0 | 2 | 0 | 0 | 2 | 0 | 0 | 2 | 0 | 0 | 2 | 0 | 0 | 2 | 0 | 0 | 2 | 0 | 0 | E | 9 | 0 | E | 9 | 13 | A | 7 | 7 | A | 7 | 67 | A | 7 | 999 | A | 7 | 310 | A | 7 | 2.1 | A | 7 | 9700 | B | 7 | 77777 | A | 7 | 1.4 | E | 8 | 0.094 | F | 8 | 0.15 | F | 8 | 0 | 1 | D | 9 | 0 | C | 8
[26 empty] | 3721100% | 22:00 | 0 | 0 | 0 | 2 | 0 | 0 | 2 | 0 | 0 | 2 | 0 | 0 | 2 | 0 | 0 | 2 | 0 | 0 | 2 | 0 | 0 | 2 | 0 | 0 | E | 9 | 0 | E | 9 | 13 | A | 7 | 8 | A | 7 | 72 | A | 7 | 999 | A | 7 | 330 | A | 7 | 2.6 | A | 7 | 8000 | B | 7 | 77777 | A | 7 | 1.4 | E | 8 | 0.094 | F | 8 | 0.15 | F | 8 | 0 | 1 | D | 9 | 5 | C | 8
[26 empty] | 3721100% | 23:00 | 0 | 0 | 0 | 2 | 0 | 0 | 2 | 0 | 0 | 2 | 0 | 0 | 2 | 0 | 0 | 2 | 0 | 0 | 2 | 0 | 0 | 2 | 0 | 0 | E | 9 | 0 | E | 9 | 13 | A | 7 | 8 | A | 7 | 72 | A | 7 | 999 | A | 7 | 330 | A | 7 | 4.1 | A | 7 | 8000 | B | 7 | 77777 | A | 7 | 1.4 | E | 8 | 0.094 | F | 8 | 0.15 | F | 8 | 0 | 1 | D | 9 | 5 | C | 8
[26 empty] | 3721100% | 24:00 | 0 | 0 | 0 | 2 | 0 | 0 | 2 | 0 | 0 | 2 | 0 | 0 | 2 | 0 | 0 | 2 | 0 | 0 | 2 | 0 | 0 | 2 | 0 | 1 | E | 9 | 0 | E | 9 | 11 | A | 7 | 7 | A | 7 | 76 | A | 7 | 999 | A | 7 | 330 | B | 8 | 3.6 | B | 8 | 8000 | B | 7 | 77777 | A | 7 | 1.4 | E | 8 | 0.094 | F | 8 | 0.15 | F | 8 | 0 | 1 | D | 9 | 5 | C | 8
[26 empty] | 3721200% | 1:00 | 0 | 0 | 0 | 2 | 0 | 0 | 2 | 0 | 0 | 2 | 0 | 0 | 2 | 0 | 0 | 2 | 0 | 0 | 2 | 0 | 0 | 2 | 0 | 0 | B | 8 | 0 | B | 8 | 9.7 | B | 8 | 6.3 | B | 8 | 79 | A | 7 | 1000 | B | 8 | 330 | B | 8 | 3.1 | B | 8 | 8000 | C | 8 | 77777 | B | 8 | 1.4 | E | 8 | 0.093 | F | 8 | 0.15 | F | 8 | 0 | 1 | D | 9 | 5 | C | 8
[26 empty] | 3721200% | 2:00 | 0 | 0 | 0 | 2 | 0 | 0 | 2 | 0 | 0 | 2 | 0 | 0 | 2 | 0 | 0 | 2 | 0 | 0 | 2 | 0 | 0 | 2 | 0 | 0 | E | 9 | 0 | E | 9 | 8 | A | 7 | 5 | A | 7 | 81 | A | 7 | 1000 | A | 7 | 330 | A | 7 | 2.6 | A | 7 | 8000 | B | 7 | 77777 | A | 7 | 1.4 | E | 8 | 0.093 | F | 8 | 0.15 | F | 8 | 0 | 1 | D | 9 | 5 | C | 8
[26 empty] | 3721200% | 3:00 | 0 | 0 | 0 | 2 | 0 | 0 | 2 | 0 | 0 | 2 | 0 | 0 | 2 | 0 | 0 | 2 | 0 | 0 | 2 | 0 | 0 | 2 | 0 | 0 | E | 9 | 0 | E | 9 | 9 | A | 7 | 4 | A | 7 | 71 | A | 7 | 1001 | A | 7 | 50 | A | 7 | 4.6 | A | 7 | 14500 | B | 7 | 77777 | A | 7 | 1.4 | E | 8 | 0.093 | F | 8 | 0.15 | F | 8 | 0 | 1 | D | 9 | 0 | C | 8
[26 empty] | 3721200% | 4:00 | 0 | 0 | 0 | 2 | 0 | 0 | 2 | 0 | 0 | 2 | 0 | 0 | 2 | 0 | 0 | 2 | 0 | 0 | 2 | 0 | 0 | 2 | 0 | 0 | E | 9 | 0 | E | 9 | 8 | A | 7 | 4 | A | 7 | 76 | A | 7 | 1001 | A | 7 | 40 | A | 7 | 3.6 | A | 7 | 14500 | B | 7 | 77777 | A | 7 | 1.5 | E | 8 | 0.093 | F | 8 | 0.15 | F | 8 | 0 | 1 | D | 9 | 0 | C | 8
[26 empty] | 3721200% | 5:00 | 0 | 0 | 0 | 2 | 0 | 0 | 2 | 0 | 0 | 2 | 0 | 0 | 2 | 0 | 0 | 2 | 0 | 0 | 2 | 0 | 0 | 2 | 0 | 0 | E | 9 | 0 | E | 9 | 6 | A | 7 | 3 | A | 7 | 81 | A | 7 | 1002 | A | 7 | 350 | A | 7 | 3.1 | A | 7 | 11300 | B | 7 | 77777 | A | 7 | 1.5 | E | 8 | 0.093 | F | 8 | 0.15 | F | 8 | 0 | 1 | D | 9 | 0 | C | 8
[26 empty] | 3721200% | 6:00 | 0 | 0 | 0 | 2 | 0 | 0 | 2 | 0 | 0 | 2 | 0 | 0 | 2 | 0 | 0 | 2 | 0 | 0 | 2 | 0 | 0 | 2 | 0 | 0 | E | 9 | 0 | E | 9 | 6 | A | 7 | 4 | A | 7 | 87 | A | 7 | 1002 | A | 7 | 10 | A | 7 | 3.6 | A | 7 | 11300 | B | 7 | 77777 | A | 7 | 1.5 | E | 8 | 0.093 | F | 8 | 0.15 | F | 8 | 0 | 1 | D | 9 | 0 | C | 8
[26 empty] | 3721200% | 7:00 | 0 | 12 | 0 | 2 | 0 | 0 | 2 | 0 | 0 | 2 | 0 | 0 | 2 | 1 | 0 | 2 | 2 | 0 | 2 | 2 | 0 | 2 | 1 | 0 | E | 9 | 0 | E | 9 | 5 | A | 7 | 3 | A | 7 | 87 | A | 7 | 1003 | A | 7 | 350 | A | 7 | 3.6 | A | 7 | 9700 | B | 7 | 77777 | A | 7 | 1.5 | E | 8 | 0.093 | F | 8 | 0.15 | F | 8 | 0 | 1 | D | 9 | 10 | C | 8
[26 empty] | 3721200% | 8:00 | 118 | 1399 | 0 | 2 | 9 | 0 | 2 | 21 | 0 | 2 | 9 | 0 | 2 | 9 | 0 | 2 | 21 | 0 | 2 | 9 | 0 | 2 | 25 | 0 | E | 9 | 0 | E | 9 | 6 | A | 7 | 4 | A | 7 | 87 | A | 7 | 1004 | A | 7 | 360 | A | 7 | 3.6 | A | 7 | 8000 | B | 7 | 77777 | A | 7 | 1.6 | E | 8 | 0.093 | F | 8 | 0.15 | F | 8 | 0 | 1 | D | 9 | 10 | C | 8
[26 empty] | 3721200% | 9:00 | 341 | 1399 | 193 | 2 | 9 | 425 | 2 | 21 | 89 | 2 | 9 | 199 | 2 | 9 | 347 | 2 | 21 | 114 | 2 | 9 | 166 | 2 | 25 | 0 | E | 9 | 0 | E | 9 | 8 | A | 7 | 4 | A | 7 | 76 | A | 7 | 1005 | A | 7 | 360 | A | 7 | 3.1 | A | 7 | 12900 | B | 7 | 77777 | A | 7 | 1.6 | E | 8 | 0.093 | F | 8 | 0.15 | F | 8 | 0 | 1 | D | 9 | 0 | C | 8
[26 empty] | 3721200% | 10:00 | 524 | 1399 | 329 | 2 | 9 | 576 | 2 | 21 | 112 | 2 | 9 | 336 | 2 | 9 | 532 | 2 | 21 | 136 | 2 | 9 | 208 | 2 | 25 | 0 | E | 9 | 0 | E | 9 | 11 | A | 7 | 3 | A | 7 | 58 | A | 7 | 1005 | A | 7 | 10 | A | 7 | 2.1 | A | 7 | 16100 | B | 7 | 77777 | A | 7 | 1.6 | E | 8 | 0.093 | F | 8 | 0.15 | F | 8 | 0 | 1 | D | 9 | 0 | C | 8
[26 empty] | 3721200% | 11:00 | 652 | 1399 | 424 | 2 | 9 | 632 | 2 | 21 | 129 | 2 | 9 | 439 | 2 | 9 | 612 | 2 | 21 | 153 | 2 | 9 | 259 | 2 | 25 | 0 | E | 9 | 0 | E | 9 | 12 | A | 7 | 3 | A | 7 | 54 | A | 7 | 1005 | A | 7 | 30 | A | 7 | 2.6 | A | 7 | 16100 | B | 7 | 77777 | A | 7 | 1.6 | E | 8 | 0.093 | F | 8 | 0.15 | F | 8 | 0 | 1 | D | 9 | 0 | C | 8
[26 empty] | 3721200% | 12:00 | 716 | 1399 | 501 | 2 | 9 | 753 | 2 | 21 | 114 | 2 | 9 | 527 | 2 | 9 | 746 | 2 | 21 | 144 | 2 | 9 | 247 | 2 | 25 | 0 | E | 9 | 0 | E | 9 | 13 | A | 7 | 2 | A | 7 | 47 | A | 7 | 1004 | A | 7 | 30 | E | 9 | 1.5 | A | 7 | 16100 | B | 7 | 77777 | A | 7 | 1.7 | E | 8 | 0.093 | F | 8 | 0.15 | F | 8 | 0 | 1 | D | 9 | 0 | C | 8
[26 empty] | 3721200% | 13:00 | 711 | 1399 | 497 | 2 | 9 | 754 | 2 | 21 | 113 | 2 | 9 | 524 | 2 | 9 | 747 | 2 | 21 | 143 | 2 | 9 | 244 | 2 | 25 | 0 | E | 9 | 0 | E | 9 | 13 | A | 7 | 2 | A | 7 | 47 | A | 7 | 1004 | A | 7 | 40 | E | 9 | 1.5 | B | 8 | 16100 | B | 7 | 77777 | A | 7 | 1.7 | E | 8 | 0.093 | F | 8 | 0.15 | F | 8 | 0 | 1 | D | 9 | 0 | C | 8
[26 empty] | 3721200% | 14:00 | 638 | 1399 | 417 | 2 | 9 | 658 | 2 | 21 | 116 | 2 | 9 | 434 | 2 | 9 | 637 | 2 | 21 | 142 | 2 | 9 | 235 | 2 | 25 | 0 | E | 9 | 0 | E | 9 | 14 | A | 7 | 1 | A | 7 | 41 | A | 7 | 1004 | A | 7 | 80 | E | 9 | 1.5 | A | 7 | 16100 | B | 7 | 77777 | A | 7 | 1.7 | E | 8 | 0.093 | F | 8 | 0.15 | F | 8 | 0 | 1 | D | 9 | 0 | C | 8
[26 empty] | 3721200% | 15:00 | 502 | 1399 | 308 | 2 | 9 | 595 | 2 | 21 | 94 | 2 | 9 | 318 | 2 | 9 | 548 | 2 | 21 | 121 | 2 | 9 | 178 | 2 | 25 | 0 | E | 9 | 0 | E | 9 | 14 | A | 7 | 1 | A | 7 | 41 | A | 7 | 1004 | A | 7 | 90 | E | 9 | 1.5 | A | 7 | 16100 | B | 7 | 77777 | A | 7 | 1.7 | E | 8 | 0.093 | F | 8 | 0.15 | F | 8 | 0 | 1 | D | 9 | 0 | C | 8
[26 empty] | 3721200% | 16:00 | 312 | 1399 | 162 | 2 | 9 | 440 | 2 | 21 | 64 | 2 | 9 | 165 | 2 | 9 | 348 | 2 | 21 | 87 | 2 | 9 | 113 | 2 | 25 | 0 | E | 9 | 0 | E | 9 | 14 | A | 7 | 1 | A | 7 | 41 | A | 7 | 1004 | A | 7 | 70 | E | 9 | 1.7 | B | 8 | 16100 | B | 7 | 77777 | A | 7 | 1.7 | E | 8 | 0.093 | F | 8 | 0.15 | F | 8 | 0 | 1 | D | 9 | 0 | C | 8
[26 empty] | 3721200% | 17:00 | 87 | 1224 | 27 | 2 | 9 | 180 | 2 | 21 | 16 | 2 | 9 | 31 | 2 | 9 | 91 | 2 | 21 | 24 | 2 | 9 | 30 | 2 | 25 | 0 | E | 9 | 0 | E | 9 | 13 | A | 7 | 1 | A | 7 | 44 | A | 7 | 1004 | A | 7 | 100 | E | 9 | 1.9 | B | 8 | 16100 | B | 7 | 77777 | A | 7 | 1.8 | E | 8 | 0.093 | F | 8 | 0.15 | F | 8 | 0 | 1 | D | 9 | 0 | C | 8
[26 empty] | 3721200% | 18:00 | 0 | 0 | 0 | 2 | 0 | 0 | 2 | 0 | 0 | 2 | 0 | 0 | 2 | 0 | 0 | 2 | 0 | 0 | 2 | 0 | 0 | 2 | 0 | 0 | E | 9 | 0 | E | 9 | 12 | A | 7 | 2 | A | 7 | 50 | A | 7 | 1004 | A | 7 | 110 | A | 7 | 2.1 | A | 7 | 16100 | B | 7 | 77777 | A | 7 | 1.8 | E | 8 | 0.093 | F | 8 | 0.15 | F | 8 | 0 | 1 | D | 9 | 0 | C | 8
[26 empty] | 3721200% | 19:00 | 0 | 0 | 0 | 2 | 0 | 0 | 2 | 0 | 0 | 2 | 0 | 0 | 2 | 0 | 0 | 2 | 0 | 0 | 2 | 0 | 0 | 2 | 0 | 0 | E | 9 | 0 | A | 7 | 10 | A | 7 | 2 | A | 7 | 57 | A | 7 | 1005 | A | 7 | 90 | A | 7 | 2.1 | A | 7 | 16100 | B | 7 | 77777 | A | 7 | 1.8 | E | 8 | 0.093 | F | 8 | 0.15 | F | 8 | 0 | 1 | D | 9 | 0 | C | 8
[26 empty] | 3721200% | 20:00 | 0 | 0 | 0 | 2 | 0 | 0 | 2 | 0 | 0 | 2 | 0 | 0 | 2 | 0 | 0 | 2 | 0 | 0 | 2 | 0 | 0 | 2 | 0 | 1 | E | 9 | 1 | E | 9 | 9 | A | 7 | 2 | A | 7 | 61 | A | 7 | 1005 | A | 7 | 80 | A | 7 | 3.1 | A | 7 | 16100 | B | 7 | 77777 | A | 7 | 1.8 | E | 8 | 0.093 | F | 8 | 0.15 | F | 8 | 0 | 1 | D | 9 | 0 | C | 8
[26 empty] | 3721200% | 21:00 | 0 | 0 | 0 | 2 | 0 | 0 | 2 | 0 | 0 | 2 | 0 | 0 | 2 | 0 | 0 | 2 | 0 | 0 | 2 | 0 | 0 | 2 | 0 | 0 | E | 9 | 0 | E | 9 | 8 | A | 7 | 2 | A | 7 | 66 | A | 7 | 1005 | A | 7 | 100 | B | 8 | 2.9 | B | 8 | 16100 | B | 7 | 77777 | A | 7 | 1.8 | E | 8 | 0.093 | F | 8 | 0.15 | F | 8 | 0 | 1 | D | 9 | 0 | C | 8
[26 empty] | 3721200% | 22:00 | 0 | 0 | 0 | 2 | 0 | 0 | 2 | 0 | 0 | 2 | 0 | 0 | 2 | 0 | 0 | 2 | 0 | 0 | 2 | 0 | 0 | 2 | 0 | 0 | E | 9 | 0 | E | 9 | 7 | A | 7 | 2 | A | 7 | 70 | A | 7 | 1005 | A | 7 | 120 | B | 8 | 2.6 | B | 8 | 16100 | B | 7 | 77777 | A | 7 | 1.9 | E | 8 | 0.093 | F | 8 | 0.15 | F | 8 | 0 | 1 | D | 9 | 0 | C | 8
[26 empty] | 3721200% | 23:00 | 0 | 0 | 0 | 2 | 0 | 0 | 2 | 0 | 0 | 2 | 0 | 0 | 2 | 0 | 0 | 2 | 0 | 0 | 2 | 0 | 0 | 2 | 0 | 0 | E | 9 | 0 | E | 9 | 7 | A | 7 | 3 | A | 7 | 76 | A | 7 | 1005 | A | 7 | 140 | B | 8 | 2.4 | B | 8 | 16100 | B | 7 | 77777 | A | 7 | 1.9 | E | 8 | 0.093 | F | 8 | 0.15 | F | 8 | 0 | 1 | D | 9 | 0 | C | 8
[26 empty] | 3721200% | 24:00 | 0 | 0 | 0 | 2 | 0 | 0 | 2 | 0 | 0 | 2 | 0 | 0 | 2 | 0 | 0 | 2 | 0 | 0 | 2 | 0 | 0 | 2 | 0 | 0 | E | 9 | 0 | E | 9 | 7 | A | 7 | 3 | A | 7 | 76 | A | 7 | 1005 | A | 7 | 160 | A | 7 | 2.1 | A | 7 | 16100 | B | 7 | 77777 | A | 7 | 1.9 | E | 8 | 0.093 | F | 8 | 0.15 | F | 8 | 0 | 1 | D | 9 | 0 | C | 8
[26 empty] | 3721300% | 1:00 | 0 | 0 | 0 | 2 | 0 | 0 | 2 | 0 | 0 | 2 | 0 | 0 | 2 | 0 | 0 | 2 | 0 | 0 | 2 | 0 | 0 | 2 | 0 | 0 | E | 9 | 0 | E | 9 | 6 | A | 7 | 3 | A | 7 | 81 | A | 7 | 1004 | A | 7 | 140 | A | 7 | 2.6 | A | 7 | 14500 | B | 7 | 77777 | A | 7 | 1.9 | E | 8 | 0.093 | F | 8 | 0.15 | F | 8 | 0 | 1 | D | 9 | 0 | C | 8
[26 empty] | 3721300% | 2:00 | 0 | 0 | 0 | 2 | 0 | 0 | 2 | 0 | 0 | 2 | 0 | 0 | 2 | 0 | 0 | 2 | 0 | 0 | 2 | 0 | 0 | 2 | 0 | 0 | E | 9 | 0 | E | 9 | 6 | A | 7 | 3 | A | 7 | 81 | A | 7 | 1004 | A | 7 | 110 | A | 7 | 3.1 | A | 7 | 14500 | B | 7 | 77777 | A | 7 | 1.9 | E | 8 | 0.093 | F | 8 | 0.15 | F | 8 | 0 | 1 | D | 9 | 0 | C | 8
[26 empty] | 3721300% | 3:00 | 0 | 0 | 0 | 2 | 0 | 0 | 2 | 0 | 0 | 2 | 0 | 0 | 2 | 0 | 0 | 2 | 0 | 0 | 2 | 0 | 0 | 2 | 0 | 0 | E | 9 | 0 | E | 9 | 6 | A | 7 | 4 | A | 7 | 87 | A | 7 | 1004 | A | 7 | 100 | A | 7 | 2.1 | A | 7 | 12900 | B | 7 | 77777 | A | 7 | 1.9 | E | 8 | 0.093 | F | 8 | 0.15 | F | 8 | 0 | 1 | D | 9 | 0 | C | 8
[26 empty] | 3721300% | 4:00 | 0 | 0 | 0 | 2 | 0 | 0 | 2 | 0 | 0 | 2 | 0 | 0 | 2 | 0 | 0 | 2 | 0 | 0 | 2 | 0 | 0 | 2 | 0 | 0 | B | 8 | 0 | B | 8 | 5.5 | E | 9 | 3.1 | E | 9 | 85 | A | 7 | 1004 | B | 8 | 100 | E | 9 | 1.9 | E | 9 | 10800 | C | 8 | 77777 | A | 7 | 1.8 | E | 8 | 0.093 | F | 8 | 0.15 | F | 8 | 0 | 1 | D | 9 | 0 | C | 8
[26 empty] | 3721300% | 5:00 | 0 | 0 | 0 | 2 | 0 | 0 | 2 | 0 | 0 | 2 | 0 | 0 | 2 | 0 | 0 | 2 | 0 | 0 | 2 | 0 | 0 | 2 | 0 | 0 | B | 8 | 0 | B | 8 | 5 | E | 9 | 2.2 | E | 9 | 82 | A | 7 | 1003 | B | 8 | 120 | E | 9 | 1.9 | E | 9 | 8700 | C | 8 | 77777 | A | 7 | 1.8 | E | 8 | 0.093 | F | 8 | 0.15 | F | 8 | 0 | 1 | D | 9 | 0 | C | 8
[26 empty] | 3721300% | 6:00 | 0 | 0 | 0 | 2 | 0 | 0 | 2 | 0 | 0 | 2 | 0 | 0 | 2 | 0 | 0 | 2 | 0 | 0 | 2 | 0 | 0 | 2 | 0 | 0 | B | 8 | 0 | B | 8 | 4.2 | E | 9 | 1.2 | E | 9 | 81 | A | 7 | 1003 | B | 8 | 120 | E | 9 | 1.7 | E | 9 | 6600 | C | 8 | 77777 | A | 7 | 1.8 | E | 8 | 0.093 | F | 8 | 0.15 | F | 8 | 0 | 1 | D | 9 | 0 | C | 8
[26 empty] | 3721300% | 7:00 | 0 | 0 | 0 | 2 | 0 | 0 | 2 | 0 | 0 | 2 | 0 | 0 | 2 | 0 | 0 | 2 | 0 | 0 | 2 | 0 | 0 | 2 | 0 | 0 | B | 8 | 0 | B | 8 | 3.7 | E | 9 | -0.4 | E | 9 | 74 | A | 7 | 1002 | B | 8 | 120 | E | 9 | 1.7 | E | 9 | 4500 | C | 8 | 77777 | A | 7 | 1.7 | E | 8 | 0.093 | F | 8 | 0.15 | F | 8 | 0 | 1 | D | 9 | 0 | C | 8
[26 empty] | 3721300% | 8:00 | 113 | 1388 | 0 | 2 | 9 | 0 | 2 | 21 | 0 | 2 | 9 | 0 | 2 | 9 | 0 | 2 | 21 | 0 | 2 | 9 | 0 | 2 | 25 | 0 | E | 9 | 0 | E | 9 | 4.4 | E | 9 | -0.3 | E | 9 | 71 | A | 7 | 1002 | B | 8 | 270 | E | 9 | 2.6 | E | 9 | 2400 | B | 7 | 77777 | A | 7 | 1.7 | E | 8 | 0.093 | F | 8 | 0.15 | F | 8 | 0 | 1 | D | 9 | 0 | C | 8
[26 empty] | 3721300% | 9:00 | 336 | 1400 | 132 | 2 | 9 | 79 | 2 | 21 | 113 | 2 | 9 | 144 | 2 | 9 | 69 | 2 | 21 | 128 | 2 | 9 | 272 | 2 | 25 | 0 | B | 8 | 0 | B | 8 | 5.7 | E | 9 | 0.3 | E | 9 | 68 | A | 7 | 1001 | B | 8 | 300 | E | 9 | 1.5 | E | 9 | 2643 | C | 8 | 77777 | A | 7 | 1.7 | E | 8 | 0.093 | F | 8 | 0.15 | F | 8 | 0 | 1 | D | 9 | 0 | C | 8
[26 empty] | 3721300% | 10:00 | 519 | 1400 | 195 | 2 | 9 | 56 | 2 | 21 | 174 | 2 | 9 | 213 | 2 | 9 | 54 | 2 | 21 | 193 | 2 | 9 | 461 | 2 | 25 | 0 | B | 8 | 0 | B | 8 | 5.8 | E | 9 | -1.2 | E | 9 | 60 | A | 7 | 1001 | B | 8 | 0 | E | 9 | 0 | E | 9 | 2886 | C | 8 | 77777 | A | 7 | 1.6 | E | 8 | 0.093 | F | 8 | 0.15 | F | 8 | 0 | 1 | D | 9 | 0 | C | 8
[26 empty] | 3721300% | 11:00 | 647 | 1400 | 254 | 2 | 9 | 85 | 2 | 21 | 214 | 2 | 9 | 278 | 2 | 9 | 84 | 2 | 21 | 239 | 2 | 9 | 610 | 2 | 25 | 0 | B | 8 | 0 | B | 8 | 7.6 | E | 9 | -0.5 | E | 9 | 56 | A | 7 | 1001 | B | 8 | 200 | E | 9 | 1.4 | E | 9 | 3130 | C | 8 | 77777 | A | 7 | 1.6 | E | 8 | 0.093 | F | 8 | 0.15 | F | 8 | 0 | 1 | D | 9 | 0 | C | 8
[26 empty] | 3721300% | 12:00 | 711 | 1400 | 458 | 2 | 9 | 524 | 2 | 21 | 191 | 2 | 9 | 479 | 2 | 9 | 525 | 2 | 21 | 211 | 2 | 9 | 411 | 2 | 25 | 0 | B | 8 | 0 | B | 8 | 7.7 | E | 9 | -0.9 | E | 9 | 54 | A | 7 | 1000 | B | 8 | 190 | E | 9 | 1.3 | E | 9 | 3373 | C | 8 | 77777 | A | 7 | 1.6 | E | 8 | 0.093 | F | 8 | 0.15 | F | 8 | 0 | 1 | D | 9 | 0 | C | 8
[26 empty] | 3721300% | 13:00 | 706 | 1400 | 456 | 2 | 9 | 622 | 2 | 21 | 140 | 2 | 9 | 472 | 2 | 9 | 609 | 2 | 21 | 163 | 2 | 9 | 291 | 2 | 25 | 0 | B | 8 | 0 | B | 8 | 8.4 | E | 9 | -0.8 | E | 9 | 52 | A | 7 | 1000 | B | 8 | 230 | E | 9 | 2.3 | E | 9 | 3617 | C | 8 | 77777 | A | 7 | 1.5 | E | 8 | 0.093 | F | 8 | 0.15 | F | 8 | 0 | 1 | D | 9 | 0 | C | 8
[26 empty] | 3721300% | 14:00 | 634 | 1400 | 400 | 2 | 9 | 599 | 2 | 21 | 127 | 2 | 9 | 412 | 2 | 9 | 576 | 2 | 21 | 150 | 2 | 9 | 252 | 2 | 25 | 0 | B | 8 | 0 | B | 8 | 8 | E | 9 | -1.3 | E | 9 | 51 | A | 7 | 999 | B | 8 | 280 | E | 9 | 1.7 | E | 9 | 3860 | C | 8 | 77777 | A | 7 | 1.5 | E | 8 | 0.093 | F | 8 | 0.15 | F | 8 | 0 | 1 | D | 9 | 0 | C | 8
[26 empty] | 3721300% | 15:00 | 498 | 1400 | 297 | 2 | 9 | 548 | 2 | 21 | 101 | 2 | 9 | 304 | 2 | 9 | 502 | 2 | 21 | 125 | 2 | 9 | 188 | 2 | 25 | 0 | B | 8 | 0 | B | 8 | 8.6 | E | 9 | -1.2 | E | 9 | 50 | A | 7 | 999 | B | 8 | 290 | E | 9 | 2.2 | E | 9 | 4104 | C | 8 | 77777 | A | 7 | 1.5 | E | 8 | 0.093 | F | 8 | 0.15 | F | 8 | 0 | 1 | D | 9 | 0 | C | 8
[26 empty] | 3721300% | 16:00 | 308 | 1400 | 167 | 2 | 9 | 473 | 2 | 21 | 62 | 2 | 9 | 170 | 2 | 9 | 373 | 2 | 21 | 87 | 2 | 9 | 110 | 2 | 25 | 0 | B | 8 | 0 | B | 8 | 8.2 | E | 9 | -0.5 | E | 9 | 54 | A | 7 | 998 | B | 8 | 300 | E | 9 | 2.7 | E | 9 | 4347 | C | 8 | 77777 | A | 7 | 1.4 | E | 8 | 0.093 | F | 8 | 0.15 | F | 8 | 0 | 1 | D | 9 | 0 | C | 8
[26 empty] | 3721300% | 17:00 | 85 | 1202 | 22 | 2 | 9 | 108 | 2 | 21 | 15 | 2 | 9 | 25 | 2 | 9 | 47 | 2 | 21 | 22 | 2 | 9 | 26 | 2 | 25 | 0 | B | 8 | 0 | B | 8 | 6.7 | E | 9 | -1 | E | 9 | 57 | A | 7 | 998 | B | 8 | 300 | E | 9 | 3.6 | E | 9 | 4591 | C | 8 | 77777 | A | 7 | 1.4 | E | 8 | 0.093 | F | 8 | 0.15 | F | 8 | 0 | 1 | D | 9 | 0 | C | 8
[26 empty] | 3721300% | 18:00 | 0 | 0 | 0 | 2 | 0 | 0 | 2 | 0 | 0 | 2 | 0 | 0 | 2 | 0 | 0 | 2 | 0 | 0 | 2 | 0 | 0 | 2 | 0 | 0 | B | 8 | 0 | B | 8 | 5.7 | E | 9 | -0.3 | E | 9 | 65 | A | 7 | 998 | B | 8 | 320 | E | 9 | 5.6 | E | 9 | 4834 | C | 8 | 77777 | A | 7 | 1.4 | E | 8 | 0.093 | F | 8 | 0.15 | F | 8 | 0 | 1 | D | 9 | 0 | C | 8
[26 empty] | 3721300% | 19:00 | 0 | 0 | 0 | 2 | 0 | 0 | 2 | 0 | 0 | 2 | 0 | 0 | 2 | 0 | 0 | 2 | 0 | 0 | 2 | 0 | 0 | 2 | 0 | 0 | B | 8 | 0 | B | 8 | 4.7 | E | 9 | -0.8 | E | 9 | 67 | A | 7 | 997 | B | 8 | 330 | E | 9 | 5.5 | E | 9 | 5078 | C | 8 | 77777 | A | 7 | 1.4 | E | 8 | 0.093 | F | 8 | 0.15 | F | 8 | 0 | 1 | D | 9 | 0 | C | 8
[26 empty] | 3721300% | 20:00 | 0 | 0 | 0 | 2 | 0 | 0 | 2 | 0 | 0 | 2 | 0 | 0 | 2 | 0 | 0 | 2 | 0 | 0 | 2 | 0 | 0 | 2 | 0 | 1 | B | 8 | 1 | B | 8 | 4.9 | E | 9 | -1.2 | E | 9 | 64 | A | 7 | 997 | B | 8 | 340 | E | 9 | 6.6 | E | 9 | 5321 | C | 8 | 77777 | A | 7 | 1.3 | E | 8 | 0.093 | F | 8 | 0.15 | F | 8 | 0 | 1 | D | 9 | 0 | C | 8
[26 empty] | 3721300% | 21:00 | 0 | 0 | 0 | 2 | 0 | 0 | 2 | 0 | 0 | 2 | 0 | 0 | 2 | 0 | 0 | 2 | 0 | 0 | 2 | 0 | 0 | 2 | 0 | 1 | B | 8 | 1 | B | 8 | 4.7 | E | 9 | -0.8 | E | 9 | 67 | A | 7 | 996 | B | 8 | 350 | E | 9 | 6.3 | E | 9 | 5565 | C | 8 | 77777 | A | 7 | 1.3 | E | 8 | 0.093 | F | 8 | 0.15 | F | 8 | 0 | 1 | D | 9 | 0 | C | 8
[26 empty] | 3721300% | 22:00 | 0 | 0 | 0 | 2 | 0 | 0 | 2 | 0 | 0 | 2 | 0 | 0 | 2 | 0 | 0 | 2 | 0 | 0 | 2 | 0 | 0 | 2 | 0 | 4 | B | 8 | 4 | B | 8 | 4.6 | E | 9 | -0.3 | E | 9 | 70 | A | 7 | 996 | B | 8 | 10 | E | 9 | 5.9 | E | 9 | 5808 | C | 8 | 77777 | A | 7 | 1.3 | E | 8 | 0.093 | F | 8 | 0.15 | F | 8 | 0 | 1 | D | 9 | 0 | C | 8
[26 empty] | 3721300% | 23:00 | 0 | 0 | 0 | 2 | 0 | 0 | 2 | 0 | 0 | 2 | 0 | 0 | 2 | 0 | 0 | 2 | 0 | 0 | 2 | 0 | 0 | 2 | 0 | 4 | B | 8 | 4 | B | 8 | 5.1 | E | 9 | 0.1 | E | 9 | 70 | A | 7 | 995 | B | 8 | 20 | E | 9 | 5.7 | E | 9 | 6052 | C | 8 | 77777 | A | 7 | 1.3 | E | 8 | 0.093 | F | 8 | 0.15 | F | 8 | 0 | 1 | D | 9 | 0 | C | 8
[26 empty] | 3721300% | 24:00 | 0 | 0 | 0 | 2 | 0 | 0 | 2 | 0 | 0 | 2 | 0 | 0 | 2 | 0 | 0 | 2 | 0 | 0 | 2 | 0 | 0 | 2 | 0 | 4 | B | 8 | 4 | B | 8 | 5.1 | E | 9 | 0.4 | E | 9 | 72 | A | 7 | 995 | B | 8 | 30 | E | 9 | 5.4 | E | 9 | 6295 | C | 8 | 77777 | A | 7 | 1.2 | E | 8 | 0.093 | F | 8 | 0.15 | F | 8 | 0 | 1 | D | 9 | 0 | C | 8
[26 empty] | 3721400% | 1:00 | 0 | 0 | 0 | 2 | 0 | 0 | 2 | 0 | 0 | 2 | 0 | 0 | 2 | 0 | 0 | 2 | 0 | 0 | 2 | 0 | 0 | 2 | 0 | 4 | B | 8 | 4 | B | 8 | 5.4 | E | 9 | 1.3 | E | 9 | 75 | A | 7 | 995 | B | 8 | 40 | E | 9 | 5.1 | E | 9 | 6539 | C | 8 | 77777 | A | 7 | 1.2 | E | 8 | 0.092 | F | 8 | 0.15 | F | 8 | 0 | 1 | D | 9 | 0 | C | 8
[26 empty] | 3721400% | 2:00 | 0 | 0 | 0 | 2 | 0 | 0 | 2 | 0 | 0 | 2 | 0 | 0 | 2 | 0 | 0 | 2 | 0 | 0 | 2 | 0 | 0 | 2 | 0 | 4 | B | 8 | 4 | B | 8 | 5.2 | E | 9 | 1.6 | E | 9 | 78 | A | 7 | 994 | B | 8 | 70 | E | 9 | 4.8 | E | 9 | 6782 | C | 8 | 77777 | A | 7 | 1.2 | E | 8 | 0.092 | F | 8 | 0.15 | F | 8 | 0 | 1 | D | 9 | 0 | C | 8
[26 empty] | 3721400% | 3:00 | 0 | 0 | 0 | 2 | 0 | 0 | 2 | 0 | 0 | 2 | 0 | 0 | 2 | 0 | 0 | 2 | 0 | 0 | 2 | 0 | 0 | 2 | 0 | 4 | B | 8 | 4 | B | 8 | 5.2 | E | 9 | 1.9 | E | 9 | 79 | A | 7 | 994 | B | 8 | 80 | E | 9 | 4.4 | E | 9 | 7026 | C | 8 | 77777 | A | 7 | 1.3 | E | 8 | 0.092 | F | 8 | 0.15 | F | 8 | 0 | 1 | D | 9 | 0 | C | 8
[26 empty] | 3721400% | 4:00 | 0 | 0 | 0 | 2 | 0 | 0 | 2 | 0 | 0 | 2 | 0 | 0 | 2 | 0 | 0 | 2 | 0 | 0 | 2 | 0 | 0 | 2 | 0 | 4 | B | 8 | 4 | B | 8 | 5.3 | E | 9 | 2.3 | E | 9 | 81 | A | 7 | 993 | B | 8 | 90 | E | 9 | 4.2 | E | 9 | 7269 | C | 8 | 77777 | A | 7 | 1.3 | E | 8 | 0.092 | F | 8 | 0.15 | F | 8 | 0 | 1 | D | 9 | 0 | C | 8
[26 empty] | 3721400% | 5:00 | 0 | 0 | 0 | 2 | 0 | 0 | 2 | 0 | 0 | 2 | 0 | 0 | 2 | 0 | 0 | 2 | 0 | 0 | 2 | 0 | 0 | 2 | 0 | 4 | B | 8 | 4 | B | 8 | 5.3 | E | 9 | 2.7 | E | 9 | 83 | A | 7 | 993 | B | 8 | 110 | E | 9 | 3.9 | E | 9 | 7513 | C | 8 | 77777 | A | 7 | 1.3 | E | 8 | 0.092 | F | 8 | 0.15 | F | 8 | 0 | 1 | D | 9 | 0 | C | 8
[26 empty] | 3721400% | 6:00 | 0 | 0 | 0 | 2 | 0 | 0 | 2 | 0 | 0 | 2 | 0 | 0 | 2 | 0 | 0 | 2 | 0 | 0 | 2 | 0 | 0 | 2 | 0 | 3 | B | 8 | 2 | B | 8 | 5 | E | 9 | 3 | E | 9 | 87 | A | 7 | 992 | B | 8 | 120 | E | 9 | 3.5 | E | 9 | 7756 | C | 8 | 77777 | A | 7 | 1.3 | E | 8 | 0.092 | F | 8 | 0.15 | F | 8 | 0 | 1 | D | 9 | 0 | C | 8
[26 empty] | 3721400% | 7:00 | 0 | 0 | 0 | 2 | 0 | 0 | 2 | 0 | 0 | 2 | 0 | 0 | 2 | 0 | 0 | 2 | 0 | 0 | 2 | 0 | 0 | 2 | 0 | 0 | E | 9 | 0 | E | 9 | 5.6 | E | 9 | 2.7 | E | 9 | 82 | A | 7 | 992 | B | 8 | 130 | E | 9 | 3.3 | E | 9 | 8000 | B | 7 | 77777 | A | 7 | 1.3 | E | 8 | 0.092 | F | 8 | 0.15 | F | 8 | 0 | 1 | D | 9 | 0 | C | 8
[26 empty] | 3721400% | 8:00 | 109 | 1365 | 0 | 2 | 9 | 0 | 2 | 21 | 0 | 2 | 9 | 0 | 2 | 9 | 0 | 2 | 21 | 0 | 2 | 9 | 0 | 2 | 25 | 0 | E | 9 | 0 | E | 9 | 6.4 | E | 9 | 3.4 | E | 9 | 81 | A | 7 | 991 | B | 8 | 150 | E | 9 | 0.6 | E | 9 | 6400 | B | 7 | 77777 | A | 7 | 1.4 | E | 8 | 0.092 | F | 8 | 0.15 | F | 8 | 0 | 1 | D | 9 | 0 | C | 8
[26 empty] | 3721400% | 9:00 | 331 | 1400 | 187 | 2 | 9 | 413 | 2 | 21 | 89 | 2 | 9 | 192 | 2 | 9 | 333 | 2 | 21 | 113 | 2 | 9 | 166 | 2 | 25 | 0 | E | 9 | 0 | E | 9 | 7 | A | 7 | 4 | A | 7 | 81 | A | 7 | 991 | B | 8 | 190 | E | 9 | 1.4 | E | 9 | 6400 | B | 7 | 77777 | A | 7 | 1.4 | E | 8 | 0.092 | F | 8 | 0.15 | F | 8 | 0 | 1 | D | 9 | 10 | C | 8
[26 empty] | 3721400% | 10:00 | 514 | 1400 | 303 | 2 | 9 | 502 | 2 | 21 | 118 | 2 | 9 | 319 | 2 | 9 | 472 | 2 | 21 | 145 | 2 | 9 | 226 | 2 | 25 | 0 | B | 8 | 0 | B | 8 | 8 | A | 7 | 4 | A | 7 | 76 | A | 7 | 991 | B | 8 | 210 | A | 7 | 2.1 | A | 7 | 8000 | B | 7 | 77777 | A | 7 | 1.4 | E | 8 | 0.092 | F | 8 | 0.15 | F | 8 | 0 | 1 | D | 9 | 5 | C | 8
[26 empty] | 3721400% | 11:00 | 642 | 1400 | 425 | 2 | 9 | 663 | 2 | 21 | 120 | 2 | 9 | 441 | 2 | 9 | 642 | 2 | 21 | 146 | 2 | 9 | 242 | 2 | 25 | 0 | E | 9 | 0 | E | 9 | 11 | A | 7 | 5 | A | 7 | 66 | A | 7 | 990 | B | 8 | 220 | B | 8 | 3.1 | A | 7 | 8000 | B | 7 | 77777 | A | 7 | 1.4 | E | 8 | 0.092 | F | 8 | 0.15 | F | 8 | 0 | 1 | D | 9 | 5 | C | 8
[26 empty] | 3721400% | 12:00 | 706 | 1400 | 470 | 2 | 9 | 675 | 2 | 21 | 129 | 2 | 9 | 491 | 2 | 9 | 664 | 2 | 21 | 155 | 2 | 9 | 272 | 2 | 25 | 0 | E | 9 | 0 | E | 9 | 13 | A | 7 | 6 | A | 7 | 62 | A | 7 | 990 | B | 8 | 230 | A | 7 | 3.6 | A | 7 | 9700 | B | 7 | 77777 | A | 7 | 1.4 | E | 8 | 0.092 | F | 8 | 0.15 | F | 8 | 0 | 1 | D | 9 | 5 | C | 8
[26 empty] | 3721400% | 13:00 | 702 | 1400 | 467 | 2 | 9 | 682 | 2 | 21 | 124 | 2 | 9 | 488 | 2 | 9 | 671 | 2 | 21 | 150 | 2 | 9 | 262 | 2 | 25 | 0 | E | 9 | 0 | E | 9 | 15 | A | 7 | 6 | A | 7 | 55 | A | 7 | 989 | B | 8 | 200 | A | 7 | 3.1 | A | 7 | 11300 | B | 7 | 77777 | A | 7 | 1.5 | E | 8 | 0.092 | F | 8 | 0.15 | F | 8 | 0 | 1 | D | 9 | 0 | C | 8
[26 empty] | 3721400% | 14:00 | 630 | 1400 | 400 | 2 | 9 | 611 | 2 | 21 | 124 | 2 | 9 | 413 | 2 | 9 | 588 | 2 | 21 | 148 | 2 | 9 | 246 | 2 | 25 | 0 | E | 9 | 0 | E | 9 | 17 | A | 7 | 7 | A | 7 | 52 | A | 7 | 989 | B | 8 | 200 | A | 7 | 2.1 | A | 7 | 11300 | B | 7 | 77777 | A | 7 | 1.5 | E | 8 | 0.092 | F | 8 | 0.15 | F | 8 | 0 | 1 | D | 9 | 0 | C | 8
[26 empty] | 3721400% | 15:00 | 494 | 1400 | 297 | 2 | 9 | 560 | 2 | 21 | 99 | 2 | 9 | 305 | 2 | 9 | 512 | 2 | 21 | 124 | 2 | 9 | 184 | 2 | 25 | 0 | E | 9 | 0 | E | 9 | 19 | A | 7 | 7 | A | 7 | 46 | A | 7 | 988 | B | 8 | 190 | A | 7 | 3.6 | A | 7 | 14500 | B | 7 | 77777 | A | 7 | 1.5 | E | 8 | 0.092 | F | 8 | 0.15 | F | 8 | 0 | 1 | D | 9 | 0 | C | 8
[26 empty] | 3721400% | 16:00 | 305 | 1400 | 162 | 2 | 9 | 445 | 2 | 21 | 64 | 2 | 9 | 164 | 2 | 9 | 349 | 2 | 21 | 88 | 2 | 9 | 113 | 2 | 25 | 0 | E | 9 | 0 | E | 9 | 17 | A | 7 | 7 | A | 7 | 52 | A | 7 | 988 | B | 8 | 150 | A | 7 | 6.2 | A | 7 | 16100 | B | 7 | 77777 | A | 7 | 1.5 | E | 8 | 0.092 | F | 8 | 0.15 | F | 8 | 0 | 1 | D | 9 | 0 | C | 8
[26 empty] | 3721400% | 17:00 | 82 | 1179 | 21 | 2 | 9 | 115 | 2 | 21 | 15 | 2 | 9 | 26 | 2 | 9 | 50 | 2 | 21 | 22 | 2 | 9 | 26 | 2 | 25 | 0 | E | 9 | 0 | E | 9 | 16 | A | 7 | 7 | A | 7 | 55 | A | 7 | 988 | B | 8 | 150 | A | 7 | 4.6 | A | 7 | 16100 | B | 7 | 77777 | A | 7 | 1.5 | E | 8 | 0.092 | F | 8 | 0.15 | F | 8 | 0 | 1 | D | 9 | 0 | C | 8
[26 empty] | 3721400% | 18:00 | 0 | 0 | 0 | 2 | 0 | 0 | 2 | 0 | 0 | 2 | 0 | 0 | 2 | 0 | 0 | 2 | 0 | 0 | 2 | 0 | 0 | 2 | 0 | 0 | E | 9 | 0 | E | 9 | 16 | A | 7 | 7 | A | 7 | 55 | A | 7 | 987 | B | 8 | 170 | A | 7 | 5.7 | A | 7 | 16100 | B | 7 | 77777 | A | 7 | 1.5 | E | 8 | 0.092 | F | 8 | 0.15 | F | 8 | 0 | 1 | D | 9 | 0 | C | 8
[26 empty] | 3721400% | 19:00 | 0 | 0 | 0 | 2 | 0 | 0 | 2 | 0 | 0 | 2 | 0 | 0 | 2 | 0 | 0 | 2 | 0 | 0 | 2 | 0 | 0 | 2 | 0 | 0 | E | 9 | 0 | A | 7 | 16 | A | 7 | 7 | A | 7 | 55 | A | 7 | 987 | B | 8 | 170 | A | 7 | 5.1 | A | 7 | 16100 | B | 7 | 77777 | A | 7 | 1.5 | E | 8 | 0.092 | F | 8 | 0.15 | F | 8 | 0 | 1 | D | 9 | 0 | C | 8
[26 empty] | 3721400% | 20:00 | 0 | 0 | 0 | 2 | 0 | 0 | 2 | 0 | 0 | 2 | 0 | 0 | 2 | 0 | 0 | 2 | 0 | 0 | 2 | 0 | 0 | 2 | 0 | 3 | E | 9 | 3 | E | 9 | 16 | A | 7 | 4 | A | 7 | 45 | A | 7 | 986 | B | 8 | 190 | A | 7 | 4.6 | A | 7 | 16100 | B | 7 | 77777 | A | 7 | 1.5 | E | 8 | 0.092 | F | 8 | 0.15 | F | 8 | 0 | 1 | D | 9 | 0 | C | 8
[26 empty] | 3721400% | 21:00 | 0 | 0 | 0 | 2 | 0 | 0 | 2 | 0 | 0 | 2 | 0 | 0 | 2 | 0 | 0 | 2 | 0 | 0 | 2 | 0 | 0 | 2 | 0 | 4 | E | 9 | 4 | E | 9 | 15 | A | 7 | 6 | A | 7 | 55 | A | 7 | 986 | A | 7 | 190 | A | 7 | 5.1 | A | 7 | 16100 | B | 7 | 77777 | A | 7 | 1.5 | E | 8 | 0.092 | F | 8 | 0.15 | F | 8 | 0 | 1 | D | 9 | 0 | C | 8
[26 empty] | 3721400% | 22:00 | 0 | 0 | 0 | 2 | 0 | 0 | 2 | 0 | 0 | 2 | 0 | 0 | 2 | 0 | 0 | 2 | 0 | 0 | 2 | 0 | 0 | 2 | 0 | 10 | E | 9 | 10 | E | 9 | 16 | A | 7 | 6 | A | 7 | 51 | A | 7 | 986 | A | 7 | 190 | A | 7 | 5.1 | A | 7 | 16100 | B | 7 | 2400 | A | 7 | 1.5 | E | 8 | 0.092 | F | 8 | 0.15 | F | 8 | 0 | 1 | D | 9 | 0 | C | 8
[26 empty] | 3721400% | 23:00 | 0 | 0 | 0 | 2 | 0 | 0 | 2 | 0 | 0 | 2 | 0 | 0 | 2 | 0 | 0 | 2 | 0 | 0 | 2 | 0 | 0 | 2 | 0 | 10 | E | 9 | 10 | E | 9 | 16 | A | 7 | 6 | A | 7 | 51 | A | 7 | 986 | A | 7 | 290 | A | 7 | 5.7 | A | 7 | 14500 | B | 7 | 2100 | A | 7 | 1.5 | E | 8 | 0.092 | F | 8 | 0.15 | F | 8 | 0 | 1 | D | 9 | 0 | C | 8
[26 empty] | 3721400% | 24:00 | 0 | 0 | 0 | 2 | 0 | 0 | 2 | 0 | 0 | 2 | 0 | 0 | 2 | 0 | 0 | 2 | 0 | 0 | 2 | 0 | 0 | 2 | 0 | 10 | E | 9 | 10 | E | 9 | 16 | A | 7 | 8 | A | 7 | 59 | A | 7 | 986 | A | 7 | 260 | A | 7 | 3.6 | A | 7 | 16100 | B | 7 | 1800 | A | 7 | 1.5 | E | 8 | 0.092 | F | 8 | 0.15 | F | 8 | 0 | 1 | D | 9 | 0 | C | 8
[26 empty] | 3721500% | 1:00 | 0 | 0 | 0 | 2 | 0 | 0 | 2 | 0 | 0 | 2 | 0 | 0 | 2 | 0 | 0 | 2 | 0 | 0 | 2 | 0 | 0 | 2 | 0 | 10 | E | 9 | 10 | E | 9 | 15 | A | 7 | 8 | A | 7 | 63 | A | 7 | 985 | A | 7 | 270 | A | 7 | 6.7 | A | 7 | 16100 | B | 7 | 2400 | A | 7 | 1.5 | E | 8 | 0.091 | F | 8 | 0.15 | F | 8 | 0 | 1 | D | 9 | 0 | C | 8
[26 empty] | 3721500% | 2:00 | 0 | 0 | 0 | 2 | 0 | 0 | 2 | 0 | 0 | 2 | 0 | 0 | 2 | 0 | 0 | 2 | 0 | 0 | 2 | 0 | 0 | 2 | 0 | 10 | E | 9 | 10 | E | 9 | 11 | A | 7 | 3 | A | 7 | 58 | A | 7 | 986 | A | 7 | 300 | A | 7 | 8.2 | A | 7 | 16100 | B | 7 | 1260 | A | 7 | 1.4 | E | 8 | 0.091 | F | 8 | 0.15 | F | 8 | 0 | 1 | D | 9 | 61 | C | 8
[26 empty] | 3721500% | 3:00 | 0 | 0 | 0 | 2 | 0 | 0 | 2 | 0 | 0 | 2 | 0 | 0 | 2 | 0 | 0 | 2 | 0 | 0 | 2 | 0 | 0 | 2 | 0 | 10 | E | 9 | 10 | E | 9 | 9 | A | 7 | 1 | A | 7 | 57 | A | 7 | 988 | A | 7 | 310 | A | 7 | 5.7 | A | 7 | 16100 | B | 7 | 1500 | A | 7 | 1.3 | E | 8 | 0.091 | F | 8 | 0.15 | F | 8 | 0 | 1 | D | 9 | 0 | C | 8
[26 empty] | 3721500% | 4:00 | 0 | 0 | 0 | 2 | 0 | 0 | 2 | 0 | 0 | 2 | 0 | 0 | 2 | 0 | 0 | 2 | 0 | 0 | 2 | 0 | 0 | 2 | 0 | 10 | E | 9 | 10 | E | 9 | 8 | A | 7 | 0 | A | 7 | 57 | A | 7 | 988 | A | 7 | 300 | A | 7 | 8.2 | A | 7 | 16100 | B | 7 | 1800 | A | 7 | 1.3 | E | 8 | 0.091 | F | 8 | 0.15 | F | 8 | 0 | 1 | D | 9 | 0 | C | 8
[26 empty] | 3721500% | 5:00 | 0 | 0 | 0 | 2 | 0 | 0 | 2 | 0 | 0 | 2 | 0 | 0 | 2 | 0 | 0 | 2 | 0 | 0 | 2 | 0 | 0 | 2 | 0 | 10 | E | 9 | 10 | E | 9 | 7 | A | 7 | 0 | A | 7 | 61 | A | 7 | 989 | A | 7 | 300 | A | 7 | 7.2 | A | 7 | 16100 | B | 7 | 1140 | A | 7 | 1.2 | E | 8 | 0.091 | F | 8 | 0.15 | F | 8 | 0 | 1 | D | 9 | 0 | C | 8
[26 empty] | 3721500% | 6:00 | 0 | 0 | 0 | 2 | 0 | 0 | 2 | 0 | 0 | 2 | 0 | 0 | 2 | 0 | 0 | 2 | 0 | 0 | 2 | 0 | 0 | 2 | 0 | 8 | E | 9 | 6 | E | 9 | 6 | A | 7 | -1 | A | 7 | 60 | A | 7 | 989 | A | 7 | 310 | A | 7 | 7.7 | A | 7 | 16100 | B | 7 | 77777 | A | 7 | 1.1 | E | 8 | 0.091 | F | 8 | 0.15 | F | 8 | 0 | 1 | D | 9 | 0 | C | 8
[26 empty] | 3721500% | 7:00 | 0 | 0 | 0 | 2 | 0 | 0 | 2 | 0 | 0 | 2 | 0 | 0 | 2 | 0 | 0 | 2 | 0 | 0 | 2 | 0 | 0 | 2 | 0 | 3 | E | 9 | 3 | E | 9 | 4 | A | 7 | -1 | A | 7 | 69 | A | 7 | 990 | A | 7 | 310 | A | 7 | 5.1 | A | 7 | 16100 | B | 7 | 77777 | A | 7 | 1 | E | 8 | 0.091 | F | 8 | 0.15 | F | 8 | 0 | 1 | D | 9 | 0 | C | 8
[26 empty] | 3721500% | 8:00 | 104 | 1343 | 0 | 2 | 9 | 0 | 2 | 21 | 0 | 2 | 9 | 0 | 2 | 9 | 0 | 2 | 21 | 0 | 2 | 9 | 0 | 2 | 25 | 5 | E | 9 | 5 | E | 9 | 4 | A | 7 | -1 | A | 7 | 69 | A | 7 | 990 | A | 7 | 310 | A | 7 | 2.6 | A | 7 | 16100 | B | 7 | 77777 | A | 7 | 1 | E | 8 | 0.091 | F | 8 | 0.15 | F | 8 | 0 | 1 | D | 9 | 0 | C | 8
[26 empty] | 3721500% | 9:00 | 326 | 1401 | 172 | 2 | 9 | 217 | 2 | 21 | 122 | 2 | 9 | 178 | 2 | 9 | 175 | 2 | 21 | 137 | 2 | 9 | 257 | 2 | 25 | 5 | E | 9 | 5 | E | 9 | 6 | A | 7 | -5 | A | 7 | 43 | A | 7 | 991 | A | 7 | 300 | A | 7 | 8.2 | A | 7 | 16100 | B | 7 | 77777 | A | 7 | 0.9 | E | 8 | 0.091 | F | 8 | 0.15 | F | 8 | 0 | 1 | D | 9 | 0 | C | 8
[26 empty] | 3721500% | 10:00 | 509 | 1401 | 142 | 2 | 9 | 12 | 2 | 21 | 137 | 2 | 9 | 159 | 2 | 9 | 8 | 2 | 21 | 156 | 2 | 9 | 512 | 2 | 25 | 8 | E | 9 | 8 | E | 9 | 7 | A | 7 | -6 | A | 7 | 37 | A | 7 | 991 | A | 7 | 290 | A | 7 | 9.8 | A | 7 | 16100 | B | 7 | 1500 | A | 7 | 0.8 | E | 8 | 0.091 | F | 8 | 0.15 | F | 8 | 0 | 1 | D | 9 | 0 | C | 8
[26 empty] | 3721500% | 11:00 | 638 | 1401 | 127 | 2 | 9 | 0 | 2 | 21 | 127 | 2 | 9 | 148 | 2 | 9 | 0 | 2 | 21 | 148 | 2 | 9 | 543 | 2 | 25 | 8 | E | 9 | 8 | E | 9 | 8 | A | 7 | -6 | A | 7 | 34 | A | 7 | 991 | A | 7 | 310 | A | 7 | 8.7 | A | 7 | 16100 | B | 7 | 1500 | A | 7 | 0.8 | E | 8 | 0.091 | F | 8 | 0.15 | F | 8 | 0 | 1 | D | 9 | 0 | C | 8
[26 empty] | 3721500% | 12:00 | 702 | 1401 | 141 | 2 | 9 | 0 | 2 | 21 | 141 | 2 | 9 | 165 | 2 | 9 | 0 | 2 | 21 | 165 | 2 | 9 | 616 | 2 | 25 | 10 | E | 9 | 10 | E | 9 | 7 | A | 7 | -6 | A | 7 | 37 | A | 7 | 991 | A | 7 | 310 | A | 7 | 8.7 | A | 7 | 16100 | B | 7 | 1800 | A | 7 | 0.7 | E | 8 | 0.091 | F | 8 | 0.15 | F | 8 | 0 | 1 | D | 9 | 0 | C | 8
[26 empty] | 3721500% | 13:00 | 698 | 1401 | 136 | 2 | 9 | 0 | 2 | 21 | 136 | 2 | 9 | 159 | 2 | 9 | 0 | 2 | 21 | 159 | 2 | 9 | 597 | 2 | 25 | 9 | E | 9 | 9 | E | 9 | 8 | A | 7 | -4 | A | 7 | 41 | A | 7 | 991 | A | 7 | 310 | A | 7 | 7.2 | A | 7 | 16100 | B | 7 | 2100 | A | 7 | 0.6 | E | 8 | 0.091 | F | 8 | 0.15 | F | 8 | 0 | 1 | D | 9 | 0 | C | 8
[26 empty] | 3721500% | 14:00 | 626 | 1401 | 120 | 2 | 9 | 0 | 2 | 21 | 120 | 2 | 9 | 140 | 2 | 9 | 0 | 2 | 21 | 140 | 2 | 9 | 515 | 2 | 25 | 10 | E | 9 | 10 | E | 9 | 6 | A | 7 | -3 | A | 7 | 51 | A | 7 | 991 | A | 7 | 330 | A | 7 | 8.2 | A | 7 | 16100 | B | 7 | 1500 | A | 7 | 0.7 | E | 8 | 0.091 | F | 8 | 0.15 | F | 8 | 0 | 1 | D | 9 | 0 | C | 8
[26 empty] | 3721500% | 15:00 | 490 | 1401 | 291 | 2 | 9 | 414 | 2 | 21 | 146 | 2 | 9 | 298 | 2 | 9 | 382 | 2 | 21 | 164 | 2 | 9 | 287 | 2 | 25 | 8 | E | 9 | 8 | E | 9 | 6 | A | 7 | -4 | A | 7 | 47 | A | 7 | 992 | A | 7 | 310 | A | 7 | 8.2 | A | 7 | 16100 | B | 7 | 1410 | A | 7 | 0.7 | E | 8 | 0.091 | F | 8 | 0.15 | F | 8 | 0 | 1 | D | 9 | 0 | C | 8
[26 empty] | 3721500% | 16:00 | 302 | 1401 | 152 | 2 | 9 | 405 | 2 | 21 | 64 | 2 | 9 | 160 | 2 | 9 | 315 | 2 | 21 | 91 | 2 | 9 | 116 | 2 | 25 | 5 | E | 9 | 5 | E | 9 | 6 | A | 7 | -3 | A | 7 | 51 | A | 7 | 993 | A | 7 | 300 | A | 7 | 5.7 | A | 7 | 16100 | B | 7 | 77777 | A | 7 | 0.7 | E | 8 | 0.091 | F | 8 | 0.15 | F | 8 | 0 | 1 | D | 9 | 0 | C | 8
[26 empty] | 3721500% | 17:00 | 80 | 1179 | 21 | 2 | 9 | 122 | 2 | 21 | 14 | 2 | 9 | 24 | 2 | 9 | 61 | 2 | 21 | 20 | 2 | 9 | 26 | 2 | 25 | 8 | E | 9 | 8 | E | 9 | 4 | A | 7 | -4 | A | 7 | 54 | A | 7 | 993 | A | 7 | 330 | A | 7 | 7.7 | A | 7 | 16100 | B | 7 | 1380 | A | 7 | 0.8 | E | 8 | 0.091 | F | 8 | 0.15 | F | 8 | 0 | 1 | D | 9 | 0 | C | 8
[26 empty] | 3721500% | 18:00 | 0 | 0 | 0 | 2 | 0 | 0 | 2 | 0 | 0 | 2 | 0 | 0 | 2 | 0 | 0 | 2 | 0 | 0 | 2 | 0 | 0 | 2 | 0 | 4 | B | 8 | 4 | B | 8 | 2.8 | B | 8 | -3.9 | B | 8 | 59 | A | 7 | 994 | B | 8 | 320 | B | 8 | 5.4 | B | 8 | 16100 | C | 8 | 11690 | B | 8 | 0.8 | E | 8 | 0.091 | F | 8 | 0.15 | F | 8 | 0 | 1 | D | 9 | 0 | C | 8
[26 empty] | 3721500% | 19:00 | 0 | 0 | 0 | 2 | 0 | 0 | 2 | 0 | 0 | 2 | 0 | 0 | 2 | 0 | 0 | 2 | 0 | 0 | 2 | 0 | 0 | 2 | 0 | 0 | E | 9 | 0 | A | 7 | 2 | A | 7 | -4 | A | 7 | 62 | A | 7 | 994 | A | 7 | 300 | A | 7 | 3.1 | A | 7 | 16100 | B | 7 | 77777 | A | 7 | 0.8 | E | 8 | 0.091 | F | 8 | 0.15 | F | 8 | 0 | 1 | D | 9 | 0 | C | 8
[26 empty] | 3721500% | 20:00 | 0 | 0 | 0 | 2 | 0 | 0 | 2 | 0 | 0 | 2 | 0 | 0 | 2 | 0 | 0 | 2 | 0 | 0 | 2 | 0 | 0 | 2 | 0 | 0 | E | 9 | 0 | E | 9 | 1 | A | 7 | -4 | A | 7 | 67 | A | 7 | 994 | A | 7 | 290 | A | 7 | 2.6 | A | 7 | 16100 | B | 7 | 77777 | A | 7 | 0.9 | E | 8 | 0.091 | F | 8 | 0.15 | F | 8 | 0 | 1 | D | 9 | 0 | C | 8
[26 empty] | 3721500% | 21:00 | 0 | 0 | 0 | 2 | 0 | 0 | 2 | 0 | 0 | 2 | 0 | 0 | 2 | 0 | 0 | 2 | 0 | 0 | 2 | 0 | 0 | 2 | 0 | 0 | E | 9 | 0 | E | 9 | 2 | A | 7 | -4 | A | 7 | 62 | A | 7 | 995 | A | 7 | 300 | A | 7 | 2.1 | A | 7 | 16100 | B | 7 | 77777 | A | 7 | 0.9 | E | 8 | 0.091 | F | 8 | 0.15 | F | 8 | 0 | 1 | D | 9 | 0 | C | 8
[26 empty] | 3721500% | 22:00 | 0 | 0 | 0 | 2 | 0 | 0 | 2 | 0 | 0 | 2 | 0 | 0 | 2 | 0 | 0 | 2 | 0 | 0 | 2 | 0 | 0 | 2 | 0 | 2 | E | 9 | 1 | E | 9 | 1 | A | 7 | -4 | A | 7 | 67 | A | 7 | 995 | A | 7 | 270 | B | 8 | 2.4 | B | 8 | 16100 | B | 7 | 77777 | A | 7 | 0.9 | E | 8 | 0.091 | F | 8 | 0.15 | F | 8 | 0 | 1 | D | 9 | 0 | C | 8
[26 empty] | 3721500% | 23:00 | 0 | 0 | 0 | 2 | 0 | 0 | 2 | 0 | 0 | 2 | 0 | 0 | 2 | 0 | 0 | 2 | 0 | 0 | 2 | 0 | 0 | 2 | 0 | 1 | E | 9 | 1 | E | 9 | 2 | A | 7 | -4 | A | 7 | 62 | A | 7 | 995 | A | 7 | 240 | A | 7 | 2.6 | A | 7 | 16100 | B | 7 | 77777 | A | 7 | 1 | E | 8 | 0.091 | F | 8 | 0.15 | F | 8 | 0 | 1 | D | 9 | 0 | C | 8
[26 empty] | 3721500% | 24:00 | 0 | 0 | 0 | 2 | 0 | 0 | 2 | 0 | 0 | 2 | 0 | 0 | 2 | 0 | 0 | 2 | 0 | 0 | 2 | 0 | 0 | 2 | 0 | 7 | E | 9 | 7 | E | 9 | 1 | A | 7 | -4 | A | 7 | 67 | A | 7 | 994 | A | 7 | 220 | B | 8 | 2.4 | B | 8 | 16100 | B | 7 | 77777 | A | 7 | 1 | E | 8 | 0.091 | F | 8 | 0.15 | F | 8 | 0 | 1 | D | 9 | 0 | C | 8
[26 empty] | 3721600% | 1:00 | 0 | 0 | 0 | 2 | 0 | 0 | 2 | 0 | 0 | 2 | 0 | 0 | 2 | 0 | 0 | 2 | 0 | 0 | 2 | 0 | 0 | 2 | 0 | 6 | E | 9 | 5 | E | 9 | 0 | A | 7 | -5 | A | 7 | 66 | A | 7 | 994 | A | 7 | 200 | A | 7 | 2.1 | A | 7 | 16100 | B | 7 | 77777 | A | 7 | 1 | E | 8 | 0.091 | F | 8 | 0.15 | F | 8 | 0 | 1 | D | 9 | 0 | C | 8
[26 empty] | 3721600% | 2:00 | 0 | 0 | 0 | 2 | 0 | 0 | 2 | 0 | 0 | 2 | 0 | 0 | 2 | 0 | 0 | 2 | 0 | 0 | 2 | 0 | 0 | 2 | 0 | 7 | E | 9 | 6 | E | 9 | 1 | A | 7 | -4 | A | 7 | 67 | A | 7 | 994 | A | 7 | 200 | B | 8 | 1.8 | B | 8 | 16100 | B | 7 | 77777 | A | 7 | 1 | E | 8 | 0.091 | F | 8 | 0.15 | F | 8 | 0 | 1 | D | 9 | 0 | C | 8
[26 empty] | 3721600% | 3:00 | 0 | 0 | 0 | 2 | 0 | 0 | 2 | 0 | 0 | 2 | 0 | 0 | 2 | 0 | 0 | 2 | 0 | 0 | 2 | 0 | 0 | 2 | 0 | 6 | E | 9 | 5 | E | 9 | 1 | A | 7 | -4 | A | 7 | 67 | A | 7 | 994 | A | 7 | 190 | A | 7 | 1.5 | A | 7 | 16100 | B | 7 | 77777 | A | 7 | 1 | E | 8 | 0.091 | F | 8 | 0.15 | F | 8 | 0 | 1 | D | 9 | 0 | C | 8
[26 empty] | 3721600% | 4:00 | 0 | 0 | 0 | 2 | 0 | 0 | 2 | 0 | 0 | 2 | 0 | 0 | 2 | 0 | 0 | 2 | 0 | 0 | 2 | 0 | 0 | 2 | 0 | 0 | E | 9 | 0 | E | 9 | 0 | A | 7 | -4 | A | 7 | 72 | A | 7 | 994 | A | 7 | 180 | B | 8 | 1.9 | B | 8 | 16100 | B | 7 | 77777 | A | 7 | 1 | E | 8 | 0.091 | F | 8 | 0.15 | F | 8 | 0 | 1 | D | 9 | 0 | C | 8
[26 empty] | 3721600% | 5:00 | 0 | 0 | 0 | 2 | 0 | 0 | 2 | 0 | 0 | 2 | 0 | 0 | 2 | 0 | 0 | 2 | 0 | 0 | 2 | 0 | 0 | 2 | 0 | 0 | E | 9 | 0 | E | 9 | 0 | A | 7 | -5 | A | 7 | 66 | A | 7 | 995 | A | 7 | 170 | B | 8 | 2.3 | B | 8 | 16100 | B | 7 | 77777 | A | 7 | 1 | E | 8 | 0.091 | F | 8 | 0.15 | F | 8 | 0 | 1 | D | 9 | 0 | C | 8
[26 empty] | 3721600% | 6:00 | 0 | 0 | 0 | 2 | 0 | 0 | 2 | 0 | 0 | 2 | 0 | 0 | 2 | 0 | 0 | 2 | 0 | 0 | 2 | 0 | 0 | 2 | 0 | 0 | E | 9 | 0 | E | 9 | -2 | A | 7 | -6 | A | 7 | 71 | A | 7 | 995 | A | 7 | 160 | B | 8 | 2.7 | B | 8 | 16100 | B | 7 | 77777 | A | 7 | 1 | E | 8 | 0.091 | F | 8 | 0.15 | F | 8 | 0 | 1 | D | 9 | 0 | C | 8
[26 empty] | 3721600% | 7:00 | 0 | 0 | 0 | 2 | 0 | 0 | 2 | 0 | 0 | 2 | 0 | 0 | 2 | 0 | 0 | 2 | 0 | 0 | 2 | 0 | 0 | 2 | 0 | 0 | E | 9 | 0 | E | 9 | -2 | A | 7 | -6 | A | 7 | 71 | A | 7 | 995 | A | 7 | 150 | A | 7 | 3.1 | A | 7 | 16100 | B | 7 | 77777 | A | 7 | 1 | E | 8 | 0.091 | F | 8 | 0.15 | F | 8 | 0 | 1 | D | 9 | 0 | C | 8
[26 empty] | 3721600% | 8:00 | 100 | 1320 | 0 | 2 | 9 | 0 | 2 | 21 | 0 | 2 | 9 | 0 | 2 | 9 | 0 | 2 | 21 | 0 | 2 | 9 | 0 | 2 | 25 | 0 | E | 9 | 0 | E | 9 | -2 | A | 7 | -5 | A | 7 | 78 | A | 7 | 996 | A | 7 | 180 | A | 7 | 2.1 | A | 7 | 16100 | B | 7 | 77777 | A | 7 | 1 | E | 8 | 0.091 | F | 8 | 0.15 | F | 8 | 0 | 1 | D | 9 | 0 | C | 8
[26 empty] | 3721600% | 9:00 | 321 | 1402 | 189 | 2 | 9 | 455 | 2 | 21 | 84 | 2 | 9 | 195 | 2 | 9 | 363 | 2 | 21 | 111 | 2 | 9 | 156 | 2 | 25 | 0 | E | 9 | 0 | E | 9 | 1 | A | 7 | -4 | A | 7 | 67 | A | 7 | 996 | A | 7 | 180 | A | 7 | 2.6 | A | 7 | 16100 | B | 7 | 77777 | A | 7 | 1 | E | 8 | 0.091 | F | 8 | 0.15 | F | 8 | 0 | 1 | D | 9 | 0 | C | 8
[26 empty] | 3721600% | 10:00 | 505 | 1402 | 317 | 2 | 9 | 589 | 2 | 21 | 104 | 2 | 9 | 325 | 2 | 9 | 540 | 2 | 21 | 129 | 2 | 9 | 193 | 2 | 25 | 0 | E | 9 | 0 | E | 9 | 3 | A | 7 | -5 | A | 7 | 53 | A | 7 | 996 | A | 7 | 190 | A | 7 | 3.6 | A | 7 | 16100 | B | 7 | 77777 | A | 7 | 1 | E | 8 | 0.091 | F | 8 | 0.15 | F | 8 | 0 | 1 | D | 9 | 0 | C | 8
[26 empty] | 3721600% | 11:00 | 633 | 1402 | 394 | 2 | 9 | 535 | 2 | 21 | 151 | 2 | 9 | 415 | 2 | 9 | 527 | 2 | 21 | 176 | 2 | 9 | 306 | 2 | 25 | 0 | B | 8 | 0 | B | 8 | 4.6 | B | 8 | -5.2 | B | 8 | 47 | A | 7 | 995 | B | 8 | 190 | B | 8 | 3.9 | B | 8 | 16100 | C | 8 | 77777 | B | 8 | 1 | E | 8 | 0.091 | F | 8 | 0.15 | F | 8 | 0 | 1 | D | 9 | 0 | C | 8
[26 empty] | 3721600% | 12:00 | 697 | 1402 | 477 | 2 | 9 | 681 | 2 | 21 | 137 | 2 | 9 | 494 | 2 | 9 | 666 | 2 | 21 | 162 | 2 | 9 | 283 | 2 | 25 | 0 | B | 8 | 0 | B | 8 | 6 | B | 8 | -5.5 | B | 8 | 41 | A | 7 | 994 | B | 8 | 190 | B | 8 | 4.3 | B | 8 | 16100 | C | 8 | 77777 | B | 8 | 1 | E | 8 | 0.091 | F | 8 | 0.15 | F | 8 | 0 | 1 | D | 9 | 0 | C | 8
[26 empty] | 3721600% | 13:00 | 694 | 1402 | 450 | 2 | 9 | 628 | 2 | 21 | 138 | 2 | 9 | 466 | 2 | 9 | 613 | 2 | 21 | 161 | 2 | 9 | 284 | 2 | 25 | 0 | E | 9 | 0 | E | 9 | 7 | A | 7 | -6 | A | 7 | 37 | A | 7 | 993 | A | 7 | 190 | A | 7 | 4.6 | A | 7 | 16100 | B | 7 | 77777 | A | 7 | 1 | E | 8 | 0.091 | F | 8 | 0.15 | F | 8 | 0 | 1 | D | 9 | 0 | C | 8
[26 empty] | 3721600% | 14:00 | 622 | 1402 | 394 | 2 | 9 | 605 | 2 | 21 | 124 | 2 | 9 | 406 | 2 | 9 | 580 | 2 | 21 | 147 | 2 | 9 | 244 | 2 | 25 | 0 | E | 9 | 0 | E | 9 | 8 | A | 7 | -7 | A | 7 | 32 | A | 7 | 992 | A | 7 | 210 | A | 7 | 4.6 | A | 7 | 16100 | B | 7 | 77777 | A | 7 | 1 | E | 8 | 0.091 | F | 8 | 0.15 | F | 8 | 0 | 1 | D | 9 | 0 | C | 8
[26 empty] | 3721600% | 15:00 | 487 | 1402 | 264 | 2 | 9 | 396 | 2 | 21 | 126 | 2 | 9 | 274 | 2 | 9 | 366 | 2 | 21 | 147 | 2 | 9 | 243 | 2 | 25 | 0 | E | 9 | 0 | E | 9 | 8 | A | 7 | -7 | A | 7 | 32 | A | 7 | 992 | A | 7 | 230 | A | 7 | 5.1 | A | 7 | 16100 | B | 7 | 77777 | A | 7 | 1.1 | E | 8 | 0.091 | F | 8 | 0.15 | F | 8 | 0 | 1 | D | 9 | 0 | C | 8
[26 empty] | 3721600% | 16:00 | 299 | 1402 | 156 | 2 | 9 | 433 | 2 | 21 | 64 | 2 | 9 | 159 | 2 | 9 | 336 | 2 | 21 | 87 | 2 | 9 | 112 | 2 | 25 | 0 | E | 9 | 0 | E | 9 | 8 | A | 7 | -7 | A | 7 | 32 | A | 7 | 992 | A | 7 | 220 | A | 7 | 3.1 | A | 7 | 16100 | B | 7 | 77777 | A | 7 | 1.1 | E | 8 | 0.091 | F | 8 | 0.15 | F | 8 | 0 | 1 | D | 9 | 0 | C | 8
[26 empty] | 3721600% | 17:00 | 78 | 1156 | 20 | 2 | 9 | 129 | 2 | 21 | 13 | 2 | 9 | 23 | 2 | 9 | 64 | 2 | 21 | 19 | 2 | 9 | 25 | 2 | 25 | 1 | E | 9 | 1 | E | 9 | 7 | A | 7 | -6 | A | 7 | 37 | A | 7 | 992 | A | 7 | 180 | A | 7 | 3.6 | A | 7 | 16100 | B | 7 | 77777 | A | 7 | 1.1 | E | 8 | 0.091 | F | 8 | 0.15 | F | 8 | 0 | 1 | D | 9 | 0 | C | 8
[26 empty] | 3721600% | 18:00 | 0 | 0 | 0 | 2 | 0 | 0 | 2 | 0 | 0 | 2 | 0 | 0 | 2 | 0 | 0 | 2 | 0 | 0 | 2 | 0 | 0 | 2 | 0 | 1 | E | 9 | 1 | E | 9 | 6 | A | 7 | -6 | A | 7 | 39 | A | 7 | 992 | A | 7 | 140 | A | 7 | 3.1 | A | 7 | 16100 | B | 7 | 77777 | A | 7 | 1.1 | E | 8 | 0.091 | F | 8 | 0.15 | F | 8 | 0 | 1 | D | 9 | 0 | C | 8
[26 empty] | 3721600% | 19:00 | 0 | 0 | 0 | 2 | 0 | 0 | 2 | 0 | 0 | 2 | 0 | 0 | 2 | 0 | 0 | 2 | 0 | 0 | 2 | 0 | 0 | 2 | 0 | 0 | E | 9 | 0 | A | 7 | 5 | A | 7 | -6 | A | 7 | 42 | A | 7 | 992 | A | 7 | 140 | A | 7 | 3.1 | A | 7 | 16100 | B | 7 | 77777 | A | 7 | 1.1 | E | 8 | 0.091 | F | 8 | 0.15 | F | 8 | 0 | 1 | D | 9 | 0 | C | 8
[26 empty] | 3721600% | 20:00 | 0 | 0 | 0 | 2 | 0 | 0 | 2 | 0 | 0 | 2 | 0 | 0 | 2 | 0 | 0 | 2 | 0 | 0 | 2 | 0 | 0 | 2 | 0 | 0 | E | 9 | 0 | E | 9 | 5 | A | 7 | -6 | A | 7 | 42 | A | 7 | 992 | A | 7 | 170 | A | 7 | 3.1 | A | 7 | 16100 | B | 7 | 77777 | A | 7 | 1.1 | E | 8 | 0.091 | F | 8 | 0.15 | F | 8 | 0 | 1 | D | 9 | 0 | C | 8
[26 empty] | 3721600% | 21:00 | 0 | 0 | 0 | 2 | 0 | 0 | 2 | 0 | 0 | 2 | 0 | 0 | 2 | 0 | 0 | 2 | 0 | 0 | 2 | 0 | 0 | 2 | 0 | 0 | E | 9 | 0 | E | 9 | 3 | A | 7 | -6 | A | 7 | 49 | A | 7 | 992 | A | 7 | 190 | A | 7 | 1.5 | A | 7 | 16100 | B | 7 | 77777 | A | 7 | 1.1 | E | 8 | 0.091 | F | 8 | 0.15 | F | 8 | 0 | 1 | D | 9 | 0 | C | 8
[26 empty] | 3721600% | 22:00 | 0 | 0 | 0 | 2 | 0 | 0 | 2 | 0 | 0 | 2 | 0 | 0 | 2 | 0 | 0 | 2 | 0 | 0 | 2 | 0 | 0 | 2 | 0 | 0 | E | 9 | 0 | E | 9 | 4 | A | 7 | -6 | A | 7 | 45 | A | 7 | 992 | A | 7 | 180 | A | 7 | 2.1 | A | 7 | 16100 | B | 7 | 77777 | A | 7 | 1.2 | E | 8 | 0.091 | F | 8 | 0.15 | F | 8 | 0 | 1 | D | 9 | 0 | C | 8
[26 empty] | 3721600% | 23:00 | 0 | 0 | 0 | 2 | 0 | 0 | 2 | 0 | 0 | 2 | 0 | 0 | 2 | 0 | 0 | 2 | 0 | 0 | 2 | 0 | 0 | 2 | 0 | 0 | E | 9 | 0 | E | 9 | 3 | A | 7 | -6 | A | 7 | 49 | A | 7 | 992 | A | 7 | 160 | B | 8 | 2.1 | B | 8 | 16100 | B | 7 | 77777 | A | 7 | 1.2 | E | 8 | 0.091 | F | 8 | 0.15 | F | 8 | 0 | 1 | D | 9 | 0 | C | 8
[26 empty] | 3721600% | 24:00 | 0 | 0 | 0 | 2 | 0 | 0 | 2 | 0 | 0 | 2 | 0 | 0 | 2 | 0 | 0 | 2 | 0 | 0 | 2 | 0 | 0 | 2 | 0 | 0 | E | 9 | 0 | E | 9 | 3 | A | 7 | -6 | A | 7 | 49 | A | 7 | 992 | A | 7 | 140 | B | 8 | 2.1 | B | 8 | 16100 | B | 7 | 77777 | A | 7 | 1.2 | E | 8 | 0.091 | F | 8 | 0.15 | F | 8 | 0 | 1 | D | 9 | 0 | C | 8
[26 empty] | 3721700% | 1:00 | 0 | 0 | 0 | 2 | 0 | 0 | 2 | 0 | 0 | 2 | 0 | 0 | 2 | 0 | 0 | 2 | 0 | 0 | 2 | 0 | 0 | 2 | 0 | 0 | E | 9 | 0 | E | 9 | 3 | A | 7 | -6 | A | 7 | 49 | A | 7 | 992 | A | 7 | 120 | A | 7 | 2.1 | A | 7 | 16100 | B | 7 | 77777 | A | 7 | 1.2 | E | 8 | 0.09 | F | 8 | 0.15 | F | 8 | 0 | 1 | D | 9 | 0 | C | 8
[26 empty] | 3721700% | 2:00 | 0 | 0 | 0 | 2 | 0 | 0 | 2 | 0 | 0 | 2 | 0 | 0 | 2 | 0 | 0 | 2 | 0 | 0 | 2 | 0 | 0 | 2 | 0 | 1 | E | 9 | 1 | E | 9 | 2 | A | 7 | -6 | A | 7 | 52 | A | 7 | 992 | A | 7 | 150 | A | 7 | 2.1 | A | 7 | 16100 | B | 7 | 77777 | A | 7 | 1.2 | E | 8 | 0.09 | F | 8 | 0.15 | F | 8 | 0 | 1 | D | 9 | 0 | C | 8
[26 empty] | 3721700% | 3:00 | 0 | 0 | 0 | 2 | 0 | 0 | 2 | 0 | 0 | 2 | 0 | 0 | 2 | 0 | 0 | 2 | 0 | 0 | 2 | 0 | 0 | 2 | 0 | 2 | E | 9 | 2 | E | 9 | 1 | A | 7 | -6 | A | 7 | 56 | A | 7 | 993 | A | 7 | 160 | A | 7 | 2.6 | A | 7 | 16100 | B | 7 | 77777 | A | 7 | 1.3 | E | 8 | 0.09 | F | 8 | 0.15 | F | 8 | 0 | 1 | D | 9 | 0 | C | 8
[26 empty] | 3721700% | 4:00 | 0 | 0 | 0 | 2 | 0 | 0 | 2 | 0 | 0 | 2 | 0 | 0 | 2 | 0 | 0 | 2 | 0 | 0 | 2 | 0 | 0 | 2 | 0 | 0 | E | 9 | 0 | E | 9 | 1 | A | 7 | -6 | A | 7 | 56 | A | 7 | 993 | A | 7 | 180 | A | 7 | 2.6 | A | 7 | 16100 | B | 7 | 77777 | A | 7 | 1.3 | E | 8 | 0.09 | F | 8 | 0.15 | F | 8 | 0 | 1 | D | 9 | 0 | C | 8
[26 empty] | 3721700% | 5:00 | 0 | 0 | 0 | 2 | 0 | 0 | 2 | 0 | 0 | 2 | 0 | 0 | 2 | 0 | 0 | 2 | 0 | 0 | 2 | 0 | 0 | 2 | 0 | 0 | E | 9 | 0 | E | 9 | 1 | A | 7 | -6 | A | 7 | 56 | A | 7 | 993 | A | 7 | 150 | A | 7 | 2.6 | A | 7 | 16100 | B | 7 | 77777 | A | 7 | 1.4 | E | 8 | 0.09 | F | 8 | 0.15 | F | 8 | 0 | 1 | D | 9 | 0 | C | 8
[26 empty] | 3721700% | 6:00 | 0 | 0 | 0 | 2 | 0 | 0 | 2 | 0 | 0 | 2 | 0 | 0 | 2 | 0 | 0 | 2 | 0 | 0 | 2 | 0 | 0 | 2 | 0 | 0 | E | 9 | 0 | E | 9 | -1 | A | 7 | -6 | A | 7 | 66 | A | 7 | 994 | A | 7 | 160 | B | 8 | 2.3 | B | 8 | 16100 | B | 7 | 77777 | A | 7 | 1.4 | E | 8 | 0.09 | F | 8 | 0.15 | F | 8 | 0 | 1 | D | 9 | 0 | C | 8
[26 empty] | 3721700% | 7:00 | 0 | 0 | 0 | 2 | 0 | 0 | 2 | 0 | 0 | 2 | 0 | 0 | 2 | 0 | 0 | 2 | 0 | 0 | 2 | 0 | 0 | 2 | 0 | 0 | E | 9 | 0 | E | 9 | -1 | A | 7 | -6 | A | 7 | 66 | A | 7 | 994 | A | 7 | 160 | B | 8 | 2.1 | B | 8 | 16100 | B | 7 | 77777 | A | 7 | 1.5 | E | 8 | 0.09 | F | 8 | 0.15 | F | 8 | 0 | 1 | D | 9 | 0 | C | 8
[26 empty] | 3721700% | 8:00 | 96 | 1297 | 0 | 2 | 9 | 0 | 2 | 21 | 0 | 2 | 9 | 0 | 2 | 9 | 0 | 2 | 21 | 0 | 2 | 9 | 0 | 2 | 25 | 1 | E | 9 | 1 | E | 9 | 0 | A | 7 | -5 | A | 7 | 66 | A | 7 | 995 | A | 7 | 170 | B | 8 | 1.8 | B | 8 | 16100 | B | 7 | 77777 | A | 7 | 1.5 | E | 8 | 0.09 | F | 8 | 0.15 | F | 8 | 0 | 1 | D | 9 | 0 | C | 8
[26 empty] | 3721700% | 9:00 | 317 | 1402 | 174 | 2 | 9 | 343 | 2 | 21 | 96 | 2 | 9 | 176 | 2 | 9 | 271 | 2 | 21 | 115 | 2 | 9 | 182 | 2 | 25 | 4 | E | 9 | 2 | E | 9 | 2 | A | 7 | -5 | A | 7 | 57 | A | 7 | 995 | A | 7 | 170 | A | 7 | 1.5 | A | 7 | 16100 | B | 7 | 77777 | A | 7 | 1.6 | E | 8 | 0.09 | F | 8 | 0.15 | F | 8 | 0 | 1 | D | 9 | 0 | C | 8
[26 empty] | 3721700% | 10:00 | 500 | 1402 | 264 | 2 | 9 | 360 | 2 | 21 | 135 | 2 | 9 | 281 | 2 | 9 | 345 | 2 | 21 | 158 | 2 | 9 | 275 | 2 | 25 | 5 | E | 9 | 2 | E | 9 | 3 | A | 7 | -4 | A | 7 | 58 | A | 7 | 996 | A | 7 | 170 | B | 8 | 2.1 | A | 7 | 16100 | B | 7 | 77777 | A | 7 | 1.6 | E | 8 | 0.09 | F | 8 | 0.15 | F | 8 | 0 | 1 | D | 9 | 0 | C | 8
[26 empty] | 3721700% | 11:00 | 628 | 1402 | 375 | 2 | 9 | 469 | 2 | 21 | 164 | 2 | 9 | 392 | 2 | 9 | 460 | 2 | 21 | 184 | 2 | 9 | 335 | 2 | 25 | 3 | E | 9 | 2 | E | 9 | 8 | A | 7 | -4 | A | 7 | 41 | A | 7 | 996 | A | 7 | 170 | B | 8 | 2.1 | B | 8 | 16100 | B | 7 | 77777 | A | 7 | 1.7 | E | 8 | 0.09 | F | 8 | 0.15 | F | 8 | 0 | 1 | D | 9 | 0 | C | 8
[26 empty] | 3721700% | 12:00 | 693 | 1402 | 434 | 2 | 9 | 566 | 2 | 21 | 153 | 2 | 9 | 462 | 2 | 9 | 567 | 2 | 21 | 181 | 2 | 9 | 319 | 2 | 25 | 3 | E | 9 | 1 | E | 9 | 12 | A | 7 | -4 | A | 7 | 31 | A | 7 | 995 | A | 7 | 180 | B | 8 | 2.1 | A | 7 | 16100 | B | 7 | 77777 | A | 7 | 1.7 | E | 8 | 0.09 | F | 8 | 0.15 | F | 8 | 0 | 1 | D | 9 | 0 | C | 8
[26 empty] | 3721700% | 13:00 | 689 | 1402 | 438 | 2 | 9 | 586 | 2 | 21 | 149 | 2 | 9 | 468 | 2 | 9 | 586 | 2 | 21 | 179 | 2 | 9 | 309 | 2 | 25 | 4 | E | 9 | 2 | E | 9 | 13 | A | 7 | -6 | A | 7 | 25 | A | 7 | 995 | A | 7 | 180 | B | 8 | 2.1 | A | 7 | 16100 | B | 7 | 77777 | A | 7 | 1.8 | E | 8 | 0.09 | F | 8 | 0.15 | F | 8 | 0 | 1 | D | 9 | 0 | C | 8
[26 empty] | 3721700% | 14:00 | 618 | 1402 | 394 | 2 | 9 | 622 | 2 | 21 | 118 | 2 | 9 | 407 | 2 | 9 | 597 | 2 | 21 | 143 | 2 | 9 | 234 | 2 | 25 | 2 | E | 9 | 1 | E | 9 | 13 | A | 7 | -6 | A | 7 | 25 | A | 7 | 994 | A | 7 | 180 | A | 7 | 2.1 | A | 7 | 16100 | B | 7 | 77777 | A | 7 | 1.8 | E | 8 | 0.09 | F | 8 | 0.15 | F | 8 | 0 | 1 | D | 9 | 0 | C | 8
[26 empty] | 3721700% | 15:00 | 484 | 1402 | 291 | 2 | 9 | 565 | 2 | 21 | 95 | 2 | 9 | 299 | 2 | 9 | 514 | 2 | 21 | 120 | 2 | 9 | 177 | 2 | 25 | 2 | B | 8 | 2 | B | 8 | 13.2 | B | 8 | -6.4 | B | 8 | 23 | A | 7 | 994 | B | 8 | 150 | B | 8 | 1.9 | B | 8 | 16100 | C | 8 | 77777 | B | 8 | 1.8 | E | 8 | 0.09 | F | 8 | 0.15 | F | 8 | 0 | 1 | D | 9 | 0 | C | 8
[26 empty] | 3721700% | 16:00 | 296 | 1402 | 156 | 2 | 9 | 465 | 2 | 21 | 57 | 2 | 9 | 159 | 2 | 9 | 362 | 2 | 21 | 82 | 2 | 9 | 102 | 2 | 25 | 3 | E | 9 | 2 | E | 9 | 13 | A | 7 | -7 | A | 7 | 23 | A | 7 | 994 | A | 7 | 120 | B | 8 | 1.7 | B | 8 | 16100 | B | 7 | 77777 | A | 7 | 1.8 | E | 8 | 0.09 | F | 8 | 0.15 | F | 8 | 0 | 1 | D | 9 | 0 | C | 8
[26 empty] | 3721700% | 17:00 | 76 | 1133 | 20 | 2 | 9 | 140 | 2 | 21 | 13 | 2 | 9 | 24 | 2 | 9 | 69 | 2 | 21 | 19 | 2 | 9 | 25 | 2 | 25 | 3 | E | 9 | 3 | E | 9 | 12 | A | 7 | -8 | A | 7 | 22 | A | 7 | 994 | A | 7 | 90 | A | 7 | 1.5 | A | 7 | 16100 | B | 7 | 77777 | A | 7 | 1.9 | E | 8 | 0.09 | F | 8 | 0.15 | F | 8 | 0 | 1 | D | 9 | 0 | C | 8
[26 empty] | 3721700% | 18:00 | 0 | 0 | 0 | 2 | 0 | 0 | 2 | 0 | 0 | 2 | 0 | 0 | 2 | 0 | 0 | 2 | 0 | 0 | 2 | 0 | 0 | 2 | 0 | 1 | E | 9 | 1 | E | 9 | 11 | A | 7 | -8 | A | 7 | 24 | A | 7 | 994 | A | 7 | 110 | A | 7 | 2.6 | A | 7 | 16100 | B | 7 | 77777 | A | 7 | 1.9 | E | 8 | 0.09 | F | 8 | 0.15 | F | 8 | 0 | 1 | D | 9 | 0 | C | 8
[26 empty] | 3721700% | 19:00 | 0 | 0 | 0 | 2 | 0 | 0 | 2 | 0 | 0 | 2 | 0 | 0 | 2 | 0 | 0 | 2 | 0 | 0 | 2 | 0 | 0 | 2 | 0 | 0 | E | 9 | 0 | A | 7 | 11 | A | 7 | -7 | A | 7 | 26 | A | 7 | 995 | A | 7 | 140 | A | 7 | 3.1 | A | 7 | 16100 | B | 7 | 77777 | A | 7 | 1.9 | E | 8 | 0.09 | F | 8 | 0.15 | F | 8 | 0 | 1 | D | 9 | 0 | C | 8
[26 empty] | 3721700% | 20:00 | 0 | 0 | 0 | 2 | 0 | 0 | 2 | 0 | 0 | 2 | 0 | 0 | 2 | 0 | 0 | 2 | 0 | 0 | 2 | 0 | 0 | 2 | 0 | 6 | E | 9 | 4 | E | 9 | 9 | A | 7 | -7 | A | 7 | 29 | A | 7 | 994 | A | 7 | 120 | A | 7 | 3.1 | A | 7 | 16100 | B | 7 | 77777 | A | 7 | 1.9 | E | 8 | 0.09 | F | 8 | 0.15 | F | 8 | 0 | 1 | D | 9 | 0 | C | 8
[26 empty] | 3721700% | 21:00 | 0 | 0 | 0 | 2 | 0 | 0 | 2 | 0 | 0 | 2 | 0 | 0 | 2 | 0 | 0 | 2 | 0 | 0 | 2 | 0 | 0 | 2 | 0 | 8 | E | 9 | 6 | E | 9 | 9 | A | 7 | -7 | A | 7 | 29 | A | 7 | 995 | A | 7 | 140 | B | 8 | 2.3 | B | 8 | 16100 | B | 7 | 77777 | A | 7 | 1.9 | E | 8 | 0.09 | F | 8 | 0.15 | F | 8 | 0 | 1 | D | 9 | 0 | C | 8
[26 empty] | 3721700% | 22:00 | 0 | 0 | 0 | 2 | 0 | 0 | 2 | 0 | 0 | 2 | 0 | 0 | 2 | 0 | 0 | 2 | 0 | 0 | 2 | 0 | 0 | 2 | 0 | 5 | E | 9 | 3 | E | 9 | 9 | A | 7 | -7 | A | 7 | 29 | A | 7 | 995 | A | 7 | 150 | A | 7 | 1.5 | A | 7 | 16100 | B | 7 | 77777 | A | 7 | 2 | E | 8 | 0.09 | F | 8 | 0.15 | F | 8 | 0 | 1 | D | 9 | 0 | C | 8
[26 empty] | 3721700% | 23:00 | 0 | 0 | 0 | 2 | 0 | 0 | 2 | 0 | 0 | 2 | 0 | 0 | 2 | 0 | 0 | 2 | 0 | 0 | 2 | 0 | 0 | 2 | 0 | 5 | E | 9 | 4 | E | 9 | 8 | A | 7 | -7 | A | 7 | 32 | A | 7 | 994 | A | 7 | 120 | A | 7 | 2.6 | A | 7 | 16100 | B | 7 | 77777 | A | 7 | 2 | E | 8 | 0.09 | F | 8 | 0.15 | F | 8 | 0 | 1 | D | 9 | 0 | C | 8
[26 empty] | 3721700% | 24:00 | 0 | 0 | 0 | 2 | 0 | 0 | 2 | 0 | 0 | 2 | 0 | 0 | 2 | 0 | 0 | 2 | 0 | 0 | 2 | 0 | 0 | 2 | 0 | 7 | E | 9 | 6 | E | 9 | 7 | A | 7 | -7 | A | 7 | 34 | A | 7 | 995 | A | 7 | 110 | B | 8 | 2.1 | B | 8 | 16100 | B | 7 | 77777 | A | 7 | 2 | E | 8 | 0.09 | F | 8 | 0.15 | F | 8 | 0 | 1 | D | 9 | 0 | C | 8
[26 empty] | 3721800% | 1:00 | 0 | 0 | 0 | 2 | 0 | 0 | 2 | 0 | 0 | 2 | 0 | 0 | 2 | 0 | 0 | 2 | 0 | 0 | 2 | 0 | 0 | 2 | 0 | 4 | E | 9 | 4 | E | 9 | 7 | A | 7 | -6 | A | 7 | 37 | A | 7 | 994 | A | 7 | 100 | A | 7 | 1.5 | A | 7 | 16100 | B | 7 | 77777 | A | 7 | 2 | E | 8 | 0.089 | F | 8 | 0.15 | F | 8 | 0 | 1 | D | 9 | 0 | C | 8
[26 empty] | 3721800% | 2:00 | 0 | 0 | 0 | 2 | 0 | 0 | 2 | 0 | 0 | 2 | 0 | 0 | 2 | 0 | 0 | 2 | 0 | 0 | 2 | 0 | 0 | 2 | 0 | 6 | E | 9 | 5 | E | 9 | 3 | A | 7 | -6 | A | 7 | 49 | A | 7 | 994 | A | 7 | 60 | B | 8 | 1.5 | B | 8 | 16100 | B | 7 | 77777 | A | 7 | 1.9 | E | 8 | 0.089 | F | 8 | 0.15 | F | 8 | 0 | 1 | D | 9 | 0 | C | 8
[26 empty] | 3721800% | 3:00 | 0 | 0 | 0 | 2 | 0 | 0 | 2 | 0 | 0 | 2 | 0 | 0 | 2 | 0 | 0 | 2 | 0 | 0 | 2 | 0 | 0 | 2 | 0 | 3 | E | 9 | 3 | E | 9 | 5 | A | 7 | -6 | A | 7 | 42 | A | 7 | 995 | A | 7 | 20 | A | 7 | 1.5 | A | 7 | 16100 | B | 7 | 77777 | A | 7 | 1.9 | E | 8 | 0.089 | F | 8 | 0.15 | F | 8 | 0 | 1 | D | 9 | 0 | C | 8
[26 empty] | 3721800% | 4:00 | 0 | 0 | 0 | 2 | 0 | 0 | 2 | 0 | 0 | 2 | 0 | 0 | 2 | 0 | 0 | 2 | 0 | 0 | 2 | 0 | 0 | 2 | 0 | 2 | E | 9 | 2 | E | 9 | 2 | A | 7 | -6 | A | 7 | 52 | A | 7 | 995 | A | 7 | 360 | B | 8 | 1.9 | B | 8 | 16100 | B | 7 | 77777 | A | 7 | 1.8 | E | 8 | 0.089 | F | 8 | 0.15 | F | 8 | 0 | 1 | D | 9 | 0 | C | 8
[26 empty] | 3721800% | 5:00 | 0 | 0 | 0 | 2 | 0 | 0 | 2 | 0 | 0 | 2 | 0 | 0 | 2 | 0 | 0 | 2 | 0 | 0 | 2 | 0 | 0 | 2 | 0 | 3 | E | 9 | 3 | E | 9 | 1 | A | 7 | -6 | A | 7 | 56 | A | 7 | 995 | A | 7 | 340 | B | 8 | 2.2 | B | 8 | 16100 | B | 7 | 77777 | A | 7 | 1.7 | E | 8 | 0.089 | F | 8 | 0.15 | F | 8 | 0 | 1 | D | 9 | 0 | C | 8
[26 empty] | 3721800% | 6:00 | 0 | 0 | 0 | 2 | 0 | 0 | 2 | 0 | 0 | 2 | 0 | 0 | 2 | 0 | 0 | 2 | 0 | 0 | 2 | 0 | 0 | 2 | 0 | 3 | E | 9 | 3 | E | 9 | -1 | A | 7 | -6 | A | 7 | 66 | A | 7 | 995 | A | 7 | 320 | A | 7 | 2.6 | A | 7 | 16100 | B | 7 | 77777 | A | 7 | 1.6 | E | 8 | 0.089 | F | 8 | 0.15 | F | 8 | 0 | 1 | D | 9 | 0 | C | 8
[26 empty] | 3721800% | 7:00 | 0 | 0 | 0 | 2 | 0 | 0 | 2 | 0 | 0 | 2 | 0 | 0 | 2 | 0 | 0 | 2 | 0 | 0 | 2 | 0 | 0 | 2 | 0 | 4 | E | 9 | 3 | E | 9 | -1 | A | 7 | -6 | A | 7 | 66 | A | 7 | 996 | A | 7 | 320 | A | 7 | 2.6 | A | 7 | 16100 | B | 7 | 77777 | A | 7 | 1.6 | E | 8 | 0.089 | F | 8 | 0.15 | F | 8 | 0 | 1 | D | 9 | 0 | C | 8
[26 empty] | 3721800% | 8:00 | 92 | 1251 | 0 | 2 | 9 | 0 | 2 | 21 | 0 | 2 | 9 | 0 | 2 | 9 | 0 | 2 | 21 | 0 | 2 | 9 | 0 | 2 | 25 | 7 | E | 9 | 6 | E | 9 | 0 | A | 7 | -4 | A | 7 | 72 | A | 7 | 996 | A | 7 | 310 | A | 7 | 2.1 | A | 7 | 12900 | B | 7 | 77777 | A | 7 | 1.5 | E | 8 | 0.089 | F | 8 | 0.15 | F | 8 | 0 | 1 | D | 9 | 0 | C | 8
[26 empty] | 3721800% | 9:00 | 312 | 1403 | 119 | 2 | 9 | 93 | 2 | 21 | 99 | 2 | 9 | 129 | 2 | 9 | 76 | 2 | 21 | 112 | 2 | 9 | 215 | 2 | 25 | 8 | E | 9 | 7 | E | 9 | 2 | A | 7 | -3 | A | 7 | 67 | A | 7 | 997 | A | 7 | 330 | A | 7 | 2.6 | A | 7 | 12900 | B | 7 | 77777 | A | 7 | 1.4 | E | 8 | 0.089 | F | 8 | 0.15 | F | 8 | 0 | 1 | D | 9 | 0 | C | 8
[26 empty] | 3721800% | 10:00 | 495 | 1403 | 291 | 2 | 9 | 453 | 2 | 21 | 130 | 2 | 9 | 301 | 2 | 9 | 420 | 2 | 21 | 152 | 2 | 9 | 252 | 2 | 25 | 6 | B | 8 | 5 | B | 8 | 5.4 | B | 8 | -2.3 | B | 8 | 56 | A | 7 | 997 | B | 8 | 290 | B | 8 | 2.6 | B | 8 | 13966 | C | 8 | 77777 | A | 7 | 1.4 | E | 8 | 0.089 | F | 8 | 0.15 | F | 8 | 0 | 1 | D | 9 | 0 | C | 8
[26 empty] | 3721800% | 11:00 | 624 | 1403 | 394 | 2 | 9 | 578 | 2 | 21 | 136 | 2 | 9 | 419 | 2 | 9 | 568 | 2 | 21 | 166 | 2 | 9 | 272 | 2 | 25 | 4 | B | 8 | 3 | B | 8 | 8.9 | B | 8 | -1.6 | B | 8 | 47 | A | 7 | 997 | B | 8 | 250 | B | 8 | 2.6 | B | 8 | 15033 | C | 8 | 77777 | A | 7 | 1.3 | E | 8 | 0.089 | F | 8 | 0.15 | F | 8 | 0 | 1 | D | 9 | 0 | C | 8
[26 empty] | 3721800% | 12:00 | 689 | 1403 | 428 | 2 | 9 | 536 | 2 | 21 | 164 | 2 | 9 | 453 | 2 | 9 | 536 | 2 | 21 | 189 | 2 | 9 | 343 | 2 | 25 | 2 | B | 8 | 2 | B | 8 | 12 | A | 7 | -1 | A | 7 | 40 | A | 7 | 997 | A | 7 | 210 | B | 8 | 2.6 | B | 8 | 16100 | B | 7 | 77777 | A | 7 | 1.2 | E | 8 | 0.089 | F | 8 | 0.15 | F | 8 | 0 | 1 | D | 9 | 0 | C | 8
[26 empty] | 3721800% | 13:00 | 686 | 1403 | 456 | 2 | 9 | 640 | 2 | 21 | 142 | 2 | 9 | 470 | 2 | 9 | 622 | 2 | 21 | 165 | 2 | 9 | 288 | 2 | 25 | 0 | E | 9 | 0 | E | 9 | 13 | A | 7 | -1 | A | 7 | 38 | A | 7 | 996 | A | 7 | 170 | A | 7 | 2.6 | A | 7 | 16100 | B | 7 | 77777 | A | 7 | 1.1 | E | 8 | 0.089 | F | 8 | 0.15 | F | 8 | 0 | 1 | D | 9 | 0 | C | 8
[26 empty] | 3721800% | 14:00 | 615 | 1403 | 411 | 2 | 9 | 664 | 2 | 21 | 119 | 2 | 9 | 425 | 2 | 9 | 637 | 2 | 21 | 145 | 2 | 9 | 235 | 2 | 25 | 0 | E | 9 | 0 | E | 9 | 14 | A | 7 | -1 | A | 7 | 35 | A | 7 | 996 | A | 7 | 160 | A | 7 | 2.6 | A | 7 | 16100 | B | 7 | 77777 | A | 7 | 1.2 | E | 8 | 0.089 | F | 8 | 0.15 | F | 8 | 0 | 1 | D | 9 | 0 | C | 8
[26 empty] | 3721800% | 15:00 | 481 | 1403 | 269 | 2 | 9 | 443 | 2 | 21 | 117 | 2 | 9 | 282 | 2 | 9 | 408 | 2 | 21 | 141 | 2 | 9 | 223 | 2 | 25 | 0 | E | 9 | 0 | E | 9 | 14 | A | 7 | 0 | A | 7 | 38 | A | 7 | 996 | A | 7 | 180 | A | 7 | 4.6 | A | 7 | 16100 | B | 7 | 77777 | A | 7 | 1.2 | E | 8 | 0.089 | F | 8 | 0.15 | F | 8 | 0 | 1 | D | 9 | 0 | C | 8
[26 empty] | 3721800% | 16:00 | 293 | 1403 | 151 | 2 | 9 | 415 | 2 | 21 | 64 | 2 | 9 | 159 | 2 | 9 | 318 | 2 | 21 | 92 | 2 | 9 | 116 | 2 | 25 | 0 | E | 9 | 0 | A | 7 | 14 | A | 7 | 0 | A | 7 | 38 | A | 7 | 997 | A | 7 | 170 | A | 7 | 3.1 | A | 7 | 16100 | B | 7 | 77777 | A | 7 | 1.2 | E | 8 | 0.089 | F | 8 | 0.15 | F | 8 | 0 | 1 | D | 9 | 0 | C | 8
[26 empty] | 3721800% | 17:00 | 74 | 1134 | 17 | 2 | 9 | 99 | 2 | 21 | 12 | 2 | 9 | 20 | 2 | 9 | 49 | 2 | 21 | 17 | 2 | 9 | 23 | 2 | 25 | 0 | E | 9 | 0 | E | 9 | 13 | A | 7 | 0 | A | 7 | 41 | A | 7 | 997 | A | 7 | 130 | A | 7 | 2.6 | A | 7 | 16100 | B | 7 | 77777 | A | 7 | 1.3 | E | 8 | 0.089 | F | 8 | 0.15 | F | 8 | 0 | 1 | D | 9 | 0 | C | 8
[26 empty] | 3721800% | 18:00 | 0 | 0 | 0 | 2 | 0 | 0 | 2 | 0 | 0 | 2 | 0 | 0 | 2 | 0 | 0 | 2 | 0 | 0 | 2 | 0 | 0 | 2 | 0 | 0 | E | 9 | 0 | E | 9 | 11 | A | 7 | 0 | A | 7 | 47 | A | 7 | 997 | A | 7 | 90 | A | 7 | 2.1 | A | 7 | 16100 | B | 7 | 77777 | A | 7 | 1.3 | E | 8 | 0.089 | F | 8 | 0.15 | F | 8 | 0 | 1 | D | 9 | 0 | C | 8
[26 empty] | 3721800% | 19:00 | 0 | 0 | 0 | 2 | 0 | 0 | 2 | 0 | 0 | 2 | 0 | 0 | 2 | 0 | 0 | 2 | 0 | 0 | 2 | 0 | 0 | 2 | 0 | 0 | E | 9 | 0 | A | 7 | 11 | A | 7 | 0 | A | 7 | 47 | A | 7 | 998 | A | 7 | 100 | A | 7 | 2.6 | A | 7 | 16100 | B | 7 | 77777 | A | 7 | 1.4 | E | 8 | 0.089 | F | 8 | 0.15 | F | 8 | 0 | 1 | D | 9 | 0 | C | 8
[26 empty] | 3721800% | 20:00 | 0 | 0 | 0 | 2 | 0 | 0 | 2 | 0 | 0 | 2 | 0 | 0 | 2 | 0 | 0 | 2 | 0 | 0 | 2 | 0 | 0 | 2 | 0 | 0 | E | 9 | 0 | E | 9 | 9 | A | 7 | 0 | A | 7 | 53 | A | 7 | 998 | A | 7 | 90 | A | 7 | 3.1 | A | 7 | 16100 | B | 7 | 77777 | A | 7 | 1.4 | E | 8 | 0.089 | F | 8 | 0.15 | F | 8 | 0 | 1 | D | 9 | 0 | C | 8
[26 empty] | 3721800% | 21:00 | 0 | 0 | 0 | 2 | 0 | 0 | 2 | 0 | 0 | 2 | 0 | 0 | 2 | 0 | 0 | 2 | 0 | 0 | 2 | 0 | 0 | 2 | 0 | 0 | E | 9 | 0 | E | 9 | 9 | A | 7 | 0 | A | 7 | 53 | A | 7 | 998 | A | 7 | 80 | A | 7 | 2.6 | A | 7 | 16100 | B | 7 | 77777 | A | 7 | 1.4 | E | 8 | 0.089 | F | 8 | 0.15 | F | 8 | 0 | 1 | D | 9 | 0 | C | 8
[26 empty] | 3721800% | 22:00 | 0 | 0 | 0 | 2 | 0 | 0 | 2 | 0 | 0 | 2 | 0 | 0 | 2 | 0 | 0 | 2 | 0 | 0 | 2 | 0 | 0 | 2 | 0 | 2 | E | 9 | 1 | E | 9 | 6 | A | 7 | 0 | A | 7 | 65 | A | 7 | 998 | B | 8 | 60 | B | 8 | 2.4 | B | 8 | 14500 | B | 7 | 77777 | A | 7 | 1.5 | E | 8 | 0.089 | F | 8 | 0.15 | F | 8 | 0 | 1 | D | 9 | 0 | C | 8
[26 empty] | 3721800% | 23:00 | 0 | 0 | 0 | 2 | 0 | 0 | 2 | 0 | 0 | 2 | 0 | 0 | 2 | 0 | 0 | 2 | 0 | 0 | 2 | 0 | 0 | 2 | 0 | 1 | E | 9 | 1 | E | 9 | 6 | A | 7 | 0 | A | 7 | 65 | A | 7 | 998 | B | 8 | 40 | B | 8 | 2.2 | B | 8 | 14500 | B | 7 | 77777 | A | 7 | 1.5 | E | 8 | 0.089 | F | 8 | 0.15 | F | 8 | 0 | 1 | D | 9 | 0 | C | 8
[26 empty] | 3721800% | 24:00 | 0 | 0 | 0 | 2 | 0 | 0 | 2 | 0 | 0 | 2 | 0 | 0 | 2 | 0 | 0 | 2 | 0 | 0 | 2 | 0 | 0 | 2 | 0 | 0 | E | 9 | 0 | E | 9 | 6 | A | 7 | 0 | A | 7 | 65 | A | 7 | 998 | A | 7 | 20 | B | 8 | 2.1 | B | 8 | 16100 | B | 7 | 77777 | A | 7 | 1.6 | E | 8 | 0.089 | F | 8 | 0.15 | F | 8 | 0 | 1 | D | 9 | 0 | C | 8
[26 empty] | 3721900% | 1:00 | 0 | 0 | 0 | 2 | 0 | 0 | 2 | 0 | 0 | 2 | 0 | 0 | 2 | 0 | 0 | 2 | 0 | 0 | 2 | 0 | 0 | 2 | 0 | 2 | E | 9 | 1 | E | 9 | 5 | A | 7 | 0 | A | 7 | 70 | A | 7 | 998 | A | 7 | 360 | B | 8 | 1.9 | B | 8 | 16100 | B | 7 | 77777 | A | 7 | 1.6 | E | 8 | 0.089 | F | 8 | 0.15 | F | 8 | 0 | 1 | D | 9 | 0 | C | 8
[26 empty] | 3721900% | 2:00 | 0 | 0 | 0 | 2 | 0 | 0 | 2 | 0 | 0 | 2 | 0 | 0 | 2 | 0 | 0 | 2 | 0 | 0 | 2 | 0 | 0 | 2 | 0 | 7 | E | 9 | 6 | E | 9 | 4 | A | 7 | -1 | A | 7 | 69 | A | 7 | 998 | A | 7 | 340 | B | 8 | 1.7 | B | 8 | 12900 | B | 7 | 77777 | A | 7 | 1.7 | E | 8 | 0.089 | F | 8 | 0.15 | F | 8 | 0 | 1 | D | 9 | 0 | C | 8
[26 empty] | 3721900% | 3:00 | 0 | 0 | 0 | 2 | 0 | 0 | 2 | 0 | 0 | 2 | 0 | 0 | 2 | 0 | 0 | 2 | 0 | 0 | 2 | 0 | 0 | 2 | 0 | 10 | E | 9 | 10 | E | 9 | 3 | A | 7 | -1 | A | 7 | 74 | A | 7 | 998 | A | 7 | 320 | A | 7 | 1.5 | A | 7 | 11300 | B | 7 | 1800 | A | 7 | 1.8 | E | 8 | 0.089 | F | 8 | 0.15 | F | 8 | 0 | 1 | D | 9 | 0 | C | 8
[26 empty] | 3721900% | 4:00 | 0 | 0 | 0 | 2 | 0 | 0 | 2 | 0 | 0 | 2 | 0 | 0 | 2 | 0 | 0 | 2 | 0 | 0 | 2 | 0 | 0 | 2 | 0 | 8 | E | 9 | 6 | E | 9 | 3 | A | 7 | -1 | A | 7 | 74 | A | 7 | 997 | A | 7 | 310 | B | 8 | 1.5 | B | 8 | 11300 | B | 7 | 77777 | A | 7 | 1.8 | E | 8 | 0.089 | F | 8 | 0.15 | F | 8 | 0 | 1 | D | 9 | 0 | C | 8
[26 empty] | 3721900% | 5:00 | 0 | 0 | 0 | 2 | 0 | 0 | 2 | 0 | 0 | 2 | 0 | 0 | 2 | 0 | 0 | 2 | 0 | 0 | 2 | 0 | 0 | 2 | 0 | 8 | E | 9 | 6 | E | 9 | 3 | A | 7 | -1 | A | 7 | 74 | A | 7 | 998 | A | 7 | 300 | A | 7 | 1.5 | A | 7 | 9700 | B | 7 | 77777 | A | 7 | 1.9 | E | 8 | 0.089 | F | 8 | 0.15 | F | 8 | 0 | 1 | D | 9 | 5 | C | 8
[26 empty] | 3721900% | 6:00 | 0 | 0 | 0 | 2 | 0 | 0 | 2 | 0 | 0 | 2 | 0 | 0 | 2 | 0 | 0 | 2 | 0 | 0 | 2 | 0 | 0 | 2 | 0 | 6 | E | 9 | 3 | E | 9 | 3 | A | 7 | -1 | A | 7 | 74 | A | 7 | 998 | A | 7 | 330 | A | 7 | 1.5 | A | 7 | 9700 | B | 7 | 77777 | A | 7 | 2 | E | 8 | 0.089 | F | 8 | 0.15 | F | 8 | 0 | 1 | D | 9 | 5 | C | 8
[26 empty] | 3721900% | 7:00 | 0 | 0 | 0 | 2 | 0 | 0 | 2 | 0 | 0 | 2 | 0 | 0 | 2 | 0 | 0 | 2 | 0 | 0 | 2 | 0 | 0 | 2 | 0 | 9 | E | 9 | 7 | E | 9 | 3 | A | 7 | 0 | A | 7 | 81 | A | 7 | 998 | A | 7 | 340 | A | 7 | 2.1 | A | 7 | 4800 | B | 7 | 77777 | A | 7 | 2.1 | E | 8 | 0.089 | F | 8 | 0.15 | F | 8 | 0 | 1 | D | 9 | 5 | C | 8
[26 empty] | 3721900% | 8:00 | 88 | 1228 | 0 | 2 | 9 | 0 | 2 | 21 | 0 | 2 | 9 | 0 | 2 | 9 | 0 | 2 | 21 | 0 | 2 | 9 | 0 | 2 | 25 | 10 | E | 9 | 10 | E | 9 | 4 | A | 7 | 0 | A | 7 | 75 | A | 7 | 999 | A | 7 | 310 | A | 7 | 2.6 | A | 7 | 4000 | B | 7 | 900 | A | 7 | 2.1 | E | 8 | 0.089 | F | 8 | 0.15 | F | 8 | 0 | 1 | D | 9 | 5 | C | 8
[26 empty] | 3721900% | 9:00 | 307 | 1403 | 120 | 2 | 9 | 93 | 2 | 21 | 100 | 2 | 9 | 130 | 2 | 9 | 75 | 2 | 21 | 113 | 2 | 9 | 217 | 2 | 25 | 10 | E | 9 | 10 | E | 9 | 6 | A | 7 | -1 | A | 7 | 60 | A | 7 | 999 | A | 7 | 350 | A | 7 | 2.1 | A | 7 | 1600 | B | 7 | 510 | A | 7 | 2.2 | E | 8 | 0.089 | F | 8 | 0.15 | F | 8 | 0 | 1 | D | 9 | 10 | C | 8
[26 empty] | 3721900% | 10:00 | 491 | 1403 | 54 | 2 | 9 | 0 | 2 | 21 | 54 | 2 | 9 | 65 | 2 | 9 | 0 | 2 | 21 | 65 | 2 | 9 | 240 | 2 | 25 | 10 | E | 9 | 10 | E | 9 | 7 | A | 7 | -1 | A | 7 | 56 | A | 7 | 1000 | A | 7 | 360 | A | 7 | 2.6 | A | 7 | 1600 | B | 7 | 330 | A | 7 | 2.3 | E | 8 | 0.089 | F | 8 | 0.15 | F | 8 | 0 | 1 | D | 9 | 10 | C | 8
[26 empty] | 3721900% | 11:00 | 619 | 1403 | 70 | 2 | 9 | 0 | 2 | 21 | 70 | 2 | 9 | 85 | 2 | 9 | 0 | 2 | 21 | 85 | 2 | 9 | 325 | 2 | 25 | 10 | E | 9 | 10 | E | 9 | 8 | A | 7 | -1 | A | 7 | 52 | A | 7 | 999 | A | 7 | 350 | A | 7 | 3.1 | A | 7 | 1600 | B | 7 | 150 | A | 7 | 2.4 | E | 8 | 0.089 | F | 8 | 0.15 | F | 8 | 0 | 1 | D | 9 | 10 | C | 8
[26 empty] | 3721900% | 12:00 | 685 | 1403 | 80 | 2 | 9 | 0 | 2 | 21 | 80 | 2 | 9 | 97 | 2 | 9 | 0 | 2 | 21 | 97 | 2 | 9 | 378 | 2 | 25 | 10 | E | 9 | 10 | E | 9 | 8 | A | 7 | -1 | A | 7 | 52 | A | 7 | 998 | A | 7 | 350 | A | 7 | 2.6 | A | 7 | 800 | B | 7 | 210 | A | 7 | 2.4 | E | 8 | 0.089 | F | 8 | 0.15 | F | 8 | 0 | 1 | D | 9 | 10 | C | 8
[26 empty] | 3721900% | 13:00 | 682 | 1403 | 112 | 2 | 9 | 0 | 2 | 21 | 112 | 2 | 9 | 133 | 2 | 9 | 0 | 2 | 21 | 133 | 2 | 9 | 505 | 2 | 25 | 10 | E | 9 | 10 | E | 9 | 10 | A | 7 | -1 | A | 7 | 46 | A | 7 | 997 | A | 7 | 340 | A | 7 | 1.5 | A | 7 | 1200 | B | 7 | 90 | A | 7 | 2.5 | E | 8 | 0.089 | F | 8 | 0.15 | F | 8 | 0 | 1 | D | 9 | 10 | C | 8
[26 empty] | 3721900% | 14:00 | 611 | 1403 | 68 | 2 | 9 | 0 | 2 | 21 | 68 | 2 | 9 | 83 | 2 | 9 | 0 | 2 | 21 | 83 | 2 | 9 | 315 | 2 | 25 | 10 | E | 9 | 10 | E | 9 | 10 | A | 7 | -1 | A | 7 | 46 | A | 7 | 997 | A | 7 | 310 | A | 7 | 1.5 | A | 7 | 800 | B | 7 | 90 | A | 7 | 2.5 | E | 8 | 0.089 | F | 8 | 0.15 | F | 8 | 0 | 1 | D | 9 | 10 | C | 8
[26 empty] | 3721900% | 15:00 | 478 | 1403 | 75 | 2 | 9 | 0 | 2 | 21 | 75 | 2 | 9 | 88 | 2 | 9 | 0 | 2 | 21 | 88 | 2 | 9 | 315 | 2 | 25 | 10 | E | 9 | 10 | E | 9 | 11 | A | 7 | -2 | A | 7 | 39 | A | 7 | 997 | A | 7 | 230 | B | 8 | 3.3 | B | 8 | 1200 | B | 7 | 60 | A | 7 | 2.6 | E | 8 | 0.089 | F | 8 | 0.15 | F | 8 | 0 | 1 | D | 9 | 10 | C | 8
[26 empty] | 3721900% | 16:00 | 291 | 1403 | 61 | 2 | 9 | 0 | 2 | 21 | 61 | 2 | 9 | 69 | 2 | 9 | 0 | 2 | 21 | 69 | 2 | 9 | 222 | 2 | 25 | 10 | E | 9 | 10 | E | 9 | 13 | A | 7 | -1 | A | 7 | 38 | A | 7 | 997 | A | 7 | 150 | A | 7 | 5.1 | A | 7 | 2800 | B | 7 | 150 | A | 7 | 2.6 | E | 8 | 0.089 | F | 8 | 0.15 | F | 8 | 0 | 1 | D | 9 | 10 | C | 8
[26 empty] | 3721900% | 17:00 | 72 | 1111 | 4 | 2 | 9 | 0 | 2 | 21 | 4 | 2 | 9 | 5 | 2 | 9 | 0 | 2 | 21 | 5 | 2 | 9 | 16 | 2 | 25 | 10 | E | 9 | 10 | E | 9 | 15 | A | 7 | -1 | A | 7 | 33 | A | 7 | 997 | A | 7 | 150 | A | 7 | 4.1 | A | 7 | 3200 | B | 7 | 450 | A | 7 | 2.6 | E | 8 | 0.089 | F | 8 | 0.15 | F | 8 | 0 | 1 | D | 9 | 10 | C | 8
[26 empty] | 3721900% | 18:00 | 0 | 0 | 0 | 2 | 0 | 0 | 2 | 0 | 0 | 2 | 0 | 0 | 2 | 0 | 0 | 2 | 0 | 0 | 2 | 0 | 0 | 2 | 0 | 10 | E | 9 | 10 | E | 9 | 15 | A | 7 | -2 | A | 7 | 30 | A | 7 | 997 | A | 7 | 140 | A | 7 | 5.7 | A | 7 | 11300 | B | 7 | 390 | A | 7 | 2.6 | E | 8 | 0.089 | F | 8 | 0.15 | F | 8 | 0 | 1 | D | 9 | 10 | C | 8
[26 empty] | 3721900% | 19:00 | 0 | 0 | 0 | 2 | 0 | 0 | 2 | 0 | 0 | 2 | 0 | 0 | 2 | 0 | 0 | 2 | 0 | 0 | 2 | 0 | 0 | 2 | 0 | 10 | E | 9 | 10 | A | 7 | 15 | A | 7 | -1 | A | 7 | 33 | A | 7 | 997 | A | 7 | 140 | A | 7 | 5.7 | A | 7 | 16100 | B | 7 | 390 | A | 7 | 2.6 | E | 8 | 0.089 | F | 8 | 0.15 | F | 8 | 0 | 1 | D | 9 | 10 | C | 8
[26 empty] | 3721900% | 20:00 | 0 | 0 | 0 | 2 | 0 | 0 | 2 | 0 | 0 | 2 | 0 | 0 | 2 | 0 | 0 | 2 | 0 | 0 | 2 | 0 | 0 | 2 | 0 | 10 | E | 9 | 10 | A | 7 | 14 | A | 7 | -2 | A | 7 | 32 | A | 7 | 997 | A | 7 | 150 | A | 7 | 7.2 | A | 7 | 12900 | B | 7 | 210 | A | 7 | 2.7 | E | 8 | 0.089 | F | 8 | 0.15 | F | 8 | 0 | 1 | D | 9 | 10 | C | 8
[26 empty] | 3721900% | 21:00 | 0 | 0 | 0 | 2 | 0 | 0 | 2 | 0 | 0 | 2 | 0 | 0 | 2 | 0 | 0 | 2 | 0 | 0 | 2 | 0 | 0 | 2 | 0 | 10 | E | 9 | 10 | A | 7 | 14 | A | 7 | -2 | A | 7 | 32 | A | 7 | 996 | A | 7 | 150 | A | 7 | 6.2 | A | 7 | 14500 | B | 7 | 150 | A | 7 | 2.7 | E | 8 | 0.089 | F | 8 | 0.15 | F | 8 | 0 | 1 | D | 9 | 10 | C | 8
[26 empty] | 3721900% | 22:00 | 0 | 0 | 0 | 2 | 0 | 0 | 2 | 0 | 0 | 2 | 0 | 0 | 2 | 0 | 0 | 2 | 0 | 0 | 2 | 0 | 0 | 2 | 0 | 10 | B | 8 | 10 | B | 8 | 14.2 | B | 8 | -1.9 | B | 8 | 32 | A | 7 | 996 | B | 8 | 150 | B | 8 | 5.6 | B | 8 | 11250 | C | 8 | 150 | B | 8 | 2.7 | E | 8 | 0.089 | F | 8 | 0.15 | F | 8 | 0 | 1 | D | 9 | 10 | C | 8
[26 empty] | 3721900% | 23:00 | 0 | 0 | 0 | 2 | 0 | 0 | 2 | 0 | 0 | 2 | 0 | 0 | 2 | 0 | 0 | 2 | 0 | 0 | 2 | 0 | 0 | 2 | 0 | 10 | E | 9 | 10 | A | 7 | 15 | A | 7 | -2 | A | 7 | 30 | A | 7 | 996 | A | 7 | 150 | A | 7 | 5.1 | A | 7 | 8000 | B | 7 | 150 | A | 7 | 2.7 | E | 8 | 0.089 | F | 8 | 0.15 | F | 8 | 0 | 1 | D | 9 | 10 | C | 8
[26 empty] | 3721900% | 24:00 | 0 | 0 | 0 | 2 | 0 | 0 | 2 | 0 | 0 | 2 | 0 | 0 | 2 | 0 | 0 | 2 | 0 | 0 | 2 | 0 | 0 | 2 | 0 | 10 | E | 9 | 10 | A | 7 | 15 | A | 7 | 0 | A | 7 | 36 | A | 7 | 996 | A | 7 | 150 | A | 7 | 7.2 | A | 7 | 11300 | B | 7 | 330 | A | 7 | 2.7 | E | 8 | 0.089 | F | 8 | 0.15 | F | 8 | 0 | 1 | D | 9 | 10 | C | 8
[26 empty] | 3722000% | 1:00 | 0 | 0 | 0 | 2 | 0 | 0 | 2 | 0 | 0 | 2 | 0 | 0 | 2 | 0 | 0 | 2 | 0 | 0 | 2 | 0 | 0 | 2 | 0 | 10 | E | 9 | 10 | A | 7 | 16 | A | 7 | -1 | A | 7 | 31 | A | 7 | 995 | A | 7 | 160 | A | 7 | 7.7 | A | 7 | 16100 | B | 7 | 390 | A | 7 | 2.8 | E | 8 | 0.088 | F | 8 | 0.15 | F | 8 | 0 | 1 | D | 9 | 10 | C | 8
[26 empty] | 3722000% | 2:00 | 0 | 0 | 0 | 2 | 0 | 0 | 2 | 0 | 0 | 2 | 0 | 0 | 2 | 0 | 0 | 2 | 0 | 0 | 2 | 0 | 0 | 2 | 0 | 10 | E | 9 | 10 | A | 7 | 16 | A | 7 | -1 | A | 7 | 31 | A | 7 | 995 | A | 7 | 160 | A | 7 | 5.1 | A | 7 | 16100 | B | 7 | 450 | A | 7 | 2.6 | E | 8 | 0.088 | F | 8 | 0.15 | F | 8 | 0 | 1 | D | 9 | 10 | C | 8
[26 empty] | 3722000% | 3:00 | 0 | 0 | 0 | 2 | 0 | 0 | 2 | 0 | 0 | 2 | 0 | 0 | 2 | 0 | 0 | 2 | 0 | 0 | 2 | 0 | 0 | 2 | 0 | 10 | E | 9 | 10 | A | 7 | 16 | A | 7 | -1 | A | 7 | 31 | A | 7 | 995 | A | 7 | 160 | A | 7 | 8.7 | A | 7 | 16100 | B | 7 | 510 | A | 7 | 2.5 | E | 8 | 0.088 | F | 8 | 0.15 | F | 8 | 0 | 1 | D | 9 | 10 | C | 8
[26 empty] | 3722000% | 4:00 | 0 | 0 | 0 | 2 | 0 | 0 | 2 | 0 | 0 | 2 | 0 | 0 | 2 | 0 | 0 | 2 | 0 | 0 | 2 | 0 | 0 | 2 | 0 | 10 | E | 9 | 10 | A | 7 | 16 | A | 7 | -1 | A | 7 | 31 | A | 7 | 993 | A | 7 | 150 | A | 7 | 10.8 | A | 7 | 16100 | B | 7 | 570 | A | 7 | 2.4 | E | 8 | 0.088 | F | 8 | 0.15 | F | 8 | 0 | 1 | D | 9 | 10 | C | 8
[26 empty] | 3722000% | 5:00 | 0 | 0 | 0 | 2 | 0 | 0 | 2 | 0 | 0 | 2 | 0 | 0 | 2 | 0 | 0 | 2 | 0 | 0 | 2 | 0 | 0 | 2 | 0 | 10 | E | 9 | 10 | A | 7 | 17 | A | 7 | -1 | A | 7 | 29 | A | 7 | 994 | A | 7 | 170 | A | 7 | 8.7 | A | 7 | 16100 | B | 7 | 510 | A | 7 | 2.3 | E | 8 | 0.088 | F | 8 | 0.15 | F | 8 | 0 | 1 | D | 9 | 10 | C | 8
[26 empty] | 3722000% | 6:00 | 0 | 0 | 0 | 2 | 0 | 0 | 2 | 0 | 0 | 2 | 0 | 0 | 2 | 0 | 0 | 2 | 0 | 0 | 2 | 0 | 0 | 2 | 0 | 10 | E | 9 | 10 | A | 7 | 17 | A | 7 | -1 | A | 7 | 29 | A | 7 | 993 | A | 7 | 170 | A | 7 | 7.7 | A | 7 | 16100 | B | 7 | 450 | A | 7 | 2.2 | E | 8 | 0.088 | F | 8 | 0.15 | F | 8 | 0 | 1 | D | 9 | 10 | C | 8
[26 empty] | 3722000% | 7:00 | 0 | 0 | 0 | 2 | 0 | 0 | 2 | 0 | 0 | 2 | 0 | 0 | 2 | 0 | 0 | 2 | 0 | 0 | 2 | 0 | 0 | 2 | 0 | 10 | E | 9 | 10 | A | 7 | 16 | A | 7 | -1 | A | 7 | 31 | A | 7 | 993 | A | 7 | 160 | A | 7 | 7.7 | A | 7 | 16100 | B | 7 | 450 | A | 7 | 2.1 | E | 8 | 0.088 | F | 8 | 0.15 | F | 8 | 0 | 1 | D | 9 | 10 | C | 8
[26 empty] | 3722000% | 8:00 | 84 | 1205 | 0 | 2 | 9 | 0 | 2 | 21 | 0 | 2 | 9 | 0 | 2 | 9 | 0 | 2 | 21 | 0 | 2 | 9 | 0 | 2 | 25 | 10 | E | 9 | 10 | A | 7 | 17 | A | 7 | -1 | A | 7 | 29 | A | 7 | 993 | A | 7 | 160 | A | 7 | 10.3 | A | 7 | 16100 | B | 7 | 390 | A | 7 | 2 | E | 8 | 0.088 | F | 8 | 0.15 | F | 8 | 0 | 1 | D | 9 | 10 | C | 8
[26 empty] | 3722000% | 9:00 | 303 | 1404 | 32 | 2 | 9 | 0 | 2 | 21 | 32 | 2 | 9 | 38 | 2 | 9 | 0 | 2 | 21 | 38 | 2 | 9 | 132 | 2 | 25 | 10 | E | 9 | 10 | A | 7 | 16 | A | 7 | -1 | A | 7 | 31 | A | 7 | 993 | A | 7 | 170 | A | 7 | 9.8 | A | 7 | 16100 | B | 7 | 390 | A | 7 | 1.8 | E | 8 | 0.088 | F | 8 | 0.15 | F | 8 | 0 | 1 | D | 9 | 10 | C | 8
[26 empty] | 3722000% | 10:00 | 486 | 1404 | 61 | 2 | 9 | 0 | 2 | 21 | 61 | 2 | 9 | 73 | 2 | 9 | 0 | 2 | 21 | 73 | 2 | 9 | 266 | 2 | 25 | 10 | E | 9 | 9 | A | 7 | 17 | A | 7 | -1 | A | 7 | 29 | A | 7 | 992 | A | 7 | 160 | A | 7 | 10.3 | A | 7 | 16100 | B | 7 | 390 | A | 7 | 1.7 | E | 8 | 0.088 | F | 8 | 0.15 | F | 8 | 0 | 1 | D | 9 | 10 | C | 8
[26 empty] | 3722000% | 11:00 | 615 | 1404 | 89 | 2 | 9 | 0 | 2 | 21 | 89 | 2 | 9 | 106 | 2 | 9 | 0 | 2 | 21 | 106 | 2 | 9 | 399 | 2 | 25 | 10 | E | 9 | 10 | A | 7 | 17 | A | 7 | -1 | A | 7 | 29 | A | 7 | 992 | A | 7 | 170 | A | 7 | 9.3 | A | 7 | 16100 | B | 7 | 390 | A | 7 | 1.6 | E | 8 | 0.088 | F | 8 | 0.15 | F | 8 | 0 | 1 | D | 9 | 10 | C | 8
[26 empty] | 3722000% | 12:00 | 680 | 1404 | 80 | 2 | 9 | 0 | 2 | 21 | 80 | 2 | 9 | 97 | 2 | 9 | 0 | 2 | 21 | 97 | 2 | 9 | 378 | 2 | 25 | 10 | E | 9 | 10 | A | 7 | 17 | A | 7 | -1 | A | 7 | 29 | A | 7 | 991 | A | 7 | 170 | A | 7 | 7.7 | A | 7 | 9700 | B | 7 | 330 | A | 7 | 1.5 | E | 8 | 0.088 | F | 8 | 0.15 | F | 8 | 0 | 1 | D | 9 | 10 | C | 8
[26 empty] | 3722000% | 13:00 | 678 | 1404 | 77 | 2 | 9 | 0 | 2 | 21 | 77 | 2 | 9 | 94 | 2 | 9 | 0 | 2 | 21 | 94 | 2 | 9 | 365 | 2 | 25 | 10 | E | 9 | 10 | A | 7 | 17 | A | 7 | -1 | A | 7 | 29 | A | 7 | 990 | A | 7 | 160 | A | 7 | 9.8 | A | 7 | 12900 | B | 7 | 330 | A | 7 | 1.4 | E | 8 | 0.088 | F | 8 | 0.15 | F | 8 | 0 | 1 | D | 9 | 10 | C | 8
[26 empty] | 3722000% | 14:00 | 608 | 1404 | 68 | 2 | 9 | 0 | 2 | 21 | 68 | 2 | 9 | 83 | 2 | 9 | 0 | 2 | 21 | 83 | 2 | 9 | 315 | 2 | 25 | 10 | B | 8 | 10 | B | 8 | 15.9 | B | 8 | -1.6 | B | 8 | 30 | A | 7 | 991 | B | 8 | 160 | B | 8 | 7.2 | B | 8 | 13966 | C | 8 | 1120 | B | 8 | 1.4 | E | 8 | 0.088 | F | 8 | 0.15 | F | 8 | 38 | 1 | D | 9 | 10 | C | 8
[26 empty] | 3722000% | 15:00 | 475 | 1404 | 54 | 2 | 9 | 0 | 2 | 21 | 54 | 2 | 9 | 65 | 2 | 9 | 0 | 2 | 21 | 65 | 2 | 9 | 237 | 2 | 25 | 10 | B | 8 | 9 | B | 8 | 14.6 | B | 8 | -2.2 | B | 8 | 31 | A | 7 | 991 | B | 8 | 150 | B | 8 | 4.7 | B | 8 | 15033 | C | 8 | 1910 | B | 8 | 1.5 | E | 8 | 0.088 | F | 8 | 0.15 | F | 8 | 8 | 1 | D | 9 | 17 | C | 8
[26 empty] | 3722000% | 16:00 | 288 | 1404 | 28 | 2 | 9 | 0 | 2 | 21 | 28 | 2 | 9 | 34 | 2 | 9 | 0 | 2 | 21 | 34 | 2 | 9 | 116 | 2 | 25 | 10 | E | 9 | 9 | A | 7 | 13 | A | 7 | -3 | A | 7 | 32 | A | 7 | 992 | A | 7 | 150 | A | 7 | 2.1 | A | 7 | 16100 | B | 7 | 2700 | A | 7 | 1.5 | E | 8 | 0.088 | F | 8 | 0.15 | F | 8 | 0 | 1 | D | 9 | 61 | C | 8
[26 empty] | 3722000% | 17:00 | 71 | 1111 | 12 | 2 | 9 | 35 | 2 | 21 | 11 | 2 | 9 | 15 | 2 | 9 | 13 | 2 | 21 | 14 | 2 | 9 | 18 | 2 | 25 | 10 | E | 9 | 9 | A | 7 | 13 | A | 7 | -3 | A | 7 | 32 | A | 7 | 993 | A | 7 | 110 | A | 7 | 3.1 | A | 7 | 16100 | B | 7 | 3300 | A | 7 | 1.6 | E | 8 | 0.088 | F | 8 | 0.15 | F | 8 | 0 | 1 | D | 9 | 0 | C | 8
[26 empty] | 3722000% | 18:00 | 0 | 0 | 0 | 2 | 0 | 0 | 2 | 0 | 0 | 2 | 0 | 0 | 2 | 0 | 0 | 2 | 0 | 0 | 2 | 0 | 0 | 2 | 0 | 5 | B | 8 | 5 | B | 8 | 11.3 | B | 8 | -1.9 | B | 8 | 39 | A | 7 | 993 | B | 8 | 90 | B | 8 | 2.9 | B | 8 | 11250 | C | 8 | 12650 | B | 8 | 1.6 | E | 8 | 0.088 | F | 8 | 0.15 | F | 8 | 0 | 1 | D | 9 | 5 | C | 8
[26 empty] | 3722000% | 19:00 | 0 | 0 | 0 | 2 | 0 | 0 | 2 | 0 | 0 | 2 | 0 | 0 | 2 | 0 | 0 | 2 | 0 | 0 | 2 | 0 | 0 | 2 | 0 | 0 | E | 9 | 0 | A | 7 | 10 | A | 7 | -1 | A | 7 | 46 | A | 7 | 993 | A | 7 | 80 | B | 8 | 2.6 | B | 8 | 6400 | B | 7 | 77777 | A | 7 | 1.7 | E | 8 | 0.088 | F | 8 | 0.15 | F | 8 | 0 | 1 | D | 9 | 5 | C | 8
[26 empty] | 3722000% | 20:00 | 0 | 0 | 0 | 2 | 0 | 0 | 2 | 0 | 0 | 2 | 0 | 0 | 2 | 0 | 0 | 2 | 0 | 0 | 2 | 0 | 0 | 2 | 0 | 7 | E | 9 | 5 | A | 7 | 10 | A | 7 | -1 | A | 7 | 46 | A | 7 | 994 | B | 8 | 60 | B | 8 | 2.4 | B | 8 | 400 | B | 7 | 77777 | A | 7 | 1.7 | E | 8 | 0.088 | F | 8 | 0.15 | F | 8 | 0 | 1 | D | 9 | 5 | C | 8
[26 empty] | 3722000% | 21:00 | 0 | 0 | 0 | 2 | 0 | 0 | 2 | 0 | 0 | 2 | 0 | 0 | 2 | 0 | 0 | 2 | 0 | 0 | 2 | 0 | 0 | 2 | 0 | 0 | E | 9 | 0 | A | 7 | 10 | A | 7 | -1 | A | 7 | 46 | A | 7 | 994 | A | 7 | 40 | A | 7 | 2.1 | A | 7 | 12900 | B | 7 | 77777 | A | 7 | 1.8 | E | 8 | 0.088 | F | 8 | 0.15 | F | 8 | 0 | 1 | D | 9 | 5 | C | 8
[26 empty] | 3722000% | 22:00 | 0 | 0 | 0 | 2 | 0 | 0 | 2 | 0 | 0 | 2 | 0 | 0 | 2 | 0 | 0 | 2 | 0 | 0 | 2 | 0 | 0 | 2 | 0 | 10 | E | 9 | 10 | A | 7 | 7 | A | 7 | -1 | A | 7 | 56 | A | 7 | 994 | A | 7 | 320 | A | 7 | 1.5 | A | 7 | 400 | B | 7 | 240 | A | 7 | 1.8 | E | 8 | 0.088 | F | 8 | 0.15 | F | 8 | 0 | 1 | D | 9 | 0 | C | 8
[26 empty] | 3722000% | 23:00 | 0 | 0 | 0 | 2 | 0 | 0 | 2 | 0 | 0 | 2 | 0 | 0 | 2 | 0 | 0 | 2 | 0 | 0 | 2 | 0 | 0 | 2 | 0 | 10 | E | 9 | 10 | A | 7 | 7 | A | 7 | -1 | A | 7 | 56 | A | 7 | 995 | A | 7 | 320 | A | 7 | 2.1 | A | 7 | 400 | B | 7 | 15 | A | 7 | 1.9 | E | 8 | 0.088 | F | 8 | 0.15 | F | 8 | 0 | 1 | D | 9 | 5 | C | 8
[26 empty] | 3722000% | 24:00 | 0 | 0 | 0 | 2 | 0 | 0 | 2 | 0 | 0 | 2 | 0 | 0 | 2 | 0 | 0 | 2 | 0 | 0 | 2 | 0 | 0 | 2 | 0 | 10 | E | 9 | 10 | A | 7 | 8 | A | 7 | -1 | A | 7 | 52 | A | 7 | 995 | A | 7 | 330 | A | 7 | 2.6 | A | 7 | 400 | B | 7 | 15 | A | 7 | 1.9 | E | 8 | 0.088 | F | 8 | 0.15 | F | 8 | 0 | 1 | D | 9 | 5 | C | 8
[26 empty] | 3722100% | 1:00 | 0 | 0 | 0 | 2 | 0 | 0 | 2 | 0 | 0 | 2 | 0 | 0 | 2 | 0 | 0 | 2 | 0 | 0 | 2 | 0 | 0 | 2 | 0 | 10 | E | 9 | 10 | A | 7 | 7 | A | 7 | -1 | A | 7 | 56 | A | 7 | 995 | A | 7 | 10 | A | 7 | 1.5 | A | 7 | 400 | B | 7 | 15 | A | 7 | 2 | E | 8 | 0.088 | F | 8 | 0.15 | F | 8 | 0 | 1 | D | 9 | 5 | C | 8
[26 empty] | 3722100% | 2:00 | 0 | 0 | 0 | 2 | 0 | 0 | 2 | 0 | 0 | 2 | 0 | 0 | 2 | 0 | 0 | 2 | 0 | 0 | 2 | 0 | 0 | 2 | 0 | 10 | E | 9 | 10 | A | 7 | 7 | A | 7 | 7 | A | 7 | 100 | A | 7 | 995 | A | 7 | 360 | A | 7 | 1.5 | A | 7 | 800 | B | 7 | 30 | A | 7 | 1.9 | E | 8 | 0.088 | F | 8 | 0.15 | F | 8 | 0 | 1 | D | 9 | 44 | C | 8
[26 empty] | 3722100% | 3:00 | 0 | 0 | 0 | 2 | 0 | 0 | 2 | 0 | 0 | 2 | 0 | 0 | 2 | 0 | 0 | 2 | 0 | 0 | 2 | 0 | 0 | 2 | 0 | 10 | E | 9 | 10 | A | 7 | 6 | A | 7 | 6 | A | 7 | 100 | A | 7 | 996 | A | 7 | 350 | B | 8 | 1.8 | B | 8 | 400 | B | 7 | 15 | A | 7 | 1.8 | E | 8 | 0.088 | F | 8 | 0.15 | F | 8 | 0 | 1 | D | 9 | 45 | C | 8
[26 empty] | 3722100% | 4:00 | 0 | 0 | 0 | 2 | 0 | 0 | 2 | 0 | 0 | 2 | 0 | 0 | 2 | 0 | 0 | 2 | 0 | 0 | 2 | 0 | 0 | 2 | 0 | 10 | E | 9 | 10 | A | 7 | 7 | A | 7 | 7 | A | 7 | 100 | A | 7 | 996 | A | 7 | 340 | A | 7 | 2.1 | A | 7 | 400 | B | 7 | 15 | A | 7 | 1.7 | E | 8 | 0.088 | F | 8 | 0.15 | F | 8 | 0 | 1 | D | 9 | 45 | C | 8
[26 empty] | 3722100% | 5:00 | 0 | 0 | 0 | 2 | 0 | 0 | 2 | 0 | 0 | 2 | 0 | 0 | 2 | 0 | 0 | 2 | 0 | 0 | 2 | 0 | 0 | 2 | 0 | 10 | E | 9 | 10 | A | 7 | 6 | A | 7 | 6 | A | 7 | 100 | A | 7 | 996 | A | 7 | 110 | A | 7 | 2.1 | A | 7 | 400 | B | 7 | 15 | A | 7 | 1.6 | E | 8 | 0.088 | F | 8 | 0.15 | F | 8 | 0 | 1 | D | 9 | 45 | C | 8
[26 empty] | 3722100% | 6:00 | 0 | 0 | 0 | 2 | 0 | 0 | 2 | 0 | 0 | 2 | 0 | 0 | 2 | 0 | 0 | 2 | 0 | 0 | 2 | 0 | 0 | 2 | 0 | 10 | E | 9 | 10 | A | 7 | 4 | A | 7 | 4 | A | 7 | 100 | A | 7 | 996 | A | 7 | 110 | B | 8 | 2.1 | B | 8 | 400 | B | 7 | 15 | A | 7 | 1.6 | E | 8 | 0.088 | F | 8 | 0.15 | F | 8 | 0 | 1 | D | 9 | 45 | C | 8
[26 empty] | 3722100% | 7:00 | 0 | 0 | 0 | 2 | 0 | 0 | 2 | 0 | 0 | 2 | 0 | 0 | 2 | 0 | 0 | 2 | 0 | 0 | 2 | 0 | 0 | 2 | 0 | 10 | B | 8 | 10 | B | 8 | 3.9 | B | 8 | 3.9 | B | 8 | 100 | A | 7 | 996 | B | 8 | 100 | B | 8 | 2.1 | B | 8 | 400 | C | 8 | 15 | B | 8 | 1.5 | E | 8 | 0.088 | F | 8 | 0.15 | F | 8 | 0 | 1 | D | 9 | 45 | C | 8
[26 empty] | 3722100% | 8:00 | 80 | 1182 | 0 | 2 | 9 | 0 | 2 | 21 | 0 | 2 | 9 | 0 | 2 | 9 | 0 | 2 | 21 | 0 | 2 | 9 | 0 | 2 | 25 | 10 | E | 9 | 10 | A | 7 | 5 | A | 7 | 5 | A | 7 | 100 | A | 7 | 997 | A | 7 | 100 | A | 7 | 2.1 | A | 7 | 400 | B | 7 | 15 | A | 7 | 1.4 | E | 8 | 0.088 | F | 8 | 0.15 | F | 8 | 0 | 1 | D | 9 | 45 | C | 8
[26 empty] | 3722100% | 9:00 | 298 | 1404 | 105 | 2 | 9 | 53 | 2 | 21 | 94 | 2 | 9 | 115 | 2 | 9 | 44 | 2 | 21 | 106 | 2 | 9 | 226 | 2 | 25 | 10 | E | 9 | 10 | A | 7 | 5 | A | 7 | 5 | A | 7 | 100 | A | 7 | 998 | A | 7 | 120 | A | 7 | 1.5 | A | 7 | 400 | B | 7 | 15 | A | 7 | 1.3 | E | 8 | 0.088 | F | 8 | 0.15 | F | 8 | 0 | 1 | D | 9 | 45 | C | 8
[26 empty] | 3722100% | 10:00 | 482 | 1404 | 150 | 2 | 9 | 19 | 2 | 21 | 143 | 2 | 9 | 167 | 2 | 9 | 13 | 2 | 21 | 162 | 2 | 9 | 508 | 2 | 25 | 10 | E | 9 | 10 | A | 7 | 7 | A | 7 | 6 | A | 7 | 93 | A | 7 | 998 | A | 7 | 120 | B | 8 | 3 | B | 8 | 400 | B | 7 | 15 | A | 7 | 1.2 | E | 8 | 0.088 | F | 8 | 0.15 | F | 8 | 0 | 1 | D | 9 | 45 | C | 8
[26 empty] | 3722100% | 11:00 | 611 | 1404 | 312 | 2 | 9 | 262 | 2 | 21 | 198 | 2 | 9 | 330 | 2 | 9 | 264 | 2 | 21 | 215 | 2 | 9 | 439 | 2 | 25 | 6 | E | 9 | 5 | A | 7 | 9 | A | 7 | 8 | A | 7 | 93 | A | 7 | 998 | A | 7 | 130 | B | 8 | 2.7 | B | 8 | 3200 | B | 7 | 77777 | A | 7 | 1.1 | E | 8 | 0.088 | F | 8 | 0.15 | F | 8 | 0 | 1 | D | 9 | 10 | C | 8
[26 empty] | 3722100% | 12:00 | 677 | 1404 | 349 | 2 | 9 | 259 | 2 | 21 | 223 | 2 | 9 | 369 | 2 | 9 | 266 | 2 | 21 | 240 | 2 | 9 | 511 | 2 | 25 | 3 | B | 8 | 3 | B | 8 | 12 | A | 7 | 8 | A | 7 | 76 | A | 7 | 997 | A | 7 | 140 | B | 8 | 2.1 | B | 8 | 8000 | B | 7 | 77777 | A | 7 | 1 | E | 8 | 0.088 | F | 8 | 0.15 | F | 8 | 0 | 1 | D | 9 | 5 | C | 8
[26 empty] | 3722100% | 13:00 | 674 | 1404 | 468 | 2 | 9 | 652 | 2 | 21 | 153 | 2 | 9 | 479 | 2 | 9 | 629 | 2 | 21 | 176 | 2 | 9 | 302 | 2 | 25 | 0 | E | 9 | 0 | A | 7 | 13 | A | 7 | 6 | A | 7 | 62 | A | 7 | 996 | A | 7 | 120 | B | 8 | 3.5 | B | 8 | 16100 | B | 7 | 77777 | A | 7 | 0.9 | E | 8 | 0.088 | F | 8 | 0.15 | F | 8 | 0 | 1 | D | 9 | 0 | C | 8
[26 empty] | 3722100% | 14:00 | 605 | 1404 | 405 | 2 | 9 | 610 | 2 | 21 | 141 | 2 | 9 | 427 | 2 | 9 | 595 | 2 | 21 | 170 | 2 | 9 | 281 | 2 | 25 | 0 | E | 9 | 0 | A | 7 | 14 | A | 7 | 7 | A | 7 | 63 | A | 7 | 996 | A | 7 | 110 | B | 8 | 2.7 | B | 8 | 16100 | B | 7 | 77777 | A | 7 | 1 | E | 8 | 0.088 | F | 8 | 0.15 | F | 8 | 0 | 1 | D | 9 | 0 | C | 8
[26 empty] | 3722100% | 15:00 | 472 | 1404 | 237 | 2 | 9 | 204 | 2 | 21 | 168 | 2 | 9 | 254 | 2 | 9 | 191 | 2 | 21 | 190 | 2 | 9 | 382 | 2 | 25 | 0 | E | 9 | 0 | A | 7 | 13 | A | 7 | 7 | A | 7 | 67 | A | 7 | 996 | A | 7 | 90 | B | 8 | 2.9 | B | 8 | 16100 | B | 7 | 77777 | A | 7 | 1 | E | 8 | 0.088 | F | 8 | 0.15 | F | 8 | 0 | 1 | D | 9 | 0 | C | 8
[26 empty] | 3722100% | 16:00 | 286 | 1404 | 28 | 2 | 9 | 0 | 2 | 21 | 28 | 2 | 9 | 34 | 2 | 9 | 0 | 2 | 21 | 34 | 2 | 9 | 116 | 2 | 25 | 0 | E | 9 | 0 | A | 7 | 13 | A | 7 | 7 | A | 7 | 67 | A | 7 | 995 | A | 7 | 120 | A | 7 | 1.5 | A | 7 | 16100 | B | 7 | 77777 | A | 7 | 1 | E | 8 | 0.088 | F | 8 | 0.15 | F | 8 | 0 | 1 | D | 9 | 0 | C | 8
[26 empty] | 3722100% | 17:00 | 69 | 1112 | 4 | 2 | 9 | 0 | 2 | 21 | 4 | 2 | 9 | 5 | 2 | 9 | 0 | 2 | 21 | 5 | 2 | 9 | 16 | 2 | 25 | 0 | E | 9 | 0 | A | 7 | 12 | A | 7 | 7 | A | 7 | 71 | A | 7 | 996 | A | 7 | 130 | A | 7 | 1.5 | A | 7 | 16100 | B | 7 | 77777 | A | 7 | 1.1 | E | 8 | 0.088 | F | 8 | 0.15 | F | 8 | 0 | 1 | D | 9 | 0 | C | 8
[26 empty] | 3722100% | 18:00 | 0 | 0 | 0 | 2 | 0 | 0 | 2 | 0 | 0 | 2 | 0 | 0 | 2 | 0 | 0 | 2 | 0 | 0 | 2 | 0 | 0 | 2 | 0 | 0 | E | 9 | 0 | A | 7 | 12 | A | 7 | 6 | A | 7 | 67 | A | 7 | 995 | A | 7 | 80 | A | 7 | 2.1 | A | 7 | 16100 | B | 7 | 77777 | A | 7 | 1.1 | E | 8 | 0.088 | F | 8 | 0.15 | F | 8 | 0 | 1 | D | 9 | 0 | C | 8
[26 empty] | 3722100% | 19:00 | 0 | 0 | 0 | 2 | 0 | 0 | 2 | 0 | 0 | 2 | 0 | 0 | 2 | 0 | 0 | 2 | 0 | 0 | 2 | 0 | 0 | 2 | 0 | 0 | E | 9 | 0 | A | 7 | 11 | A | 7 | 6 | A | 7 | 71 | A | 7 | 996 | A | 7 | 20 | A | 7 | 1.5 | A | 7 | 16100 | B | 7 | 77777 | A | 7 | 1.1 | E | 8 | 0.088 | F | 8 | 0.15 | F | 8 | 0 | 1 | D | 9 | 0 | C | 8
[26 empty] | 3722100% | 20:00 | 0 | 0 | 0 | 2 | 0 | 0 | 2 | 0 | 0 | 2 | 0 | 0 | 2 | 0 | 0 | 2 | 0 | 0 | 2 | 0 | 0 | 2 | 0 | 3 | E | 9 | 1 | E | 9 | 9 | A | 7 | 6 | A | 7 | 81 | A | 7 | 996 | A | 7 | 130 | A | 7 | 2.1 | A | 7 | 11300 | B | 7 | 77777 | A | 7 | 1.2 | E | 8 | 0.088 | F | 8 | 0.15 | F | 8 | 0 | 1 | D | 9 | 0 | C | 8
[26 empty] | 3722100% | 21:00 | 0 | 0 | 0 | 2 | 0 | 0 | 2 | 0 | 0 | 2 | 0 | 0 | 2 | 0 | 0 | 2 | 0 | 0 | 2 | 0 | 0 | 2 | 0 | 6 | E | 9 | 2 | E | 9 | 9 | A | 7 | 6 | A | 7 | 81 | A | 7 | 996 | A | 7 | 60 | A | 7 | 1.5 | A | 7 | 12900 | B | 7 | 77777 | A | 7 | 1.2 | E | 8 | 0.088 | F | 8 | 0.15 | F | 8 | 0 | 1 | D | 9 | 0 | C | 8
[26 empty] | 3722100% | 22:00 | 0 | 0 | 0 | 2 | 0 | 0 | 2 | 0 | 0 | 2 | 0 | 0 | 2 | 0 | 0 | 2 | 0 | 0 | 2 | 0 | 0 | 2 | 0 | 1 | E | 9 | 1 | E | 9 | 8 | A | 7 | 6 | A | 7 | 87 | A | 7 | 996 | A | 7 | 40 | B | 8 | 1.5 | B | 8 | 11300 | B | 7 | 77777 | A | 7 | 1.2 | E | 8 | 0.088 | F | 8 | 0.15 | F | 8 | 0 | 1 | D | 9 | 0 | C | 8
[26 empty] | 3722100% | 23:00 | 0 | 0 | 0 | 2 | 0 | 0 | 2 | 0 | 0 | 2 | 0 | 0 | 2 | 0 | 0 | 2 | 0 | 0 | 2 | 0 | 0 | 2 | 0 | 1 | E | 9 | 1 | E | 9 | 7 | A | 7 | 5 | A | 7 | 87 | A | 7 | 995 | A | 7 | 10 | A | 7 | 1.5 | A | 7 | 9700 | B | 7 | 77777 | A | 7 | 1.3 | E | 8 | 0.088 | F | 8 | 0.15 | F | 8 | 0 | 1 | D | 9 | 0 | C | 8
[26 empty] | 3722100% | 24:00 | 0 | 0 | 0 | 2 | 0 | 0 | 2 | 0 | 0 | 2 | 0 | 0 | 2 | 0 | 0 | 2 | 0 | 0 | 2 | 0 | 0 | 2 | 0 | 6 | E | 9 | 3 | E | 9 | 7 | A | 7 | 5 | A | 7 | 87 | A | 7 | 995 | A | 7 | 60 | B | 8 | 1.9 | B | 8 | 11300 | B | 7 | 77777 | A | 7 | 1.3 | E | 8 | 0.088 | F | 8 | 0.15 | F | 8 | 0 | 1 | D | 9 | 10 | C | 8
[26 empty] | 3722200% | 1:00 | 0 | 0 | 0 | 2 | 0 | 0 | 2 | 0 | 0 | 2 | 0 | 0 | 2 | 0 | 0 | 2 | 0 | 0 | 2 | 0 | 0 | 2 | 0 | 7 | B | 8 | 5 | B | 8 | 7.3 | B | 8 | 5.8 | B | 8 | 90 | A | 7 | 995 | B | 8 | 300 | B | 8 | 1.4 | B | 8 | 11300 | C | 8 | 14937 | B | 8 | 1.3 | E | 8 | 0.087 | F | 8 | 0.15 | F | 8 | 0 | 1 | D | 9 | 0 | C | 8
[26 empty] | 3722200% | 2:00 | 0 | 0 | 0 | 2 | 0 | 0 | 2 | 0 | 0 | 2 | 0 | 0 | 2 | 0 | 0 | 2 | 0 | 0 | 2 | 0 | 0 | 2 | 0 | 9 | B | 8 | 8 | B | 8 | 7 | B | 8 | 5.9 | B | 8 | 93 | A | 7 | 995 | B | 8 | 170 | B | 8 | 1.6 | B | 8 | 11300 | C | 8 | 7873 | B | 8 | 1.5 | E | 8 | 0.087 | F | 8 | 0.15 | F | 8 | 0 | 1 | D | 9 | 10 | C | 8
[26 empty] | 3722200% | 3:00 | 0 | 0 | 0 | 2 | 0 | 0 | 2 | 0 | 0 | 2 | 0 | 0 | 2 | 0 | 0 | 2 | 0 | 0 | 2 | 0 | 0 | 2 | 0 | 10 | E | 9 | 10 | E | 9 | 7 | A | 7 | 6 | A | 7 | 93 | A | 7 | 995 | A | 7 | 200 | B | 8 | 1.8 | B | 8 | 11300 | B | 7 | 810 | A | 7 | 1.6 | E | 8 | 0.087 | F | 8 | 0.15 | F | 8 | 0 | 1 | D | 9 | 0 | C | 8
[26 empty] | 3722200% | 4:00 | 0 | 0 | 0 | 2 | 0 | 0 | 2 | 0 | 0 | 2 | 0 | 0 | 2 | 0 | 0 | 2 | 0 | 0 | 2 | 0 | 0 | 2 | 0 | 10 | E | 9 | 10 | E | 9 | 6 | A | 7 | 5 | A | 7 | 93 | A | 7 | 994 | A | 7 | 240 | B | 8 | 2.1 | B | 8 | 8000 | B | 7 | 810 | A | 7 | 1.8 | E | 8 | 0.087 | F | 8 | 0.15 | F | 8 | 0 | 1 | D | 9 | 10 | C | 8
[26 empty] | 3722200% | 5:00 | 0 | 0 | 0 | 2 | 0 | 0 | 2 | 0 | 0 | 2 | 0 | 0 | 2 | 0 | 0 | 2 | 0 | 0 | 2 | 0 | 0 | 2 | 0 | 8 | E | 9 | 5 | E | 9 | 7 | A | 7 | 5 | A | 7 | 87 | A | 7 | 995 | A | 7 | 180 | B | 8 | 1.8 | B | 8 | 9700 | B | 7 | 77777 | A | 7 | 1.9 | E | 8 | 0.087 | F | 8 | 0.15 | F | 8 | 0 | 1 | D | 9 | 10 | C | 8
[26 empty] | 3722200% | 6:00 | 0 | 0 | 0 | 2 | 0 | 0 | 2 | 0 | 0 | 2 | 0 | 0 | 2 | 0 | 0 | 2 | 0 | 0 | 2 | 0 | 0 | 2 | 0 | 9 | E | 9 | 7 | E | 9 | 6 | A | 7 | 5 | A | 7 | 93 | A | 7 | 995 | A | 7 | 230 | B | 8 | 1.9 | B | 8 | 8000 | B | 7 | 77777 | A | 7 | 2.1 | E | 8 | 0.087 | F | 8 | 0.15 | F | 8 | 0 | 1 | D | 9 | 10 | C | 8
[26 empty] | 3722200% | 7:00 | 0 | 0 | 0 | 2 | 0 | 0 | 2 | 0 | 0 | 2 | 0 | 0 | 2 | 0 | 0 | 2 | 0 | 0 | 2 | 0 | 0 | 2 | 0 | 10 | E | 9 | 10 | E | 9 | 7 | A | 7 | 6 | A | 7 | 93 | A | 7 | 995 | A | 7 | 280 | B | 8 | 1.9 | B | 8 | 8000 | B | 7 | 690 | A | 7 | 2.2 | E | 8 | 0.087 | F | 8 | 0.15 | F | 8 | 0 | 1 | D | 9 | 10 | C | 8
[26 empty] | 3722200% | 8:00 | 77 | 1159 | 0 | 2 | 9 | 0 | 2 | 21 | 0 | 2 | 9 | 0 | 2 | 9 | 0 | 2 | 21 | 0 | 2 | 9 | 0 | 2 | 25 | 10 | E | 9 | 10 | E | 9 | 8 | A | 7 | 6 | A | 7 | 87 | A | 7 | 996 | A | 7 | 300 | A | 7 | 2.1 | A | 7 | 4800 | B | 7 | 690 | A | 7 | 2.4 | E | 8 | 0.087 | F | 8 | 0.15 | F | 8 | 0 | 1 | D | 9 | 10 | C | 8
[26 empty] | 3722200% | 9:00 | 294 | 1405 | 33 | 2 | 9 | 0 | 2 | 21 | 33 | 2 | 9 | 39 | 2 | 9 | 0 | 2 | 21 | 39 | 2 | 9 | 135 | 2 | 25 | 10 | E | 9 | 10 | E | 9 | 9 | A | 7 | 7 | A | 7 | 87 | A | 7 | 996 | A | 7 | 340 | A | 7 | 1.5 | A | 7 | 4800 | B | 7 | 570 | A | 7 | 2.5 | E | 8 | 0.087 | F | 8 | 0.15 | F | 8 | 0 | 1 | D | 9 | 10 | C | 8
[26 empty] | 3722200% | 10:00 | 477 | 1405 | 54 | 2 | 9 | 0 | 2 | 21 | 54 | 2 | 9 | 65 | 2 | 9 | 0 | 2 | 21 | 65 | 2 | 9 | 238 | 2 | 25 | 10 | B | 8 | 10 | B | 8 | 9 | A | 7 | 7 | A | 7 | 87 | A | 7 | 996 | A | 7 | 330 | A | 7 | 3.1 | A | 7 | 4800 | B | 7 | 77777 | A | 7 | 2.7 | E | 8 | 0.087 | F | 8 | 0.15 | F | 8 | 0 | 1 | D | 9 | 10 | C | 8
[26 empty] | 3722200% | 11:00 | 607 | 1405 | 70 | 2 | 9 | 0 | 2 | 21 | 70 | 2 | 9 | 85 | 2 | 9 | 0 | 2 | 21 | 85 | 2 | 9 | 323 | 2 | 25 | 10 | E | 9 | 10 | E | 9 | 9 | A | 7 | 7 | A | 7 | 87 | A | 7 | 996 | A | 7 | 320 | B | 8 | 2.6 | B | 8 | 4800 | B | 7 | 540 | A | 7 | 2.8 | E | 8 | 0.087 | F | 8 | 0.15 | F | 8 | 0 | 1 | D | 9 | 10 | C | 8
[26 empty] | 3722200% | 12:00 | 673 | 1405 | 110 | 2 | 9 | 0 | 2 | 21 | 110 | 2 | 9 | 130 | 2 | 9 | 0 | 2 | 21 | 130 | 2 | 9 | 494 | 2 | 25 | 10 | E | 9 | 10 | E | 9 | 9 | A | 7 | 7 | A | 7 | 87 | A | 7 | 995 | A | 7 | 310 | A | 7 | 2.1 | A | 7 | 4800 | B | 7 | 420 | A | 7 | 3 | E | 8 | 0.087 | F | 8 | 0.15 | F | 8 | 0 | 1 | D | 9 | 10 | C | 8
[26 empty] | 3722200% | 13:00 | 671 | 1405 | 112 | 2 | 9 | 0 | 2 | 21 | 112 | 2 | 9 | 133 | 2 | 9 | 0 | 2 | 21 | 133 | 2 | 9 | 501 | 2 | 25 | 10 | E | 9 | 10 | E | 9 | 10 | A | 7 | 8 | A | 7 | 87 | A | 7 | 994 | A | 7 | 260 | B | 8 | 2.1 | B | 8 | 4800 | B | 7 | 360 | A | 7 | 3.2 | E | 8 | 0.087 | F | 8 | 0.15 | F | 8 | 0 | 1 | D | 9 | 10 | C | 8
[26 empty] | 3722200% | 14:00 | 602 | 1405 | 97 | 2 | 9 | 0 | 2 | 21 | 97 | 2 | 9 | 115 | 2 | 9 | 0 | 2 | 21 | 115 | 2 | 9 | 425 | 2 | 25 | 10 | E | 9 | 10 | E | 9 | 11 | A | 7 | 8 | A | 7 | 82 | A | 7 | 994 | A | 7 | 210 | A | 7 | 2.1 | A | 7 | 4800 | B | 7 | 360 | A | 7 | 3 | E | 8 | 0.087 | F | 8 | 0.15 | F | 8 | 0 | 1 | D | 9 | 5 | C | 8
[26 empty] | 3722200% | 15:00 | 469 | 1405 | 48 | 2 | 9 | 0 | 2 | 21 | 48 | 2 | 9 | 58 | 2 | 9 | 0 | 2 | 21 | 58 | 2 | 9 | 213 | 2 | 25 | 10 | E | 9 | 10 | E | 9 | 12 | A | 7 | 9 | A | 7 | 82 | A | 7 | 993 | A | 7 | 160 | A | 7 | 4.1 | A | 7 | 4800 | B | 7 | 360 | A | 7 | 2.9 | E | 8 | 0.087 | F | 8 | 0.15 | F | 8 | 0 | 1 | D | 9 | 5 | C | 8
[26 empty] | 3722200% | 16:00 | 284 | 1405 | 140 | 2 | 9 | 254 | 2 | 21 | 89 | 2 | 9 | 146 | 2 | 9 | 191 | 2 | 21 | 107 | 2 | 9 | 177 | 2 | 25 | 10 | E | 9 | 10 | E | 9 | 12 | A | 7 | 9 | A | 7 | 82 | A | 7 | 993 | A | 7 | 190 | A | 7 | 3.1 | A | 7 | 4800 | B | 7 | 360 | A | 7 | 2.8 | E | 8 | 0.087 | F | 8 | 0.15 | F | 8 | 0 | 1 | D | 9 | 5 | C | 8
[26 empty] | 3722200% | 17:00 | 68 | 1089 | 16 | 2 | 9 | 124 | 2 | 21 | 11 | 2 | 9 | 20 | 2 | 9 | 60 | 2 | 21 | 16 | 2 | 9 | 21 | 2 | 25 | 10 | E | 9 | 10 | E | 9 | 11 | A | 7 | 9 | A | 7 | 87 | A | 7 | 993 | A | 7 | 150 | A | 7 | 3.6 | A | 7 | 4800 | B | 7 | 300 | A | 7 | 2.7 | E | 8 | 0.087 | F | 8 | 0.15 | F | 8 | 0 | 1 | D | 9 | 10 | C | 8
[26 empty] | 3722200% | 18:00 | 0 | 0 | 0 | 2 | 0 | 0 | 2 | 0 | 0 | 2 | 0 | 0 | 2 | 0 | 0 | 2 | 0 | 0 | 2 | 0 | 0 | 2 | 0 | 10 | E | 9 | 10 | E | 9 | 11 | A | 7 | 9 | A | 7 | 87 | A | 7 | 994 | A | 7 | 210 | A | 7 | 2.6 | A | 7 | 8000 | B | 7 | 240 | A | 7 | 2.6 | E | 8 | 0.087 | F | 8 | 0.15 | F | 8 | 0 | 1 | D | 9 | 10 | C | 8
[26 empty] | 3722200% | 19:00 | 0 | 0 | 0 | 2 | 0 | 0 | 2 | 0 | 0 | 2 | 0 | 0 | 2 | 0 | 0 | 2 | 0 | 0 | 2 | 0 | 0 | 2 | 0 | 10 | E | 9 | 10 | A | 7 | 11 | A | 7 | 10 | A | 7 | 94 | A | 7 | 994 | A | 7 | 190 | A | 7 | 2.6 | A | 7 | 4800 | B | 7 | 150 | A | 7 | 2.4 | E | 8 | 0.087 | F | 8 | 0.15 | F | 8 | 0 | 1 | D | 9 | 10 | C | 8
[26 empty] | 3722200% | 20:00 | 0 | 0 | 0 | 2 | 0 | 0 | 2 | 0 | 0 | 2 | 0 | 0 | 2 | 0 | 0 | 2 | 0 | 0 | 2 | 0 | 0 | 2 | 0 | 10 | E | 9 | 10 | E | 9 | 11 | A | 7 | 10 | A | 7 | 94 | A | 7 | 994 | A | 7 | 170 | A | 7 | 3.6 | A | 7 | 4800 | B | 7 | 150 | A | 7 | 2.3 | E | 8 | 0.087 | F | 8 | 0.15 | F | 8 | 0 | 1 | D | 9 | 10 | C | 8
[26 empty] | 3722200% | 21:00 | 0 | 0 | 0 | 2 | 0 | 0 | 2 | 0 | 0 | 2 | 0 | 0 | 2 | 0 | 0 | 2 | 0 | 0 | 2 | 0 | 0 | 2 | 0 | 10 | E | 9 | 10 | E | 9 | 11 | A | 7 | 10 | A | 7 | 94 | A | 7 | 994 | A | 7 | 180 | B | 8 | 2.9 | B | 8 | 6400 | B | 7 | 150 | A | 7 | 2.2 | E | 8 | 0.087 | F | 8 | 0.15 | F | 8 | 0 | 1 | D | 9 | 10 | C | 8
[26 empty] | 3722200% | 22:00 | 0 | 0 | 0 | 2 | 0 | 0 | 2 | 0 | 0 | 2 | 0 | 0 | 2 | 0 | 0 | 2 | 0 | 0 | 2 | 0 | 0 | 2 | 0 | 10 | B | 8 | 10 | B | 8 | 10.7 | B | 8 | 10.6 | B | 8 | 99 | A | 7 | 995 | B | 8 | 190 | B | 8 | 2.2 | B | 8 | 5600 | C | 8 | 120 | B | 8 | 2.1 | E | 8 | 0.087 | F | 8 | 0.15 | F | 8 | 0 | 1 | D | 9 | 10 | C | 8
[26 empty] | 3722200% | 23:00 | 0 | 0 | 0 | 2 | 0 | 0 | 2 | 0 | 0 | 2 | 0 | 0 | 2 | 0 | 0 | 2 | 0 | 0 | 2 | 0 | 0 | 2 | 0 | 10 | E | 9 | 10 | E | 9 | 11 | A | 7 | 11 | A | 7 | 100 | A | 7 | 995 | A | 7 | 200 | A | 7 | 1.5 | A | 7 | 4800 | B | 7 | 90 | A | 7 | 2 | E | 8 | 0.087 | F | 8 | 0.15 | F | 8 | 0 | 1 | D | 9 | 10 | C | 8
[26 empty] | 3722200% | 24:00 | 0 | 0 | 0 | 2 | 0 | 0 | 2 | 0 | 0 | 2 | 0 | 0 | 2 | 0 | 0 | 2 | 0 | 0 | 2 | 0 | 0 | 2 | 0 | 10 | E | 9 | 10 | E | 9 | 11 | A | 7 | 10 | A | 7 | 94 | A | 7 | 995 | A | 7 | 190 | B | 8 | 1.6 | B | 8 | 4000 | B | 7 | 60 | A | 7 | 1.9 | E | 8 | 0.087 | F | 8 | 0.15 | F | 8 | 0 | 1 | D | 9 | 10 | C | 8
[26 empty] | 3722300% | 1:00 | 0 | 0 | 0 | 2 | 0 | 0 | 2 | 0 | 0 | 2 | 0 | 0 | 2 | 0 | 0 | 2 | 0 | 0 | 2 | 0 | 0 | 2 | 0 | 10 | B | 8 | 10 | B | 8 | 10.7 | B | 8 | 10.3 | B | 8 | 97 | A | 7 | 995 | B | 8 | 180 | B | 8 | 1.7 | B | 8 | 3400 | C | 8 | 105 | B | 8 | 1.7 | E | 8 | 0.087 | F | 8 | 0.15 | F | 8 | 0 | 1 | D | 9 | 10 | C | 8
[26 empty] | 3722300% | 2:00 | 0 | 0 | 0 | 2 | 0 | 0 | 2 | 0 | 0 | 2 | 0 | 0 | 2 | 0 | 0 | 2 | 0 | 0 | 2 | 0 | 0 | 2 | 0 | 10 | E | 9 | 10 | E | 9 | 10 | A | 7 | 10 | A | 7 | 100 | A | 7 | 995 | B | 8 | 180 | B | 8 | 1.9 | B | 8 | 2800 | B | 7 | 150 | A | 7 | 1.8 | E | 8 | 0.087 | F | 8 | 0.15 | F | 8 | 0 | 1 | D | 9 | 10 | C | 8
[26 empty] | 3722300% | 3:00 | 0 | 0 | 0 | 2 | 0 | 0 | 2 | 0 | 0 | 2 | 0 | 0 | 2 | 0 | 0 | 2 | 0 | 0 | 2 | 0 | 0 | 2 | 0 | 10 | B | 8 | 10 | B | 8 | 10 | B | 8 | 9.4 | B | 8 | 96 | A | 7 | 996 | B | 8 | 170 | B | 8 | 2 | B | 8 | 1600 | C | 8 | 83 | B | 8 | 1.9 | E | 8 | 0.087 | F | 8 | 0.15 | F | 8 | 0 | 1 | D | 9 | 10 | C | 8
[26 empty] | 3722300% | 4:00 | 0 | 0 | 0 | 2 | 0 | 0 | 2 | 0 | 0 | 2 | 0 | 0 | 2 | 0 | 0 | 2 | 0 | 0 | 2 | 0 | 0 | 2 | 0 | 10 | E | 9 | 10 | A | 7 | 10 | A | 7 | 9 | A | 7 | 93 | A | 7 | 996 | A | 7 | 160 | A | 7 | 2.1 | A | 7 | 400 | B | 7 | 15 | A | 7 | 1.9 | E | 8 | 0.087 | F | 8 | 0.15 | F | 8 | 0 | 1 | D | 9 | 45 | C | 8
[26 empty] | 3722300% | 5:00 | 0 | 0 | 0 | 2 | 0 | 0 | 2 | 0 | 0 | 2 | 0 | 0 | 2 | 0 | 0 | 2 | 0 | 0 | 2 | 0 | 0 | 2 | 0 | 10 | E | 9 | 10 | A | 7 | 10 | A | 7 | 10 | A | 7 | 100 | A | 7 | 996 | A | 7 | 160 | A | 7 | 1.5 | A | 7 | 400 | B | 7 | 15 | A | 7 | 2 | E | 8 | 0.087 | F | 8 | 0.15 | F | 8 | 0 | 1 | D | 9 | 45 | C | 8
[26 empty] | 3722300% | 6:00 | 0 | 0 | 0 | 2 | 0 | 0 | 2 | 0 | 0 | 2 | 0 | 0 | 2 | 0 | 0 | 2 | 0 | 0 | 2 | 0 | 0 | 2 | 0 | 10 | E | 9 | 10 | A | 7 | 10 | A | 7 | 10 | A | 7 | 100 | A | 7 | 996 | A | 7 | 180 | A | 7 | 1.5 | A | 7 | 400 | B | 7 | 15 | A | 7 | 2 | E | 8 | 0.087 | F | 8 | 0.15 | F | 8 | 0 | 1 | D | 9 | 45 | C | 8
[26 empty] | 3722300% | 7:00 | 0 | 0 | 0 | 2 | 0 | 0 | 2 | 0 | 0 | 2 | 0 | 0 | 2 | 0 | 0 | 2 | 0 | 0 | 2 | 0 | 0 | 2 | 0 | 10 | E | 9 | 10 | A | 7 | 9 | A | 7 | 9 | A | 7 | 100 | A | 7 | 997 | A | 7 | 180 | A | 7 | 1.5 | A | 7 | 400 | B | 7 | 15 | A | 7 | 2.1 | E | 8 | 0.087 | F | 8 | 0.15 | F | 8 | 0 | 1 | D | 9 | 45 | C | 8
[26 empty] | 3722300% | 8:00 | 73 | 1136 | 0 | 2 | 9 | 0 | 2 | 21 | 0 | 2 | 9 | 0 | 2 | 9 | 0 | 2 | 21 | 0 | 2 | 9 | 0 | 2 | 25 | 10 | E | 9 | 10 | E | 9 | 9 | A | 7 | 9 | A | 7 | 100 | A | 7 | 998 | A | 7 | 130 | B | 8 | 1.8 | B | 8 | 400 | B | 7 | 30 | A | 7 | 2.1 | E | 8 | 0.087 | F | 8 | 0.15 | F | 8 | 0 | 1 | D | 9 | 44 | C | 8
[26 empty] | 3722300% | 9:00 | 290 | 1405 | 156 | 2 | 9 | 174 | 2 | 21 | 120 | 2 | 9 | 165 | 2 | 9 | 136 | 2 | 21 | 137 | 2 | 9 | 259 | 2 | 25 | 10 | E | 9 | 10 | A | 7 | 9 | A | 7 | 9 | A | 7 | 100 | A | 7 | 998 | A | 7 | 70 | A | 7 | 2.1 | A | 7 | 400 | B | 7 | 15 | A | 7 | 2.2 | E | 8 | 0.087 | F | 8 | 0.15 | F | 8 | 3 | 1 | D | 9 | 45 | C | 8
[26 empty] | 3722300% | 10:00 | 473 | 1405 | 82 | 2 | 9 | 0 | 2 | 21 | 82 | 2 | 9 | 95 | 2 | 9 | 0 | 2 | 21 | 95 | 2 | 9 | 337 | 2 | 25 | 8 | E | 9 | 8 | E | 9 | 11 | A | 7 | 10 | A | 7 | 94 | A | 7 | 998 | A | 7 | 70 | A | 7 | 1.5 | A | 7 | 3200 | B | 7 | 30 | A | 7 | 2.2 | E | 8 | 0.087 | F | 8 | 0.15 | F | 8 | 0 | 1 | D | 9 | 45 | C | 8
[26 empty] | 3722300% | 11:00 | 603 | 1405 | 204 | 2 | 9 | 49 | 2 | 21 | 183 | 2 | 9 | 224 | 2 | 9 | 48 | 2 | 21 | 203 | 2 | 9 | 519 | 2 | 25 | 10 | E | 9 | 10 | E | 9 | 12 | A | 7 | 11 | A | 7 | 94 | A | 7 | 998 | A | 7 | 20 | B | 8 | 1.9 | B | 8 | 3200 | B | 7 | 2700 | A | 7 | 2.3 | E | 8 | 0.087 | F | 8 | 0.15 | F | 8 | 0 | 1 | D | 9 | 10 | C | 8
[26 empty] | 3722300% | 12:00 | 669 | 1405 | 104 | 2 | 9 | 0 | 2 | 21 | 104 | 2 | 9 | 124 | 2 | 9 | 0 | 2 | 21 | 124 | 2 | 9 | 470 | 2 | 25 | 8 | E | 9 | 8 | E | 9 | 13 | A | 7 | 12 | A | 7 | 94 | A | 7 | 998 | A | 7 | 330 | B | 8 | 2.2 | B | 8 | 6400 | B | 7 | 77777 | A | 7 | 2.4 | E | 8 | 0.087 | F | 8 | 0.15 | F | 8 | 0 | 1 | D | 9 | 10 | C | 8
[26 empty] | 3722300% | 13:00 | 668 | 1405 | 178 | 2 | 9 | 6 | 2 | 21 | 175 | 2 | 9 | 203 | 2 | 9 | 5 | 2 | 21 | 201 | 2 | 9 | 704 | 2 | 25 | 9 | E | 9 | 9 | E | 9 | 13 | A | 7 | 12 | A | 7 | 94 | A | 7 | 998 | A | 7 | 280 | A | 7 | 2.6 | A | 7 | 3200 | B | 7 | 2700 | A | 7 | 2.4 | E | 8 | 0.087 | F | 8 | 0.15 | F | 8 | 0 | 1 | D | 9 | 10 | C | 8
[26 empty] | 3722300% | 14:00 | 599 | 1405 | 68 | 2 | 9 | 0 | 2 | 21 | 68 | 2 | 9 | 82 | 2 | 9 | 0 | 2 | 21 | 82 | 2 | 9 | 313 | 2 | 25 | 9 | E | 9 | 9 | E | 9 | 13 | A | 7 | 12 | A | 7 | 94 | A | 7 | 998 | A | 7 | 320 | A | 7 | 3.1 | A | 7 | 3200 | B | 7 | 3000 | A | 7 | 2.4 | E | 8 | 0.087 | F | 8 | 0.15 | F | 8 | 0 | 1 | D | 9 | 10 | C | 8
[26 empty] | 3722300% | 15:00 | 467 | 1405 | 48 | 2 | 9 | 0 | 2 | 21 | 48 | 2 | 9 | 58 | 2 | 9 | 0 | 2 | 21 | 58 | 2 | 9 | 213 | 2 | 25 | 10 | E | 9 | 10 | E | 9 | 13 | A | 7 | 12 | A | 7 | 94 | A | 7 | 998 | A | 7 | 10 | A | 7 | 3.6 | A | 7 | 3200 | B | 7 | 600 | A | 7 | 2.4 | E | 8 | 0.087 | F | 8 | 0.15 | F | 8 | 0 | 1 | D | 9 | 10 | C | 8
[26 empty] | 3722300% | 16:00 | 282 | 1405 | 75 | 2 | 9 | 22 | 2 | 21 | 70 | 2 | 9 | 82 | 2 | 9 | 18 | 2 | 21 | 78 | 2 | 9 | 177 | 2 | 25 | 10 | E | 9 | 10 | E | 9 | 13 | A | 7 | 11 | A | 7 | 88 | A | 7 | 998 | A | 7 | 10 | A | 7 | 2.6 | A | 7 | 3200 | B | 7 | 600 | A | 7 | 2.4 | E | 8 | 0.087 | F | 8 | 0.15 | F | 8 | 0 | 1 | D | 9 | 10 | C | 8
[26 empty] | 3722300% | 17:00 | 67 | 1089 | 12 | 2 | 9 | 38 | 2 | 21 | 10 | 2 | 9 | 14 | 2 | 9 | 14 | 2 | 21 | 13 | 2 | 9 | 16 | 2 | 25 | 10 | E | 9 | 10 | E | 9 | 13 | A | 7 | 11 | A | 7 | 88 | A | 7 | 998 | A | 7 | 10 | A | 7 | 3.1 | A | 7 | 9700 | B | 7 | 1080 | A | 7 | 2.3 | E | 8 | 0.087 | F | 8 | 0.15 | F | 8 | 0 | 1 | D | 9 | 10 | C | 8
[26 empty] | 3722300% | 18:00 | 0 | 0 | 0 | 2 | 0 | 0 | 2 | 0 | 0 | 2 | 0 | 0 | 2 | 0 | 0 | 2 | 0 | 0 | 2 | 0 | 0 | 2 | 0 | 10 | E | 9 | 10 | E | 9 | 13 | A | 7 | 11 | A | 7 | 88 | A | 7 | 998 | A | 7 | 30 | A | 7 | 3.1 | A | 7 | 3200 | B | 7 | 1080 | A | 7 | 2.3 | E | 8 | 0.087 | F | 8 | 0.15 | F | 8 | 0 | 1 | D | 9 | 10 | C | 8
[26 empty] | 3722300% | 19:00 | 0 | 0 | 0 | 2 | 0 | 0 | 2 | 0 | 0 | 2 | 0 | 0 | 2 | 0 | 0 | 2 | 0 | 0 | 2 | 0 | 0 | 2 | 0 | 10 | E | 9 | 10 | A | 7 | 13 | A | 7 | 9 | A | 7 | 77 | A | 7 | 998 | A | 7 | 30 | A | 7 | 2.6 | A | 7 | 8000 | B | 7 | 900 | A | 7 | 2.3 | E | 8 | 0.087 | F | 8 | 0.15 | F | 8 | 0 | 1 | D | 9 | 10 | C | 8
[26 empty] | 3722300% | 20:00 | 0 | 0 | 0 | 2 | 0 | 0 | 2 | 0 | 0 | 2 | 0 | 0 | 2 | 0 | 0 | 2 | 0 | 0 | 2 | 0 | 0 | 2 | 0 | 10 | E | 9 | 10 | E | 9 | 12 | A | 7 | 9 | A | 7 | 82 | A | 7 | 999 | A | 7 | 360 | A | 7 | 3.1 | A | 7 | 12900 | B | 7 | 840 | A | 7 | 2.3 | E | 8 | 0.087 | F | 8 | 0.15 | F | 8 | 0 | 1 | D | 9 | 10 | C | 8
[26 empty] | 3722300% | 21:00 | 0 | 0 | 0 | 2 | 0 | 0 | 2 | 0 | 0 | 2 | 0 | 0 | 2 | 0 | 0 | 2 | 0 | 0 | 2 | 0 | 0 | 2 | 0 | 10 | E | 9 | 10 | E | 9 | 12 | A | 7 | 9 | A | 7 | 82 | A | 7 | 999 | A | 7 | 10 | A | 7 | 5.1 | A | 7 | 11300 | B | 7 | 780 | A | 7 | 2.3 | E | 8 | 0.087 | F | 8 | 0.15 | F | 8 | 0 | 1 | D | 9 | 10 | C | 8
[26 empty] | 3722300% | 22:00 | 0 | 0 | 0 | 2 | 0 | 0 | 2 | 0 | 0 | 2 | 0 | 0 | 2 | 0 | 0 | 2 | 0 | 0 | 2 | 0 | 0 | 2 | 0 | 10 | E | 9 | 10 | E | 9 | 12 | A | 7 | 10 | A | 7 | 88 | A | 7 | 999 | A | 7 | 10 | A | 7 | 4.1 | A | 7 | 8000 | B | 7 | 720 | A | 7 | 2.2 | E | 8 | 0.087 | F | 8 | 0.15 | F | 8 | 0 | 1 | D | 9 | 10 | C | 8
[26 empty] | 3722300% | 23:00 | 0 | 0 | 0 | 2 | 0 | 0 | 2 | 0 | 0 | 2 | 0 | 0 | 2 | 0 | 0 | 2 | 0 | 0 | 2 | 0 | 0 | 2 | 0 | 10 | E | 9 | 10 | E | 9 | 11 | A | 7 | 10 | A | 7 | 94 | A | 7 | 998 | A | 7 | 360 | A | 7 | 4.1 | A | 7 | 6400 | B | 7 | 660 | A | 7 | 2.2 | E | 8 | 0.087 | F | 8 | 0.15 | F | 8 | 0 | 1 | D | 9 | 10 | C | 8
[26 empty] | 3722300% | 24:00 | 0 | 0 | 0 | 2 | 0 | 0 | 2 | 0 | 0 | 2 | 0 | 0 | 2 | 0 | 0 | 2 | 0 | 0 | 2 | 0 | 0 | 2 | 0 | 10 | E | 9 | 10 | E | 9 | 11 | A | 7 | 9 | A | 7 | 87 | A | 7 | 998 | A | 7 | 10 | A | 7 | 3.6 | A | 7 | 6400 | B | 7 | 600 | A | 7 | 2.2 | E | 8 | 0.087 | F | 8 | 0.15 | F | 8 | 0 | 1 | D | 9 | 10 | C | 8
[26 empty] | 3722400% | 1:00 | 0 | 0 | 0 | 2 | 0 | 0 | 2 | 0 | 0 | 2 | 0 | 0 | 2 | 0 | 0 | 2 | 0 | 0 | 2 | 0 | 0 | 2 | 0 | 10 | E | 9 | 10 | E | 9 | 11 | A | 7 | 9 | A | 7 | 87 | A | 7 | 998 | A | 7 | 340 | A | 7 | 2.6 | A | 7 | 4800 | B | 7 | 480 | A | 7 | 2.2 | E | 8 | 0.086 | F | 8 | 0.15 | F | 8 | 0 | 1 | D | 9 | 10 | C | 8
[26 empty] | 3722400% | 2:00 | 0 | 0 | 0 | 2 | 0 | 0 | 2 | 0 | 0 | 2 | 0 | 0 | 2 | 0 | 0 | 2 | 0 | 0 | 2 | 0 | 0 | 2 | 0 | 10 | B | 8 | 10 | B | 8 | 10.9 | B | 8 | 9 | B | 8 | 88 | A | 7 | 998 | B | 8 | 340 | B | 8 | 2.4 | B | 8 | 4800 | C | 8 | 360 | B | 8 | 2.2 | E | 8 | 0.086 | F | 8 | 0.15 | F | 8 | 0 | 1 | D | 9 | 10 | C | 8
[26 empty] | 3722400% | 3:00 | 0 | 0 | 0 | 2 | 0 | 0 | 2 | 0 | 0 | 2 | 0 | 0 | 2 | 0 | 0 | 2 | 0 | 0 | 2 | 0 | 0 | 2 | 0 | 10 | E | 9 | 10 | E | 9 | 11 | A | 7 | 9 | A | 7 | 87 | A | 7 | 997 | A | 7 | 330 | A | 7 | 2.1 | A | 7 | 4800 | B | 7 | 240 | A | 7 | 2.3 | E | 8 | 0.086 | F | 8 | 0.15 | F | 8 | 0 | 1 | D | 9 | 10 | C | 8
[26 empty] | 3722400% | 4:00 | 0 | 0 | 0 | 2 | 0 | 0 | 2 | 0 | 0 | 2 | 0 | 0 | 2 | 0 | 0 | 2 | 0 | 0 | 2 | 0 | 0 | 2 | 0 | 10 | E | 9 | 10 | E | 9 | 11 | A | 7 | 9 | A | 7 | 87 | A | 7 | 997 | A | 7 | 320 | B | 8 | 2.1 | B | 8 | 4800 | B | 7 | 180 | A | 7 | 2.3 | E | 8 | 0.086 | F | 8 | 0.15 | F | 8 | 0 | 1 | D | 9 | 10 | C | 8
[26 empty] | 3722400% | 5:00 | 0 | 0 | 0 | 2 | 0 | 0 | 2 | 0 | 0 | 2 | 0 | 0 | 2 | 0 | 0 | 2 | 0 | 0 | 2 | 0 | 0 | 2 | 0 | 10 | E | 9 | 10 | E | 9 | 11 | A | 7 | 9 | A | 7 | 87 | A | 7 | 997 | A | 7 | 310 | A | 7 | 2.1 | A | 7 | 4000 | B | 7 | 120 | A | 7 | 2.4 | E | 8 | 0.086 | F | 8 | 0.15 | F | 8 | 0 | 1 | D | 9 | 10 | C | 8
[26 empty] | 3722400% | 6:00 | 0 | 0 | 0 | 2 | 0 | 0 | 2 | 0 | 0 | 2 | 0 | 0 | 2 | 0 | 0 | 2 | 0 | 0 | 2 | 0 | 0 | 2 | 0 | 10 | E | 9 | 10 | E | 9 | 11 | A | 7 | 11 | A | 7 | 100 | A | 7 | 997 | A | 7 | 60 | A | 7 | 1.5 | A | 7 | 3200 | B | 7 | 60 | A | 7 | 2.4 | E | 8 | 0.086 | F | 8 | 0.15 | F | 8 | 0 | 1 | D | 9 | 10 | C | 8
[26 empty] | 3722400% | 7:00 | 0 | 0 | 0 | 2 | 0 | 0 | 2 | 0 | 0 | 2 | 0 | 0 | 2 | 0 | 0 | 2 | 0 | 0 | 2 | 0 | 0 | 2 | 0 | 10 | E | 9 | 10 | E | 9 | 11 | A | 7 | 11 | A | 7 | 100 | A | 7 | 997 | A | 7 | 360 | B | 8 | 1.5 | B | 8 | 4000 | B | 7 | 240 | A | 7 | 2.5 | E | 8 | 0.086 | F | 8 | 0.15 | F | 8 | 0 | 1 | D | 9 | 10 | C | 8
[26 empty] | 3722400% | 8:00 | 70 | 1113 | 0 | 2 | 9 | 0 | 2 | 21 | 0 | 2 | 9 | 0 | 2 | 9 | 0 | 2 | 21 | 0 | 2 | 9 | 0 | 2 | 25 | 10 | E | 9 | 10 | E | 9 | 11 | A | 7 | 11 | A | 7 | 100 | A | 7 | 998 | A | 7 | 290 | A | 7 | 1.5 | A | 7 | 800 | B | 7 | 240 | A | 7 | 2.5 | E | 8 | 0.086 | F | 8 | 0.15 | F | 8 | 0 | 1 | D | 9 | 10 | C | 8
[26 empty] | 3722400% | 9:00 | 285 | 1406 | 25 | 2 | 9 | 0 | 2 | 21 | 25 | 2 | 9 | 30 | 2 | 9 | 0 | 2 | 21 | 30 | 2 | 9 | 105 | 2 | 25 | 10 | E | 9 | 10 | E | 9 | 12 | A | 7 | 11 | A | 7 | 94 | A | 7 | 998 | A | 7 | 310 | A | 7 | 1.5 | A | 7 | 800 | B | 7 | 180 | A | 7 | 2.6 | E | 8 | 0.086 | F | 8 | 0.15 | F | 8 | 0 | 1 | D | 9 | 44 | C | 8
[26 empty] | 3722400% | 10:00 | 469 | 1406 | 48 | 2 | 9 | 0 | 2 | 21 | 48 | 2 | 9 | 58 | 2 | 9 | 0 | 2 | 21 | 58 | 2 | 9 | 213 | 2 | 25 | 10 | E | 9 | 10 | E | 9 | 13 | A | 7 | 12 | A | 7 | 94 | A | 7 | 998 | A | 7 | 300 | A | 7 | 2.1 | A | 7 | 3200 | B | 7 | 180 | A | 7 | 2.6 | E | 8 | 0.086 | F | 8 | 0.15 | F | 8 | 0 | 1 | D | 9 | 10 | C | 8
[26 empty] | 3722400% | 11:00 | 599 | 1406 | 64 | 2 | 9 | 0 | 2 | 21 | 64 | 2 | 9 | 78 | 2 | 9 | 0 | 2 | 21 | 78 | 2 | 9 | 297 | 2 | 25 | 10 | E | 9 | 10 | E | 9 | 13 | A | 7 | 12 | A | 7 | 94 | A | 7 | 998 | A | 7 | 330 | A | 7 | 2.1 | A | 7 | 4000 | B | 7 | 180 | A | 7 | 2.7 | E | 8 | 0.086 | F | 8 | 0.15 | F | 8 | 0 | 1 | D | 9 | 10 | C | 8
[26 empty] | 3722400% | 12:00 | 665 | 1406 | 116 | 2 | 9 | 0 | 2 | 21 | 116 | 2 | 9 | 137 | 2 | 9 | 0 | 2 | 21 | 137 | 2 | 9 | 514 | 2 | 25 | 10 | E | 9 | 10 | E | 9 | 14 | A | 7 | 13 | A | 7 | 94 | A | 7 | 997 | A | 7 | 170 | A | 7 | 4.1 | A | 7 | 8000 | B | 7 | 180 | A | 7 | 2.7 | E | 8 | 0.086 | F | 8 | 0.15 | F | 8 | 0 | 1 | D | 9 | 10 | C | 8
[26 empty] | 3722400% | 13:00 | 665 | 1406 | 142 | 2 | 9 | 0 | 2 | 21 | 142 | 2 | 9 | 165 | 2 | 9 | 0 | 2 | 21 | 165 | 2 | 9 | 603 | 2 | 25 | 10 | E | 9 | 10 | E | 9 | 14 | A | 7 | 13 | A | 7 | 94 | A | 7 | 996 | B | 8 | 160 | A | 7 | 3.6 | A | 7 | 6400 | B | 7 | 120 | A | 7 | 2.8 | E | 8 | 0.086 | F | 8 | 0.15 | F | 8 | 0 | 1 | D | 9 | 10 | C | 8
[26 empty] | 3722400% | 14:00 | 596 | 1406 | 68 | 2 | 9 | 0 | 2 | 21 | 68 | 2 | 9 | 82 | 2 | 9 | 0 | 2 | 21 | 82 | 2 | 9 | 313 | 2 | 25 | 10 | E | 9 | 10 | E | 9 | 15 | A | 7 | 14 | A | 7 | 94 | A | 7 | 995 | A | 7 | 160 | A | 7 | 4.1 | A | 7 | 3200 | B | 7 | 180 | A | 7 | 2.8 | E | 8 | 0.086 | F | 8 | 0.15 | F | 8 | 0 | 1 | D | 9 | 10 | C | 8
[26 empty] | 3722400% | 15:00 | 465 | 1406 | 48 | 2 | 9 | 0 | 2 | 21 | 48 | 2 | 9 | 58 | 2 | 9 | 0 | 2 | 21 | 58 | 2 | 9 | 212 | 2 | 25 | 10 | E | 9 | 10 | E | 9 | 16 | A | 7 | 14 | A | 7 | 88 | A | 7 | 994 | A | 7 | 140 | A | 7 | 4.1 | A | 7 | 4800 | B | 7 | 180 | A | 7 | 2.8 | E | 8 | 0.086 | F | 8 | 0.15 | F | 8 | 0 | 1 | D | 9 | 10 | C | 8
[26 empty] | 3722400% | 16:00 | 280 | 1406 | 42 | 2 | 9 | 0 | 2 | 21 | 42 | 2 | 9 | 49 | 2 | 9 | 0 | 2 | 21 | 49 | 2 | 9 | 163 | 2 | 25 | 10 | E | 9 | 10 | E | 9 | 15 | A | 7 | 14 | A | 7 | 94 | A | 7 | 994 | A | 7 | 180 | A | 7 | 4.1 | A | 7 | 4800 | B | 7 | 180 | A | 7 | 2.8 | E | 8 | 0.086 | F | 8 | 0.15 | F | 8 | 0 | 1 | D | 9 | 10 | C | 8
[26 empty] | 3722400% | 17:00 | 66 | 1066 | 10 | 2 | 9 | 8 | 2 | 21 | 9 | 2 | 9 | 11 | 2 | 9 | 4 | 2 | 21 | 10 | 2 | 9 | 24 | 2 | 25 | 10 | E | 9 | 10 | E | 9 | 15 | A | 7 | 14 | A | 7 | 94 | A | 7 | 995 | A | 7 | 170 | A | 7 | 3.1 | A | 7 | 3200 | B | 7 | 180 | A | 7 | 2.8 | E | 8 | 0.086 | F | 8 | 0.15 | F | 8 | 0 | 1 | D | 9 | 10 | C | 8
[26 empty] | 3722400% | 18:00 | 0 | 0 | 0 | 2 | 0 | 0 | 2 | 0 | 0 | 2 | 0 | 0 | 2 | 0 | 0 | 2 | 0 | 0 | 2 | 0 | 0 | 2 | 0 | 6 | E | 9 | 3 | E | 9 | 14 | A | 7 | 13 | A | 7 | 94 | A | 7 | 994 | A | 7 | 130 | A | 7 | 2.1 | A | 7 | 6400 | B | 7 | 77777 | A | 7 | 2.8 | E | 8 | 0.086 | F | 8 | 0.15 | F | 8 | 0 | 1 | D | 9 | 10 | C | 8
[26 empty] | 3722400% | 19:00 | 0 | 0 | 0 | 2 | 0 | 0 | 2 | 0 | 0 | 2 | 0 | 0 | 2 | 0 | 0 | 2 | 0 | 0 | 2 | 0 | 0 | 2 | 0 | 0 | E | 9 | 0 | A | 7 | 14 | A | 7 | 13 | A | 7 | 94 | A | 7 | 995 | A | 7 | 150 | A | 7 | 2.1 | A | 7 | 6400 | B | 7 | 77777 | A | 7 | 2.8 | E | 8 | 0.086 | F | 8 | 0.15 | F | 8 | 0 | 1 | D | 9 | 10 | C | 8
[26 empty] | 3722400% | 20:00 | 0 | 0 | 0 | 2 | 0 | 0 | 2 | 0 | 0 | 2 | 0 | 0 | 2 | 0 | 0 | 2 | 0 | 0 | 2 | 0 | 0 | 2 | 0 | 10 | E | 9 | 10 | A | 7 | 12 | A | 7 | 12 | A | 7 | 100 | A | 7 | 995 | A | 7 | 150 | B | 8 | 2.3 | B | 8 | 400 | B | 7 | 15 | A | 7 | 2.8 | E | 8 | 0.086 | F | 8 | 0.15 | F | 8 | 0 | 1 | D | 9 | 10 | C | 8
[26 empty] | 3722400% | 21:00 | 0 | 0 | 0 | 2 | 0 | 0 | 2 | 0 | 0 | 2 | 0 | 0 | 2 | 0 | 0 | 2 | 0 | 0 | 2 | 0 | 0 | 2 | 0 | 10 | B | 8 | 10 | B | 8 | 12 | B | 8 | 12 | B | 8 | 100 | A | 7 | 994 | B | 8 | 150 | B | 8 | 2.5 | B | 8 | 400 | C | 8 | 15 | B | 8 | 2.8 | E | 8 | 0.086 | F | 8 | 0.15 | F | 8 | 0 | 1 | D | 9 | 10 | C | 8
[26 empty] | 3722400% | 22:00 | 0 | 0 | 0 | 2 | 0 | 0 | 2 | 0 | 0 | 2 | 0 | 0 | 2 | 0 | 0 | 2 | 0 | 0 | 2 | 0 | 0 | 2 | 0 | 10 | E | 9 | 10 | A | 7 | 12 | A | 7 | 12 | A | 7 | 100 | A | 7 | 994 | A | 7 | 150 | B | 8 | 2.8 | B | 8 | 400 | B | 7 | 15 | A | 7 | 2.8 | E | 8 | 0.086 | F | 8 | 0.15 | F | 8 | 0 | 1 | D | 9 | 10 | C | 8
[26 empty] | 3722400% | 23:00 | 0 | 0 | 0 | 2 | 0 | 0 | 2 | 0 | 0 | 2 | 0 | 0 | 2 | 0 | 0 | 2 | 0 | 0 | 2 | 0 | 0 | 2 | 0 | 10 | E | 9 | 10 | A | 7 | 11 | A | 7 | 11 | A | 7 | 100 | A | 7 | 994 | A | 7 | 150 | B | 8 | 3 | B | 8 | 400 | B | 7 | 15 | A | 7 | 2.8 | E | 8 | 0.086 | F | 8 | 0.15 | F | 8 | 0 | 1 | D | 9 | 45 | C | 8
[26 empty] | 3722400% | 24:00 | 0 | 0 | 0 | 2 | 0 | 0 | 2 | 0 | 0 | 2 | 0 | 0 | 2 | 0 | 0 | 2 | 0 | 0 | 2 | 0 | 0 | 2 | 0 | 10 | B | 8 | 10 | B | 8 | 12.1 | B | 8 | 11.9 | B | 8 | 99 | A | 7 | 993 | B | 8 | 160 | B | 8 | 3.2 | B | 8 | 2580 | C | 8 | 492 | B | 8 | 2.8 | E | 8 | 0.086 | F | 8 | 0.15 | F | 8 | 0 | 1 | D | 9 | 45 | C | 8
[26 empty] | 3722500% | 1:00 | 0 | 0 | 0 | 2 | 0 | 0 | 2 | 0 | 0 | 2 | 0 | 0 | 2 | 0 | 0 | 2 | 0 | 0 | 2 | 0 | 0 | 2 | 0 | 10 | B | 8 | 10 | B | 8 | 13.6 | B | 8 | 13.3 | B | 8 | 98 | A | 7 | 993 | B | 8 | 160 | B | 8 | 3.4 | B | 8 | 4760 | C | 8 | 969 | B | 8 | 2.8 | E | 8 | 0.086 | F | 8 | 0.15 | F | 8 | 0 | 1 | D | 9 | 44 | C | 8
[26 empty] | 3722500% | 2:00 | 0 | 0 | 0 | 2 | 0 | 0 | 2 | 0 | 0 | 2 | 0 | 0 | 2 | 0 | 0 | 2 | 0 | 0 | 2 | 0 | 0 | 2 | 0 | 10 | B | 8 | 9 | B | 8 | 14.6 | B | 8 | 14.1 | B | 8 | 97 | A | 7 | 992 | B | 8 | 160 | B | 8 | 3.7 | B | 8 | 6940 | C | 8 | 1446 | B | 8 | 2.7 | E | 8 | 0.086 | F | 8 | 0.15 | F | 8 | 0 | 1 | D | 9 | 10 | C | 8
[26 empty] | 3722500% | 3:00 | 0 | 0 | 0 | 2 | 0 | 0 | 2 | 0 | 0 | 2 | 0 | 0 | 2 | 0 | 0 | 2 | 0 | 0 | 2 | 0 | 0 | 2 | 0 | 10 | B | 8 | 9 | B | 8 | 15.8 | B | 8 | 15 | B | 8 | 95 | A | 7 | 992 | B | 8 | 160 | B | 8 | 3.9 | B | 8 | 9120 | C | 8 | 1923 | B | 8 | 2.7 | E | 8 | 0.086 | F | 8 | 0.15 | F | 8 | 0 | 1 | D | 9 | 10 | C | 8
[26 empty] | 3722500% | 4:00 | 0 | 0 | 0 | 2 | 0 | 0 | 2 | 0 | 0 | 2 | 0 | 0 | 2 | 0 | 0 | 2 | 0 | 0 | 2 | 0 | 0 | 2 | 0 | 10 | E | 9 | 9 | A | 7 | 17 | A | 7 | 16 | A | 7 | 94 | A | 7 | 991 | A | 7 | 160 | A | 7 | 4.1 | A | 7 | 11300 | B | 7 | 2400 | A | 7 | 2.6 | E | 8 | 0.086 | F | 8 | 0.15 | F | 8 | 0 | 1 | D | 9 | 0 | C | 8
[26 empty] | 3722500% | 5:00 | 0 | 0 | 0 | 2 | 0 | 0 | 2 | 0 | 0 | 2 | 0 | 0 | 2 | 0 | 0 | 2 | 0 | 0 | 2 | 0 | 0 | 2 | 0 | 0 | E | 9 | 0 | A | 7 | 17 | A | 7 | 15 | A | 7 | 88 | A | 7 | 991 | A | 7 | 160 | A | 7 | 5.7 | A | 7 | 11300 | B | 7 | 77777 | A | 7 | 2.5 | E | 8 | 0.086 | F | 8 | 0.15 | F | 8 | 0 | 1 | D | 9 | 0 | C | 8
[26 empty] | 3722500% | 6:00 | 0 | 0 | 0 | 2 | 0 | 0 | 2 | 0 | 0 | 2 | 0 | 0 | 2 | 0 | 0 | 2 | 0 | 0 | 2 | 0 | 0 | 2 | 0 | 3 | E | 9 | 3 | A | 7 | 17 | A | 7 | 15 | A | 7 | 88 | A | 7 | 991 | A | 7 | 160 | A | 7 | 4.1 | A | 7 | 12900 | B | 7 | 77777 | A | 7 | 2.5 | E | 8 | 0.086 | F | 8 | 0.15 | F | 8 | 0 | 1 | D | 9 | 0 | C | 8
[26 empty] | 3722500% | 7:00 | 0 | 0 | 0 | 2 | 0 | 0 | 2 | 0 | 0 | 2 | 0 | 0 | 2 | 0 | 0 | 2 | 0 | 0 | 2 | 0 | 0 | 2 | 0 | 0 | E | 9 | 0 | A | 7 | 16 | A | 7 | 14 | A | 7 | 88 | A | 7 | 991 | A | 7 | 150 | A | 7 | 3.6 | A | 7 | 12900 | B | 7 | 77777 | A | 7 | 2.4 | E | 8 | 0.086 | F | 8 | 0.15 | F | 8 | 0 | 1 | D | 9 | 0 | C | 8
[26 empty] | 3722500% | 8:00 | 67 | 1090 | 0 | 2 | 9 | 0 | 2 | 21 | 0 | 2 | 9 | 0 | 2 | 9 | 0 | 2 | 21 | 0 | 2 | 9 | 0 | 2 | 25 | 0 | E | 9 | 0 | A | 7 | 17 | A | 7 | 15 | A | 7 | 88 | A | 7 | 991 | A | 7 | 160 | A | 7 | 4.1 | A | 7 | 11300 | B | 7 | 77777 | A | 7 | 2.4 | E | 8 | 0.086 | F | 8 | 0.15 | F | 8 | 3 | 1 | D | 9 | 0 | C | 8
[26 empty] | 3722500% | 9:00 | 281 | 1406 | 25 | 2 | 9 | 0 | 2 | 21 | 25 | 2 | 9 | 30 | 2 | 9 | 0 | 2 | 21 | 30 | 2 | 9 | 104 | 2 | 25 | 10 | E | 9 | 10 | A | 7 | 17 | A | 7 | 15 | A | 7 | 88 | A | 7 | 990 | A | 7 | 170 | A | 7 | 4.6 | A | 7 | 8000 | B | 7 | 3000 | A | 7 | 2.3 | E | 8 | 0.086 | F | 8 | 0.15 | F | 8 | 20 | 1 | D | 9 | 10 | C | 8
[26 empty] | 3722500% | 10:00 | 465 | 1406 | 48 | 2 | 9 | 0 | 2 | 21 | 48 | 2 | 9 | 58 | 2 | 9 | 0 | 2 | 21 | 58 | 2 | 9 | 212 | 2 | 25 | 10 | E | 9 | 10 | A | 7 | 17 | A | 7 | 16 | A | 7 | 94 | A | 7 | 990 | A | 7 | 150 | A | 7 | 6.2 | A | 7 | 4800 | B | 7 | 630 | A | 7 | 2.2 | E | 8 | 0.086 | F | 8 | 0.15 | F | 8 | 0 | 1 | D | 9 | 10 | C | 8
[26 empty] | 3722500% | 11:00 | 595 | 1406 | 83 | 2 | 9 | 0 | 2 | 21 | 83 | 2 | 9 | 99 | 2 | 9 | 0 | 2 | 21 | 99 | 2 | 9 | 371 | 2 | 25 | 10 | E | 9 | 10 | A | 7 | 18 | A | 7 | 16 | A | 7 | 88 | A | 7 | 990 | A | 7 | 160 | A | 7 | 6.7 | A | 7 | 4800 | B | 7 | 630 | A | 7 | 2.2 | E | 8 | 0.086 | F | 8 | 0.15 | F | 8 | 0 | 1 | D | 9 | 10 | C | 8
[26 empty] | 3722500% | 12:00 | 662 | 1406 | 74 | 2 | 9 | 0 | 2 | 21 | 74 | 2 | 9 | 90 | 2 | 9 | 0 | 2 | 21 | 90 | 2 | 9 | 349 | 2 | 25 | 10 | E | 9 | 10 | A | 7 | 18 | A | 7 | 16 | A | 7 | 88 | A | 7 | 988 | A | 7 | 170 | A | 7 | 5.7 | A | 7 | 12900 | B | 7 | 1260 | A | 7 | 2.1 | E | 8 | 0.086 | F | 8 | 0.15 | F | 8 | 5 | 1 | D | 9 | 0 | C | 8
[26 empty] | 3722500% | 13:00 | 662 | 1406 | 190 | 2 | 9 | 18 | 2 | 21 | 181 | 2 | 9 | 216 | 2 | 9 | 14 | 2 | 21 | 209 | 2 | 9 | 716 | 2 | 25 | 10 | E | 9 | 9 | A | 7 | 19 | A | 7 | 16 | A | 7 | 83 | A | 7 | 987 | A | 7 | 180 | A | 7 | 8.2 | A | 7 | 14500 | B | 7 | 1440 | A | 7 | 2.1 | E | 8 | 0.086 | F | 8 | 0.15 | F | 8 | 0 | 1 | D | 9 | 0 | C | 8
[26 empty] | 3722500% | 14:00 | 594 | 1406 | 63 | 2 | 9 | 0 | 2 | 21 | 63 | 2 | 9 | 77 | 2 | 9 | 0 | 2 | 21 | 77 | 2 | 9 | 292 | 2 | 25 | 10 | E | 9 | 10 | A | 7 | 19 | A | 7 | 16 | A | 7 | 83 | A | 7 | 986 | A | 7 | 180 | A | 7 | 8.7 | A | 7 | 16100 | B | 7 | 600 | A | 7 | 2 | E | 8 | 0.086 | F | 8 | 0.15 | F | 8 | 0 | 1 | D | 9 | 0 | C | 8
[26 empty] | 3722500% | 15:00 | 463 | 1406 | 48 | 2 | 9 | 0 | 2 | 21 | 48 | 2 | 9 | 58 | 2 | 9 | 0 | 2 | 21 | 58 | 2 | 9 | 212 | 2 | 25 | 6 | E | 9 | 5 | A | 7 | 20 | A | 7 | 16 | A | 7 | 78 | A | 7 | 986 | A | 7 | 170 | A | 7 | 8.7 | A | 7 | 16100 | B | 7 | 77777 | A | 7 | 2 | E | 8 | 0.086 | F | 8 | 0.15 | F | 8 | 0 | 1 | D | 9 | 0 | C | 8
[26 empty] | 3722500% | 16:00 | 278 | 1406 | 154 | 2 | 9 | 330 | 2 | 21 | 88 | 2 | 9 | 155 | 2 | 9 | 245 | 2 | 21 | 106 | 2 | 9 | 167 | 2 | 25 | 0 | E | 9 | 0 | A | 7 | 19 | A | 7 | 16 | A | 7 | 83 | A | 7 | 986 | A | 7 | 180 | A | 7 | 9.3 | A | 7 | 16100 | B | 7 | 77777 | A | 7 | 1.9 | E | 8 | 0.086 | F | 8 | 0.15 | F | 8 | 0 | 1 | D | 9 | 0 | C | 8
[26 empty] | 3722500% | 17:00 | 65 | 1067 | 15 | 2 | 9 | 129 | 2 | 21 | 10 | 2 | 9 | 20 | 2 | 9 | 62 | 2 | 21 | 16 | 2 | 9 | 19 | 2 | 25 | 6 | E | 9 | 5 | A | 7 | 19 | A | 7 | 15 | A | 7 | 78 | A | 7 | 986 | A | 7 | 180 | A | 7 | 8.7 | A | 7 | 16100 | B | 7 | 77777 | A | 7 | 1.9 | E | 8 | 0.086 | F | 8 | 0.15 | F | 8 | 0 | 1 | D | 9 | 0 | C | 8
[26 empty] | 3722500% | 18:00 | 0 | 0 | 0 | 2 | 0 | 0 | 2 | 0 | 0 | 2 | 0 | 0 | 2 | 0 | 0 | 2 | 0 | 0 | 2 | 0 | 0 | 2 | 0 | 0 | E | 9 | 0 | A | 7 | 19 | A | 7 | 14 | A | 7 | 73 | A | 7 | 987 | A | 7 | 200 | A | 7 | 6.2 | A | 7 | 16100 | B | 7 | 77777 | A | 7 | 1.9 | E | 8 | 0.086 | F | 8 | 0.15 | F | 8 | 0 | 1 | D | 9 | 0 | C | 8
[26 empty] | 3722500% | 19:00 | 0 | 0 | 0 | 2 | 0 | 0 | 2 | 0 | 0 | 2 | 0 | 0 | 2 | 0 | 0 | 2 | 0 | 0 | 2 | 0 | 0 | 2 | 0 | 0 | E | 9 | 0 | A | 7 | 18 | A | 7 | 14 | A | 7 | 77 | A | 7 | 988 | A | 7 | 190 | A | 7 | 4.1 | A | 7 | 16100 | B | 7 | 77777 | A | 7 | 1.8 | E | 8 | 0.086 | F | 8 | 0.15 | F | 8 | 0 | 1 | D | 9 | 0 | C | 8
[26 empty] | 3722500% | 20:00 | 0 | 0 | 0 | 2 | 0 | 0 | 2 | 0 | 0 | 2 | 0 | 0 | 2 | 0 | 0 | 2 | 0 | 0 | 2 | 0 | 0 | 2 | 0 | 10 | E | 9 | 9 | A | 7 | 18 | A | 7 | 14 | A | 7 | 77 | A | 7 | 988 | A | 7 | 200 | A | 7 | 3.1 | A | 7 | 16100 | B | 7 | 2400 | A | 7 | 1.8 | E | 8 | 0.086 | F | 8 | 0.15 | F | 8 | 0 | 1 | D | 9 | 0 | C | 8
[26 empty] | 3722500% | 21:00 | 0 | 0 | 0 | 2 | 0 | 0 | 2 | 0 | 0 | 2 | 0 | 0 | 2 | 0 | 0 | 2 | 0 | 0 | 2 | 0 | 0 | 2 | 0 | 10 | E | 9 | 10 | A | 7 | 17 | A | 7 | 14 | A | 7 | 82 | A | 7 | 989 | A | 7 | 210 | A | 7 | 2.6 | A | 7 | 16100 | B | 7 | 960 | A | 7 | 1.7 | E | 8 | 0.086 | F | 8 | 0.15 | F | 8 | 0 | 1 | D | 9 | 0 | C | 8
[26 empty] | 3722500% | 22:00 | 0 | 0 | 0 | 2 | 0 | 0 | 2 | 0 | 0 | 2 | 0 | 0 | 2 | 0 | 0 | 2 | 0 | 0 | 2 | 0 | 0 | 2 | 0 | 10 | E | 9 | 10 | A | 7 | 14.6 | A | 7 | 11.3 | A | 7 | 82 | A | 7 | 989 | A | 7 | 200 | A | 7 | 2.4 | A | 7 | 16100 | B | 7 | 1020 | A | 7 | 1.7 | E | 8 | 0.086 | F | 8 | 0.15 | F | 8 | 0 | 1 | D | 9 | 0 | C | 8
[26 empty] | 3722500% | 23:00 | 0 | 0 | 0 | 2 | 0 | 0 | 2 | 0 | 0 | 2 | 0 | 0 | 2 | 0 | 0 | 2 | 0 | 0 | 2 | 0 | 0 | 2 | 0 | 6 | E | 9 | 5 | A | 7 | 12.1 | A | 7 | 8.6 | A | 7 | 82 | A | 7 | 989 | A | 7 | 210 | A | 7 | 2.3 | A | 7 | 16100 | B | 7 | 77777 | A | 7 | 1.6 | E | 8 | 0.086 | F | 8 | 0.15 | F | 8 | 0 | 1 | D | 9 | 0 | C | 8
[26 empty] | 3722500% | 24:00 | 0 | 0 | 0 | 2 | 0 | 0 | 2 | 0 | 0 | 2 | 0 | 0 | 2 | 0 | 0 | 2 | 0 | 0 | 2 | 0 | 0 | 2 | 0 | 10 | E | 9 | 9 | A | 7 | 9.7 | A | 7 | 5.9 | A | 7 | 94 | A | 7 | 989 | A | 7 | 300 | A | 7 | 2.1 | A | 7 | 16100 | B | 7 | 1110 | A | 7 | 1.6 | E | 8 | 0.086 | F | 8 | 0.15 | F | 8 | 0 | 1 | D | 9 | 0 | C | 8
[26 empty] | 3868700% | 1:00 | 0 | 0 | 0 | 2 | 0 | 0 | 2 | 0 | 0 | 2 | 0 | 0 | 2 | 0 | 0 | 2 | 0 | 0 | 2 | 0 | 0 | 2 | 0 | 8 | E | 9 | 8 | E | 9 | 7.3 | A | 7 | 3.1 | A | 7 | 67 | A | 7 | 992 | A | 7 | 320 | A | 7 | 2 | A | 7 | 16100 | B | 7 | 930 | A | 7 | 0.7 | E | 8 | 0.085 | F | 8 | 0.16 | F | 8 | 0 | 1 | D | 9 | 0 | C | 8
[26 empty] | 3868700% | 2:00 | 0 | 0 | 0 | 2 | 0 | 0 | 2 | 0 | 0 | 2 | 0 | 0 | 2 | 0 | 0 | 2 | 0 | 0 | 2 | 0 | 0 | 2 | 0 | 10 | E | 9 | 10 | E | 9 | 4.9 | A | 7 | 0.4 | A | 7 | 72 | A | 7 | 992 | A | 7 | 360 | A | 7 | 1.8 | A | 7 | 16100 | B | 7 | 870 | A | 7 | 0.7 | E | 8 | 0.085 | F | 8 | 0.16 | F | 8 | 0 | 1 | D | 9 | 0 | C | 8
[26 empty] | 3868700% | 3:00 | 0 | 0 | 0 | 2 | 0 | 0 | 2 | 0 | 0 | 2 | 0 | 0 | 2 | 0 | 0 | 2 | 0 | 0 | 2 | 0 | 0 | 2 | 0 | 2 | E | 9 | 2 | E | 9 | 2.4 | A | 7 | -2.2 | A | 7 | 72 | A | 7 | 992 | A | 7 | 360 | A | 7 | 1.7 | A | 7 | 16100 | B | 7 | 77777 | A | 7 | 0.7 | E | 8 | 0.085 | F | 8 | 0.16 | F | 8 | 0 | 1 | D | 9 | 0 | C | 8
[26 empty] | 3868700% | 4:00 | 0 | 0 | 0 | 2 | 0 | 0 | 2 | 0 | 0 | 2 | 0 | 0 | 2 | 0 | 0 | 2 | 0 | 0 | 2 | 0 | 0 | 2 | 0 | 5 | E | 9 | 5 | E | 9 | 0 | A | 7 | -5 | A | 7 | 66 | A | 7 | 991 | A | 7 | 10 | A | 7 | 1.5 | A | 7 | 16100 | B | 7 | 77777 | A | 7 | 0.7 | E | 8 | 0.085 | F | 8 | 0.16 | F | 8 | 0 | 1 | D | 9 | 0 | C | 8
[26 empty] | 3868700% | 5:00 | 0 | 0 | 0 | 2 | 0 | 0 | 2 | 0 | 0 | 2 | 0 | 0 | 2 | 0 | 0 | 2 | 0 | 0 | 2 | 0 | 0 | 2 | 0 | 8 | E | 9 | 8 | E | 9 | -1 | A | 7 | -4 | A | 7 | 78 | A | 7 | 992 | A | 7 | 0 | A | 7 | 0 | A | 7 | 16100 | B | 7 | 900 | A | 7 | 0.7 | E | 8 | 0.085 | F | 8 | 0.16 | F | 8 | 0 | 1 | D | 9 | 0 | C | 8
[26 empty] | 3868700% | 6:00 | 0 | 0 | 0 | 2 | 0 | 0 | 2 | 0 | 0 | 2 | 0 | 0 | 2 | 0 | 0 | 2 | 0 | 0 | 2 | 0 | 0 | 2 | 0 | 6 | E | 9 | 5 | E | 9 | -2 | A | 7 | -5 | A | 7 | 78 | A | 7 | 991 | A | 7 | 0 | A | 7 | 0 | A | 7 | 16100 | B | 7 | 77777 | A | 7 | 0.7 | E | 8 | 0.085 | F | 8 | 0.16 | F | 8 | 0 | 1 | D | 9 | 0 | C | 8
[26 empty] | 3868700% | 7:00 | 0 | 0 | 0 | 2 | 0 | 0 | 2 | 0 | 0 | 2 | 0 | 0 | 2 | 0 | 0 | 2 | 0 | 0 | 2 | 0 | 0 | 2 | 0 | 10 | E | 9 | 10 | E | 9 | -1 | A | 7 | -4 | A | 7 | 78 | A | 7 | 992 | A | 7 | 340 | A | 7 | 1.5 | A | 7 | 16100 | B | 7 | 960 | A | 7 | 0.7 | E | 8 | 0.085 | F | 8 | 0.16 | F | 8 | 0 | 1 | D | 9 | 0 | C | 8
[26 empty] | 3868700% | 8:00 | 64 | 1067 | 0 | 2 | 9 | 0 | 2 | 21 | 0 | 2 | 9 | 0 | 2 | 9 | 0 | 2 | 21 | 0 | 2 | 9 | 0 | 2 | 25 | 6 | E | 9 | 5 | E | 9 | -1 | A | 7 | -5 | A | 7 | 71 | A | 7 | 991 | A | 7 | 0 | A | 7 | 0 | A | 7 | 14500 | B | 7 | 77777 | A | 7 | 0.8 | E | 8 | 0.085 | F | 8 | 0.16 | F | 8 | 0 | 1 | D | 9 | 0 | C | 8
[26 empty] | 3868700% | 9:00 | 277 | 1407 | 167 | 2 | 9 | 466 | 2 | 21 | 75 | 2 | 9 | 171 | 2 | 9 | 346 | 2 | 21 | 103 | 2 | 9 | 139 | 2 | 25 | 8 | E | 9 | 8 | E | 9 | -1 | A | 7 | -4 | A | 7 | 78 | A | 7 | 991 | A | 7 | 0 | A | 7 | 0 | A | 7 | 14500 | B | 7 | 77777 | A | 7 | 0.8 | E | 8 | 0.085 | F | 8 | 0.16 | F | 8 | 0 | 1 | D | 9 | 0 | C | 8
[26 empty] | 3868700% | 10:00 | 461 | 1407 | 302 | 2 | 9 | 643 | 2 | 21 | 90 | 2 | 9 | 310 | 2 | 9 | 578 | 2 | 21 | 119 | 2 | 9 | 166 | 2 | 25 | 10 | E | 9 | 8 | E | 9 | 1 | A | 7 | -3 | A | 7 | 72 | A | 7 | 990 | A | 7 | 0 | A | 7 | 0 | A | 7 | 14500 | B | 7 | 77777 | A | 7 | 0.9 | E | 8 | 0.085 | F | 8 | 0.16 | F | 8 | 0 | 1 | D | 9 | 71 | C | 8
[26 empty] | 3868700% | 11:00 | 591 | 1407 | 351 | 2 | 9 | 445 | 2 | 21 | 164 | 2 | 9 | 364 | 2 | 9 | 431 | 2 | 21 | 182 | 2 | 9 | 332 | 2 | 25 | 9 | E | 9 | 8 | E | 9 | 3 | A | 7 | -3 | A | 7 | 63 | A | 7 | 989 | A | 7 | 360 | A | 7 | 1.5 | A | 7 | 16100 | B | 7 | 77777 | A | 7 | 0.8 | E | 8 | 0.085 | F | 8 | 0.16 | F | 8 | 0 | 1 | D | 9 | 71 | C | 8
[26 empty] | 3868700% | 12:00 | 659 | 1407 | 466 | 2 | 9 | 567 | 2 | 21 | 199 | 2 | 9 | 479 | 2 | 9 | 560 | 2 | 21 | 216 | 2 | 9 | 421 | 2 | 25 | 7 | E | 9 | 7 | E | 9 | 3 | A | 7 | -3 | A | 7 | 63 | A | 7 | 987 | A | 7 | 0 | A | 7 | 0 | A | 7 | 16100 | B | 7 | 77777 | A | 7 | 0.8 | E | 8 | 0.085 | F | 8 | 0.16 | F | 8 | 0 | 1 | D | 9 | 71 | C | 8
[26 empty] | 3868700% | 13:00 | 659 | 1407 | 142 | 2 | 9 | 0 | 2 | 21 | 142 | 2 | 9 | 165 | 2 | 9 | 0 | 2 | 21 | 165 | 2 | 9 | 600 | 2 | 25 | 10 | E | 9 | 9 | E | 9 | 3 | A | 7 | -4 | A | 7 | 58 | A | 7 | 985 | A | 7 | 0 | A | 7 | 0 | A | 7 | 16100 | B | 7 | 77777 | A | 7 | 0.7 | E | 8 | 0.085 | F | 8 | 0.16 | F | 8 | 0 | 1 | D | 9 | 71 | C | 8
[26 empty] | 3868700% | 14:00 | 591 | 1407 | 268 | 2 | 9 | 184 | 2 | 21 | 190 | 2 | 9 | 290 | 2 | 9 | 183 | 2 | 21 | 213 | 2 | 9 | 451 | 2 | 25 | 10 | E | 9 | 10 | E | 9 | 3 | A | 7 | -4 | A | 7 | 58 | A | 7 | 984 | A | 7 | 170 | A | 7 | 2.1 | A | 7 | 16100 | B | 7 | 77777 | A | 7 | 0.7 | E | 8 | 0.085 | F | 8 | 0.16 | F | 8 | 0 | 1 | D | 9 | 71 | C | 8
[26 empty] | 3868700% | 15:00 | 461 | 1407 | 91 | 2 | 9 | 0 | 2 | 21 | 91 | 2 | 9 | 105 | 2 | 9 | 0 | 2 | 21 | 105 | 2 | 9 | 362 | 2 | 25 | 10 | B | 8 | 10 | B | 8 | 3 | B | 8 | -4.1 | B | 8 | 57 | A | 7 | 983 | B | 8 | 190 | B | 8 | 1.9 | B | 8 | 16100 | C | 8 | 15767 | B | 8 | 0.8 | E | 8 | 0.085 | F | 8 | 0.16 | F | 8 | 0 | 1 | D | 9 | 71 | C | 8
[26 empty] | 3868700% | 16:00 | 277 | 1407 | 154 | 2 | 9 | 347 | 2 | 21 | 85 | 2 | 9 | 155 | 2 | 9 | 257 | 2 | 21 | 104 | 2 | 9 | 160 | 2 | 25 | 10 | B | 8 | 10 | B | 8 | 2.9 | B | 8 | -3.3 | B | 8 | 62 | A | 7 | 983 | B | 8 | 220 | B | 8 | 1.7 | B | 8 | 16100 | C | 8 | 9533 | B | 8 | 0.8 | E | 8 | 0.085 | F | 8 | 0.16 | F | 8 | 0 | 1 | D | 9 | 71 | C | 8
[26 empty] | 3868700% | 17:00 | 64 | 1067 | 15 | 2 | 9 | 140 | 2 | 21 | 9 | 2 | 9 | 19 | 2 | 9 | 67 | 2 | 21 | 15 | 2 | 9 | 18 | 2 | 25 | 10 | E | 9 | 10 | E | 9 | 2 | A | 7 | -3 | A | 7 | 67 | A | 7 | 982 | A | 7 | 240 | A | 7 | 1.5 | A | 7 | 16100 | B | 7 | 3300 | A | 7 | 0.9 | E | 8 | 0.085 | F | 8 | 0.16 | F | 8 | 0 | 1 | D | 9 | 71 | C | 8
[26 empty] | 3868700% | 18:00 | 0 | 0 | 0 | 2 | 0 | 0 | 2 | 0 | 0 | 2 | 0 | 0 | 2 | 0 | 0 | 2 | 0 | 0 | 2 | 0 | 0 | 2 | 0 | 10 | E | 9 | 10 | E | 9 | 2 | A | 7 | -3 | A | 7 | 67 | A | 7 | 982 | A | 7 | 220 | A | 7 | 1.5 | A | 7 | 16100 | B | 7 | 3300 | A | 7 | 0.9 | E | 8 | 0.085 | F | 8 | 0.16 | F | 8 | 0 | 1 | D | 9 | 71 | C | 8
[26 empty] | 3868700% | 19:00 | 0 | 0 | 0 | 2 | 0 | 0 | 2 | 0 | 0 | 2 | 0 | 0 | 2 | 0 | 0 | 2 | 0 | 0 | 2 | 0 | 0 | 2 | 0 | 10 | E | 9 | 10 | A | 7 | 1 | A | 7 | -1 | A | 7 | 86 | A | 7 | 982 | A | 7 | 220 | A | 7 | 2.6 | A | 7 | 3200 | B | 7 | 630 | A | 7 | 0.9 | E | 8 | 0.085 | F | 8 | 0.16 | F | 8 | 0 | 1 | D | 9 | 71 | C | 8
[26 empty] | 3868700% | 20:00 | 0 | 0 | 0 | 2 | 0 | 0 | 2 | 0 | 0 | 2 | 0 | 0 | 2 | 0 | 0 | 2 | 0 | 0 | 2 | 0 | 0 | 2 | 0 | 10 | E | 9 | 10 | E | 9 | 1 | A | 7 | -1 | A | 7 | 86 | A | 7 | 982 | A | 7 | 230 | A | 7 | 2.6 | A | 7 | 9700 | B | 7 | 1260 | A | 7 | 0.9 | E | 8 | 0.085 | F | 8 | 0.16 | F | 8 | 0 | 1 | D | 9 | 10 | C | 8
[26 empty] | 3868700% | 21:00 | 0 | 0 | 0 | 2 | 0 | 0 | 2 | 0 | 0 | 2 | 0 | 0 | 2 | 0 | 0 | 2 | 0 | 0 | 2 | 0 | 0 | 2 | 0 | 10 | E | 9 | 10 | E | 9 | 1 | A | 7 | 0 | A | 7 | 93 | A | 7 | 982 | A | 7 | 230 | A | 7 | 2.6 | A | 7 | 4800 | B | 7 | 780 | A | 7 | 0.9 | E | 8 | 0.085 | F | 8 | 0.16 | F | 8 | 0 | 1 | D | 9 | 10 | C | 8
[26 empty] | 3868700% | 22:00 | 0 | 0 | 0 | 2 | 0 | 0 | 2 | 0 | 0 | 2 | 0 | 0 | 2 | 0 | 0 | 2 | 0 | 0 | 2 | 0 | 0 | 2 | 0 | 10 | E | 9 | 10 | E | 9 | 1 | A | 7 | 0 | A | 7 | 93 | A | 7 | 982 | A | 7 | 210 | A | 7 | 2.6 | A | 7 | 11300 | B | 7 | 1380 | A | 7 | 0.9 | E | 8 | 0.085 | F | 8 | 0.16 | F | 8 | 0 | 1 | D | 9 | 10 | C | 8
[26 empty] | 3868700% | 23:00 | 0 | 0 | 0 | 2 | 0 | 0 | 2 | 0 | 0 | 2 | 0 | 0 | 2 | 0 | 0 | 2 | 0 | 0 | 2 | 0 | 0 | 2 | 0 | 8 | E | 9 | 8 | E | 9 | 2 | A | 7 | -2 | A | 7 | 73 | A | 7 | 982 | A | 7 | 250 | A | 7 | 4.1 | A | 7 | 16100 | B | 7 | 3000 | A | 7 | 0.8 | E | 8 | 0.085 | F | 8 | 0.16 | F | 8 | 0 | 1 | D | 9 | 10 | C | 8
[26 empty] | 3868700% | 24:00 | 0 | 0 | 0 | 2 | 0 | 0 | 2 | 0 | 0 | 2 | 0 | 0 | 2 | 0 | 0 | 2 | 0 | 0 | 2 | 0 | 0 | 2 | 0 | 10 | E | 9 | 10 | E | 9 | 1 | A | 7 | -2 | A | 7 | 79 | A | 7 | 981 | A | 7 | 270 | A | 7 | 3.6 | A | 7 | 16100 | B | 7 | 1230 | A | 7 | 0.8 | E | 8 | 0.085 | F | 8 | 0.16 | F | 8 | 0 | 1 | D | 9 | 10 | C | 8
[26 empty] | 3868800% | 1:00 | 0 | 0 | 0 | 2 | 0 | 0 | 2 | 0 | 0 | 2 | 0 | 0 | 2 | 0 | 0 | 2 | 0 | 0 | 2 | 0 | 0 | 2 | 0 | 8 | E | 9 | 8 | E | 9 | 1 | A | 7 | -4 | A | 7 | 67 | A | 7 | 981 | A | 7 | 280 | A | 7 | 7.2 | A | 7 | 16100 | B | 7 | 1350 | A | 7 | 0.8 | E | 8 | 0.085 | F | 8 | 0.16 | F | 8 | 0 | 1 | D | 9 | 10 | C | 8
[26 empty] | 3868800% | 2:00 | 0 | 0 | 0 | 2 | 0 | 0 | 2 | 0 | 0 | 2 | 0 | 0 | 2 | 0 | 0 | 2 | 0 | 0 | 2 | 0 | 0 | 2 | 0 | 8 | E | 9 | 8 | E | 9 | 1 | A | 7 | -3 | A | 7 | 72 | A | 7 | 981 | A | 7 | 280 | A | 7 | 5.7 | A | 7 | 16100 | B | 7 | 1230 | A | 7 | 0.8 | E | 8 | 0.085 | F | 8 | 0.16 | F | 8 | 0 | 1 | D | 9 | 10 | C | 8
[26 empty] | 3868800% | 3:00 | 0 | 0 | 0 | 2 | 0 | 0 | 2 | 0 | 0 | 2 | 0 | 0 | 2 | 0 | 0 | 2 | 0 | 0 | 2 | 0 | 0 | 2 | 0 | 10 | E | 9 | 10 | E | 9 | 2 | A | 7 | -3 | A | 7 | 67 | A | 7 | 981 | A | 7 | 270 | A | 7 | 4.1 | A | 7 | 16100 | B | 7 | 1200 | A | 7 | 0.7 | E | 8 | 0.085 | F | 8 | 0.16 | F | 8 | 0 | 1 | D | 9 | 10 | C | 8
[26 empty] | 3868800% | 4:00 | 0 | 0 | 0 | 2 | 0 | 0 | 2 | 0 | 0 | 2 | 0 | 0 | 2 | 0 | 0 | 2 | 0 | 0 | 2 | 0 | 0 | 2 | 0 | 10 | E | 9 | 10 | E | 9 | 2 | A | 7 | -4 | A | 7 | 62 | A | 7 | 981 | A | 7 | 240 | A | 7 | 3.6 | A | 7 | 16100 | B | 7 | 1200 | A | 7 | 0.7 | E | 8 | 0.085 | F | 8 | 0.16 | F | 8 | 0 | 1 | D | 9 | 10 | C | 8
[26 empty] | 3868800% | 5:00 | 0 | 0 | 0 | 2 | 0 | 0 | 2 | 0 | 0 | 2 | 0 | 0 | 2 | 0 | 0 | 2 | 0 | 0 | 2 | 0 | 0 | 2 | 0 | 10 | E | 9 | 10 | E | 9 | 2 | A | 7 | -4 | A | 7 | 62 | A | 7 | 981 | A | 7 | 260 | A | 7 | 5.1 | A | 7 | 16100 | B | 7 | 1200 | A | 7 | 0.7 | E | 8 | 0.085 | F | 8 | 0.16 | F | 8 | 0 | 1 | D | 9 | 10 | C | 8
[26 empty] | 3868800% | 6:00 | 0 | 0 | 0 | 2 | 0 | 0 | 2 | 0 | 0 | 2 | 0 | 0 | 2 | 0 | 0 | 2 | 0 | 0 | 2 | 0 | 0 | 2 | 0 | 8 | E | 9 | 8 | E | 9 | 1 | A | 7 | -6 | A | 7 | 56 | A | 7 | 981 | A | 7 | 290 | A | 7 | 10.3 | A | 7 | 16100 | B | 7 | 1380 | A | 7 | 0.7 | E | 8 | 0.085 | F | 8 | 0.16 | F | 8 | 0 | 1 | D | 9 | 10 | C | 8
[26 empty] | 3868800% | 7:00 | 0 | 0 | 0 | 2 | 0 | 0 | 2 | 0 | 0 | 2 | 0 | 0 | 2 | 0 | 0 | 2 | 0 | 0 | 2 | 0 | 0 | 2 | 0 | 10 | E | 9 | 10 | E | 9 | 1 | A | 7 | -6 | A | 7 | 56 | A | 7 | 982 | A | 7 | 260 | A | 7 | 4.6 | A | 7 | 16100 | B | 7 | 1350 | A | 7 | 0.6 | E | 8 | 0.085 | F | 8 | 0.16 | F | 8 | 0 | 1 | D | 9 | 10 | C | 8
[26 empty] | 3868800% | 8:00 | 61 | 1044 | 2 | 2 | 9 | 0 | 2 | 21 | 2 | 2 | 9 | 3 | 2 | 9 | 0 | 2 | 21 | 3 | 2 | 9 | 8 | 2 | 25 | 10 | E | 9 | 10 | E | 9 | 1 | A | 7 | -7 | A | 7 | 51 | A | 7 | 983 | A | 7 | 250 | A | 7 | 3.6 | A | 7 | 16100 | B | 7 | 1410 | A | 7 | 0.6 | E | 8 | 0.085 | F | 8 | 0.16 | F | 8 | 0 | 1 | D | 9 | 10 | C | 8
[26 empty] | 3868800% | 9:00 | 273 | 1407 | 25 | 2 | 9 | 0 | 2 | 21 | 25 | 2 | 9 | 30 | 2 | 9 | 0 | 2 | 21 | 30 | 2 | 9 | 104 | 2 | 25 | 10 | E | 9 | 10 | E | 9 | 1 | A | 7 | -6 | A | 7 | 56 | A | 7 | 983 | A | 7 | 250 | A | 7 | 4.1 | A | 7 | 16100 | B | 7 | 1230 | A | 7 | 0.6 | E | 8 | 0.085 | F | 8 | 0.16 | F | 8 | 0 | 1 | D | 9 | 10 | C | 8
[26 empty] | 3868800% | 10:00 | 457 | 1407 | 233 | 2 | 9 | 219 | 2 | 21 | 162 | 2 | 9 | 250 | 2 | 9 | 203 | 2 | 21 | 184 | 2 | 9 | 366 | 2 | 25 | 10 | E | 9 | 10 | E | 9 | 1 | A | 7 | -7 | A | 7 | 51 | A | 7 | 984 | A | 7 | 260 | A | 7 | 9.8 | A | 7 | 16100 | B | 7 | 1230 | A | 7 | 0.5 | E | 8 | 0.085 | F | 8 | 0.16 | F | 8 | 0 | 1 | D | 9 | 10 | C | 8
[26 empty] | 3868800% | 11:00 | 588 | 1407 | 403 | 2 | 9 | 640 | 2 | 21 | 134 | 2 | 9 | 410 | 2 | 9 | 602 | 2 | 21 | 158 | 2 | 9 | 251 | 2 | 25 | 10 | E | 9 | 10 | E | 9 | 1 | A | 7 | -9 | A | 7 | 43 | A | 7 | 984 | A | 7 | 270 | A | 7 | 10.3 | A | 7 | 16100 | B | 7 | 1470 | A | 7 | 0.5 | E | 8 | 0.085 | F | 8 | 0.16 | F | 8 | 0 | 1 | D | 9 | 10 | C | 8
[26 empty] | 3868800% | 12:00 | 655 | 1407 | 460 | 2 | 9 | 615 | 2 | 21 | 172 | 2 | 9 | 480 | 2 | 9 | 608 | 2 | 21 | 196 | 2 | 9 | 357 | 2 | 25 | 10 | E | 9 | 10 | A | 7 | 1 | A | 7 | -9 | A | 7 | 43 | A | 7 | 984 | A | 7 | 280 | A | 7 | 7.7 | A | 7 | 16100 | B | 7 | 1500 | A | 7 | 0.5 | E | 8 | 0.085 | F | 8 | 0.16 | F | 8 | 0 | 1 | D | 9 | 10 | C | 8
[26 empty] | 3868800% | 13:00 | 656 | 1407 | 196 | 2 | 9 | 66 | 2 | 21 | 165 | 2 | 9 | 215 | 2 | 9 | 65 | 2 | 21 | 185 | 2 | 9 | 500 | 2 | 25 | 10 | E | 9 | 10 | A | 7 | 1 | A | 7 | -10 | A | 7 | 40 | A | 7 | 984 | A | 7 | 260 | A | 7 | 12.3 | A | 7 | 16100 | B | 7 | 1500 | A | 7 | 0.4 | E | 8 | 0.085 | F | 8 | 0.16 | F | 8 | 0 | 1 | D | 9 | 10 | C | 8
[26 empty] | 3868800% | 14:00 | 589 | 1407 | 331 | 2 | 9 | 361 | 2 | 21 | 179 | 2 | 9 | 350 | 2 | 9 | 361 | 2 | 21 | 199 | 2 | 9 | 387 | 2 | 25 | 5 | E | 9 | 5 | A | 7 | 1 | A | 7 | -10 | A | 7 | 40 | A | 7 | 984 | A | 7 | 270 | A | 7 | 11.3 | A | 7 | 16100 | B | 7 | 77777 | A | 7 | 0.4 | E | 8 | 0.085 | F | 8 | 0.16 | F | 8 | 0 | 1 | D | 9 | 10 | C | 8
[26 empty] | 3868800% | 15:00 | 459 | 1407 | 295 | 2 | 9 | 587 | 2 | 21 | 103 | 2 | 9 | 300 | 2 | 9 | 522 | 2 | 21 | 129 | 2 | 9 | 184 | 2 | 25 | 0 | E | 9 | 0 | A | 7 | 0 | A | 7 | -11 | A | 7 | 39 | A | 7 | 985 | A | 7 | 270 | A | 7 | 11.3 | A | 7 | 16100 | B | 7 | 77777 | A | 7 | 0.5 | E | 8 | 0.085 | F | 8 | 0.16 | F | 8 | 0 | 1 | D | 9 | 10 | C | 8
[26 empty] | 3868800% | 16:00 | 275 | 1407 | 154 | 2 | 9 | 550 | 2 | 21 | 45 | 2 | 9 | 158 | 2 | 9 | 420 | 2 | 21 | 76 | 2 | 9 | 83 | 2 | 25 | 0 | E | 9 | 0 | A | 7 | -1 | A | 7 | -11 | A | 7 | 42 | A | 7 | 986 | A | 7 | 280 | A | 7 | 11.3 | A | 7 | 16100 | B | 7 | 77777 | A | 7 | 0.5 | E | 8 | 0.085 | F | 8 | 0.16 | F | 8 | 0 | 1 | D | 9 | 10 | C | 8
[26 empty] | 3868800% | 17:00 | 63 | 1067 | 15 | 2 | 9 | 143 | 2 | 21 | 9 | 2 | 9 | 19 | 2 | 9 | 68 | 2 | 21 | 15 | 2 | 9 | 18 | 2 | 25 | 0 | E | 9 | 0 | A | 7 | -2 | A | 7 | -12 | A | 7 | 42 | A | 7 | 986 | A | 7 | 270 | A | 7 | 13.4 | A | 7 | 16100 | B | 7 | 77777 | A | 7 | 0.5 | E | 8 | 0.085 | F | 8 | 0.16 | F | 8 | 0 | 1 | D | 9 | 10 | C | 8
[26 empty] | 3868800% | 18:00 | 0 | 0 | 0 | 2 | 0 | 0 | 2 | 0 | 0 | 2 | 0 | 0 | 2 | 0 | 0 | 2 | 0 | 0 | 2 | 0 | 0 | 2 | 0 | 0 | E | 9 | 0 | A | 7 | -3 | A | 7 | -12 | A | 7 | 46 | A | 7 | 987 | A | 7 | 270 | A | 7 | 11.8 | A | 7 | 16100 | B | 7 | 77777 | A | 7 | 0.5 | E | 8 | 0.085 | F | 8 | 0.16 | F | 8 | 0 | 1 | D | 9 | 10 | C | 8
[26 empty] | 3868800% | 19:00 | 0 | 0 | 0 | 2 | 0 | 0 | 2 | 0 | 0 | 2 | 0 | 0 | 2 | 0 | 0 | 2 | 0 | 0 | 2 | 0 | 0 | 2 | 0 | 0 | E | 9 | 0 | A | 7 | -3 | A | 7 | -12 | A | 7 | 46 | A | 7 | 988 | A | 7 | 270 | A | 7 | 9.8 | A | 7 | 16100 | B | 7 | 77777 | A | 7 | 0.5 | E | 8 | 0.085 | F | 8 | 0.16 | F | 8 | 0 | 1 | D | 9 | 10 | C | 8
[26 empty] | 3868800% | 20:00 | 0 | 0 | 0 | 2 | 0 | 0 | 2 | 0 | 0 | 2 | 0 | 0 | 2 | 0 | 0 | 2 | 0 | 0 | 2 | 0 | 0 | 2 | 0 | 0 | E | 9 | 0 | E | 9 | -3 | A | 7 | -11 | A | 7 | 50 | A | 7 | 988 | A | 7 | 270 | A | 7 | 12.9 | A | 7 | 16100 | B | 7 | 77777 | A | 7 | 0.5 | E | 8 | 0.085 | F | 8 | 0.16 | F | 8 | 0 | 1 | D | 9 | 10 | C | 8
[26 empty] | 3868800% | 21:00 | 0 | 0 | 0 | 2 | 0 | 0 | 2 | 0 | 0 | 2 | 0 | 0 | 2 | 0 | 0 | 2 | 0 | 0 | 2 | 0 | 0 | 2 | 0 | 0 | E | 9 | 0 | E | 9 | -3 | A | 7 | -12 | A | 7 | 46 | A | 7 | 988 | A | 7 | 280 | A | 7 | 10.8 | A | 7 | 16100 | B | 7 | 77777 | A | 7 | 0.4 | E | 8 | 0.085 | F | 8 | 0.16 | F | 8 | 0 | 1 | D | 9 | 10 | C | 8
[26 empty] | 3868800% | 22:00 | 0 | 0 | 0 | 2 | 0 | 0 | 2 | 0 | 0 | 2 | 0 | 0 | 2 | 0 | 0 | 2 | 0 | 0 | 2 | 0 | 0 | 2 | 0 | 0 | E | 9 | 0 | E | 9 | -3 | A | 7 | -12 | A | 7 | 46 | A | 7 | 990 | A | 7 | 270 | A | 7 | 8.7 | A | 7 | 16100 | B | 7 | 77777 | A | 7 | 0.4 | E | 8 | 0.085 | F | 8 | 0.16 | F | 8 | 0 | 1 | D | 9 | 10 | C | 8
[26 empty] | 3868800% | 23:00 | 0 | 0 | 0 | 2 | 0 | 0 | 2 | 0 | 0 | 2 | 0 | 0 | 2 | 0 | 0 | 2 | 0 | 0 | 2 | 0 | 0 | 2 | 0 | 8 | E | 9 | 8 | E | 9 | -3 | A | 7 | -12 | A | 7 | 46 | A | 7 | 990 | A | 7 | 260 | A | 7 | 4.6 | A | 7 | 16100 | B | 7 | 1290 | A | 7 | 0.4 | E | 8 | 0.085 | F | 8 | 0.16 | F | 8 | 0 | 1 | D | 9 | 10 | C | 8
[26 empty] | 3868800% | 24:00 | 0 | 0 | 0 | 2 | 0 | 0 | 2 | 0 | 0 | 2 | 0 | 0 | 2 | 0 | 0 | 2 | 0 | 0 | 2 | 0 | 0 | 2 | 0 | 8 | E | 9 | 8 | E | 9 | -4 | A | 7 | -11 | A | 7 | 54 | A | 7 | 990 | A | 7 | 270 | A | 7 | 6.7 | A | 7 | 16100 | B | 7 | 1230 | A | 7 | 0.5 | E | 8 | 0.085 | F | 8 | 0.16 | F | 8 | 0 | 1 | D | 9 | 10 | C | 8
[26 empty] | 3868900% | 1:00 | 0 | 0 | 0 | 2 | 0 | 0 | 2 | 0 | 0 | 2 | 0 | 0 | 2 | 0 | 0 | 2 | 0 | 0 | 2 | 0 | 0 | 2 | 0 | 2 | E | 9 | 2 | E | 9 | -4 | A | 7 | -12 | A | 7 | 50 | A | 7 | 991 | A | 7 | 260 | A | 7 | 4.1 | A | 7 | 16100 | B | 7 | 77777 | A | 7 | 0.5 | E | 8 | 0.084 | F | 8 | 0.16 | F | 8 | 0 | 1 | D | 9 | 10 | C | 8
[26 empty] | 3868900% | 2:00 | 0 | 0 | 0 | 2 | 0 | 0 | 2 | 0 | 0 | 2 | 0 | 0 | 2 | 0 | 0 | 2 | 0 | 0 | 2 | 0 | 0 | 2 | 0 | 6 | E | 9 | 5 | E | 9 | -5 | A | 7 | -12 | A | 7 | 54 | A | 7 | 992 | A | 7 | 260 | A | 7 | 6.7 | A | 7 | 16100 | B | 7 | 77777 | A | 7 | 0.5 | E | 8 | 0.084 | F | 8 | 0.16 | F | 8 | 0 | 1 | D | 9 | 10 | C | 8
[26 empty] | 3868900% | 3:00 | 0 | 0 | 0 | 2 | 0 | 0 | 2 | 0 | 0 | 2 | 0 | 0 | 2 | 0 | 0 | 2 | 0 | 0 | 2 | 0 | 0 | 2 | 0 | 0 | E | 9 | 0 | E | 9 | -5 | A | 7 | -12 | A | 7 | 54 | A | 7 | 992 | A | 7 | 270 | A | 7 | 5.1 | A | 7 | 16100 | B | 7 | 77777 | A | 7 | 0.6 | E | 8 | 0.084 | F | 8 | 0.16 | F | 8 | 0 | 1 | D | 9 | 10 | C | 8
[26 empty] | 3868900% | 4:00 | 0 | 0 | 0 | 2 | 0 | 0 | 2 | 0 | 0 | 2 | 0 | 0 | 2 | 0 | 0 | 2 | 0 | 0 | 2 | 0 | 0 | 2 | 0 | 2 | E | 9 | 2 | E | 9 | -6 | A | 7 | -12 | A | 7 | 59 | A | 7 | 992 | A | 7 | 230 | A | 7 | 3.6 | A | 7 | 16100 | B | 7 | 77777 | A | 7 | 0.6 | E | 8 | 0.084 | F | 8 | 0.16 | F | 8 | 0 | 1 | D | 9 | 10 | C | 8
[26 empty] | 3868900% | 5:00 | 0 | 0 | 0 | 2 | 0 | 0 | 2 | 0 | 0 | 2 | 0 | 0 | 2 | 0 | 0 | 2 | 0 | 0 | 2 | 0 | 0 | 2 | 0 | 0 | E | 9 | 0 | E | 9 | -6 | A | 7 | -12 | A | 7 | 59 | A | 7 | 993 | A | 7 | 230 | A | 7 | 3.1 | A | 7 | 16100 | B | 7 | 77777 | A | 7 | 0.7 | E | 8 | 0.084 | F | 8 | 0.16 | F | 8 | 0 | 1 | D | 9 | 10 | C | 8
[26 empty] | 3868900% | 6:00 | 0 | 0 | 0 | 2 | 0 | 0 | 2 | 0 | 0 | 2 | 0 | 0 | 2 | 0 | 0 | 2 | 0 | 0 | 2 | 0 | 0 | 2 | 0 | 0 | E | 9 | 0 | E | 9 | -6 | A | 7 | -12 | A | 7 | 59 | A | 7 | 994 | A | 7 | 230 | A | 7 | 4.6 | A | 7 | 16100 | B | 7 | 77777 | A | 7 | 0.7 | E | 8 | 0.084 | F | 8 | 0.16 | F | 8 | 0 | 1 | D | 9 | 10 | C | 8
[26 empty] | 3868900% | 7:00 | 0 | 0 | 0 | 2 | 0 | 0 | 2 | 0 | 0 | 2 | 0 | 0 | 2 | 0 | 0 | 2 | 0 | 0 | 2 | 0 | 0 | 2 | 0 | 1 | E | 9 | 1 | E | 9 | -6 | A | 7 | -12 | A | 7 | 59 | A | 7 | 994 | A | 7 | 240 | A | 7 | 4.6 | A | 7 | 16100 | B | 7 | 77777 | A | 7 | 0.8 | E | 8 | 0.084 | F | 8 | 0.16 | F | 8 | 0 | 1 | D | 9 | 10 | C | 8
[26 empty] | 3868900% | 8:00 | 58 | 1021 | 10 | 2 | 9 | 153 | 2 | 21 | 5 | 2 | 9 | 16 | 2 | 9 | 90 | 2 | 21 | 10 | 2 | 9 | 18 | 2 | 25 | 3 | E | 9 | 3 | E | 9 | -6 | A | 7 | -12 | A | 7 | 59 | A | 7 | 995 | A | 7 | 240 | A | 7 | 5.1 | A | 7 | 16100 | B | 7 | 77777 | A | 7 | 0.8 | E | 8 | 0.084 | F | 8 | 0.16 | F | 8 | 0 | 1 | D | 9 | 10 | C | 8
[26 empty] | 3868900% | 9:00 | 269 | 1408 | 169 | 2 | 9 | 455 | 2 | 21 | 81 | 2 | 9 | 171 | 2 | 9 | 333 | 2 | 21 | 107 | 2 | 9 | 152 | 2 | 25 | 0 | E | 9 | 0 | E | 9 | -4 | A | 7 | -12 | A | 7 | 50 | A | 7 | 995 | A | 7 | 230 | A | 7 | 5.7 | A | 7 | 16100 | B | 7 | 77777 | A | 7 | 0.7 | E | 8 | 0.084 | F | 8 | 0.16 | F | 8 | 0 | 1 | D | 9 | 10 | C | 8
[26 empty] | 3868900% | 10:00 | 453 | 1408 | 296 | 2 | 9 | 669 | 2 | 21 | 79 | 2 | 9 | 306 | 2 | 9 | 602 | 2 | 21 | 111 | 2 | 9 | 149 | 2 | 25 | 0 | E | 9 | 0 | E | 9 | -3 | A | 7 | -12 | A | 7 | 46 | A | 7 | 996 | A | 7 | 240 | A | 7 | 4.1 | A | 7 | 16100 | B | 7 | 77777 | A | 7 | 0.7 | E | 8 | 0.084 | F | 8 | 0.16 | F | 8 | 0 | 1 | D | 9 | 10 | C | 8
[26 empty] | 3868900% | 11:00 | 584 | 1408 | 403 | 2 | 9 | 769 | 2 | 21 | 83 | 2 | 9 | 414 | 2 | 9 | 730 | 2 | 21 | 110 | 2 | 9 | 160 | 2 | 25 | 0 | E | 9 | 0 | E | 9 | -2 | A | 7 | -12 | A | 7 | 42 | A | 7 | 996 | A | 7 | 250 | A | 7 | 3.6 | A | 7 | 16100 | B | 7 | 77777 | A | 7 | 0.8 | E | 8 | 0.084 | F | 8 | 0.16 | F | 8 | 0 | 1 | D | 9 | 10 | C | 8
[26 empty] | 3868900% | 12:00 | 652 | 1408 | 460 | 2 | 9 | 808 | 2 | 21 | 84 | 2 | 9 | 478 | 2 | 9 | 783 | 2 | 21 | 114 | 2 | 9 | 173 | 2 | 25 | 0 | E | 9 | 0 | E | 9 | -1 | A | 7 | -12 | A | 7 | 39 | A | 7 | 995 | A | 7 | 240 | A | 7 | 5.1 | A | 7 | 16100 | B | 7 | 77777 | A | 7 | 0.8 | E | 8 | 0.084 | F | 8 | 0.16 | F | 8 | 0 | 1 | D | 9 | 10 | C | 8
[26 empty] | 3868900% | 13:00 | 653 | 1408 | 456 | 2 | 9 | 796 | 2 | 21 | 86 | 2 | 9 | 474 | 2 | 9 | 771 | 2 | 21 | 115 | 2 | 9 | 175 | 2 | 25 | 0 | E | 9 | 0 | E | 9 | -1 | A | 7 | -12 | A | 7 | 39 | A | 7 | 994 | A | 7 | 250 | A | 7 | 4.6 | A | 7 | 16100 | B | 7 | 77777 | A | 7 | 0.9 | E | 8 | 0.084 | F | 8 | 0.16 | F | 8 | 0 | 1 | D | 9 | 10 | C | 8
[26 empty] | 3868900% | 14:00 | 587 | 1408 | 399 | 2 | 9 | 770 | 2 | 21 | 77 | 2 | 9 | 414 | 2 | 9 | 734 | 2 | 21 | 106 | 2 | 9 | 154 | 2 | 25 | 0 | E | 9 | 0 | E | 9 | 0 | A | 7 | -13 | A | 7 | 32 | A | 7 | 993 | A | 7 | 230 | A | 7 | 5.1 | A | 7 | 16100 | B | 7 | 77777 | A | 7 | 0.9 | E | 8 | 0.084 | F | 8 | 0.16 | F | 8 | 0 | 1 | D | 9 | 10 | C | 8
[26 empty] | 3868900% | 15:00 | 457 | 1408 | 290 | 2 | 9 | 512 | 2 | 21 | 123 | 2 | 9 | 300 | 2 | 9 | 463 | 2 | 21 | 148 | 2 | 9 | 236 | 2 | 25 | 2 | E | 9 | 2 | E | 9 | -1 | A | 7 | -13 | A | 7 | 35 | A | 7 | 993 | A | 7 | 230 | A | 7 | 4.6 | A | 7 | 16100 | B | 7 | 77777 | A | 7 | 1 | E | 8 | 0.084 | F | 8 | 0.16 | F | 8 | 0 | 1 | D | 9 | 10 | C | 8
[26 empty] | 3868900% | 16:00 | 274 | 1408 | 79 | 2 | 9 | 44 | 2 | 21 | 70 | 2 | 9 | 86 | 2 | 9 | 36 | 2 | 21 | 79 | 2 | 9 | 175 | 2 | 25 | 10 | E | 9 | 10 | E | 9 | -1 | A | 7 | -13 | A | 7 | 35 | A | 7 | 993 | A | 7 | 210 | A | 7 | 3.1 | A | 7 | 16100 | B | 7 | 2700 | A | 7 | 1 | E | 8 | 0.084 | F | 8 | 0.16 | F | 8 | 0 | 1 | D | 9 | 10 | C | 8
[26 empty] | 3868900% | 17:00 | 63 | 1068 | 15 | 2 | 9 | 83 | 2 | 21 | 12 | 2 | 9 | 19 | 2 | 9 | 33 | 2 | 21 | 17 | 2 | 9 | 20 | 2 | 25 | 10 | E | 9 | 10 | E | 9 | -1 | A | 7 | -13 | A | 7 | 35 | A | 7 | 993 | A | 7 | 0 | A | 7 | 0 | A | 7 | 16100 | B | 7 | 2700 | A | 7 | 1 | E | 8 | 0.084 | F | 8 | 0.16 | F | 8 | 0 | 1 | D | 9 | 10 | C | 8
[26 empty] | 3868900% | 18:00 | 0 | 0 | 0 | 2 | 0 | 0 | 2 | 0 | 0 | 2 | 0 | 0 | 2 | 0 | 0 | 2 | 0 | 0 | 2 | 0 | 0 | 2 | 0 | 10 | E | 9 | 10 | E | 9 | 0 | A | 7 | -13 | A | 7 | 32 | A | 7 | 993 | A | 7 | 190 | A | 7 | 2.1 | A | 7 | 16100 | B | 7 | 2700 | A | 7 | 1 | E | 8 | 0.084 | F | 8 | 0.16 | F | 8 | 0 | 1 | D | 9 | 10 | C | 8
[26 empty] | 3868900% | 19:00 | 0 | 0 | 0 | 2 | 0 | 0 | 2 | 0 | 0 | 2 | 0 | 0 | 2 | 0 | 0 | 2 | 0 | 0 | 2 | 0 | 0 | 2 | 0 | 10 | E | 9 | 10 | A | 7 | -1 | A | 7 | -12 | A | 7 | 39 | A | 7 | 992 | A | 7 | 140 | A | 7 | 2.1 | A | 7 | 16100 | B | 7 | 2700 | A | 7 | 1 | E | 8 | 0.084 | F | 8 | 0.16 | F | 8 | 0 | 1 | D | 9 | 10 | C | 8
[26 empty] | 3868900% | 20:00 | 0 | 0 | 0 | 2 | 0 | 0 | 2 | 0 | 0 | 2 | 0 | 0 | 2 | 0 | 0 | 2 | 0 | 0 | 2 | 0 | 0 | 2 | 0 | 10 | E | 9 | 10 | E | 9 | -1 | A | 7 | -11 | A | 7 | 42 | A | 7 | 992 | A | 7 | 110 | A | 7 | 2.1 | A | 7 | 16100 | B | 7 | 2400 | A | 7 | 1.1 | E | 8 | 0.084 | F | 8 | 0.16 | F | 8 | 0 | 1 | D | 9 | 10 | C | 8
[26 empty] | 3868900% | 21:00 | 0 | 0 | 0 | 2 | 0 | 0 | 2 | 0 | 0 | 2 | 0 | 0 | 2 | 0 | 0 | 2 | 0 | 0 | 2 | 0 | 0 | 2 | 0 | 10 | E | 9 | 10 | E | 9 | -1 | A | 7 | -11 | A | 7 | 42 | A | 7 | 990 | A | 7 | 70 | A | 7 | 2.1 | A | 7 | 16100 | B | 7 | 2400 | A | 7 | 1.1 | E | 8 | 0.084 | F | 8 | 0.16 | F | 8 | 0 | 1 | D | 9 | 10 | C | 8
[26 empty] | 3868900% | 22:00 | 0 | 0 | 0 | 2 | 0 | 0 | 2 | 0 | 0 | 2 | 0 | 0 | 2 | 0 | 0 | 2 | 0 | 0 | 2 | 0 | 0 | 2 | 0 | 10 | E | 9 | 10 | A | 7 | -1 | A | 7 | -10 | A | 7 | 46 | A | 7 | 991 | A | 7 | 0 | A | 7 | 0 | A | 7 | 16100 | B | 7 | 2100 | A | 7 | 1.2 | E | 8 | 0.084 | F | 8 | 0.16 | F | 8 | 0 | 1 | D | 9 | 10 | C | 8
[26 empty] | 3868900% | 23:00 | 0 | 0 | 0 | 2 | 0 | 0 | 2 | 0 | 0 | 2 | 0 | 0 | 2 | 0 | 0 | 2 | 0 | 0 | 2 | 0 | 0 | 2 | 0 | 10 | E | 9 | 10 | A | 7 | -1 | A | 7 | -6 | A | 7 | 66 | A | 7 | 989 | A | 7 | 150 | A | 7 | 5.7 | A | 7 | 2400 | B | 7 | 420 | A | 7 | 1.4 | E | 8 | 0.084 | F | 8 | 0.16 | F | 8 | 0 | 1 | D | 9 | 10 | C | 8
[26 empty] | 3868900% | 24:00 | 0 | 0 | 0 | 2 | 0 | 0 | 2 | 0 | 0 | 2 | 0 | 0 | 2 | 0 | 0 | 2 | 0 | 0 | 2 | 0 | 0 | 2 | 0 | 10 | E | 9 | 10 | A | 7 | -2 | A | 7 | -4 | A | 7 | 85 | A | 7 | 988 | A | 7 | 140 | A | 7 | 2.6 | A | 7 | 8000 | B | 7 | 1350 | A | 7 | 1.6 | E | 8 | 0.084 | F | 8 | 0.16 | F | 8 | 0 | 1 | D | 9 | 10 | C | 8
[26 empty] | 3869000% | 1:00 | 0 | 0 | 0 | 2 | 0 | 0 | 2 | 0 | 0 | 2 | 0 | 0 | 2 | 0 | 0 | 2 | 0 | 0 | 2 | 0 | 0 | 2 | 0 | 10 | E | 9 | 10 | A | 7 | -2 | A | 7 | -3 | A | 7 | 92 | A | 7 | 987 | A | 7 | 0 | A | 7 | 0 | A | 7 | 6400 | B | 7 | 1230 | A | 7 | 1.8 | E | 8 | 0.084 | F | 8 | 0.16 | F | 8 | 0 | 1 | D | 9 | 10 | C | 8
[26 empty] | 3869000% | 2:00 | 0 | 0 | 0 | 2 | 0 | 0 | 2 | 0 | 0 | 2 | 0 | 0 | 2 | 0 | 0 | 2 | 0 | 0 | 2 | 0 | 0 | 2 | 0 | 10 | E | 9 | 10 | A | 7 | -1 | A | 7 | -3 | A | 7 | 85 | A | 7 | 985 | A | 7 | 0 | A | 7 | 0 | A | 7 | 6400 | B | 7 | 900 | A | 7 | 1.8 | E | 8 | 0.084 | F | 8 | 0.16 | F | 8 | 0 | 1 | D | 9 | 10 | C | 8
[26 empty] | 3869000% | 3:00 | 0 | 0 | 0 | 2 | 0 | 0 | 2 | 0 | 0 | 2 | 0 | 0 | 2 | 0 | 0 | 2 | 0 | 0 | 2 | 0 | 0 | 2 | 0 | 10 | E | 9 | 10 | A | 7 | -1 | A | 7 | -2 | A | 7 | 92 | A | 7 | 984 | A | 7 | 160 | A | 7 | 2.6 | A | 7 | 11300 | B | 7 | 570 | A | 7 | 1.9 | E | 8 | 0.084 | F | 8 | 0.16 | F | 8 | 0 | 1 | D | 9 | 10 | C | 8
[26 empty] | 3869000% | 4:00 | 0 | 0 | 0 | 2 | 0 | 0 | 2 | 0 | 0 | 2 | 0 | 0 | 2 | 0 | 0 | 2 | 0 | 0 | 2 | 0 | 0 | 2 | 0 | 10 | E | 9 | 10 | A | 7 | -1 | A | 7 | -2 | A | 7 | 92 | A | 7 | 982 | A | 7 | 150 | A | 7 | 2.6 | A | 7 | 11300 | B | 7 | 270 | A | 7 | 2 | E | 8 | 0.084 | F | 8 | 0.16 | F | 8 | 0 | 1 | D | 9 | 40 | C | 8
[26 empty] | 3869000% | 5:00 | 0 | 0 | 0 | 2 | 0 | 0 | 2 | 0 | 0 | 2 | 0 | 0 | 2 | 0 | 0 | 2 | 0 | 0 | 2 | 0 | 0 | 2 | 0 | 10 | E | 9 | 10 | A | 7 | -1 | A | 7 | -1 | A | 7 | 100 | A | 7 | 981 | A | 7 | 0 | A | 7 | 0 | A | 7 | 4000 | B | 7 | 210 | A | 7 | 2 | E | 8 | 0.084 | F | 8 | 0.16 | F | 8 | 0 | 1 | D | 9 | 40 | C | 8
[26 empty] | 3869000% | 6:00 | 0 | 0 | 0 | 2 | 0 | 0 | 2 | 0 | 0 | 2 | 0 | 0 | 2 | 0 | 0 | 2 | 0 | 0 | 2 | 0 | 0 | 2 | 0 | 10 | E | 9 | 10 | A | 7 | -1 | A | 7 | -2 | A | 7 | 92 | A | 7 | 981 | A | 7 | 350 | A | 7 | 2.6 | A | 7 | 3200 | B | 7 | 90 | A | 7 | 1.9 | E | 8 | 0.084 | F | 8 | 0.16 | F | 8 | 0 | 1 | D | 9 | 10 | C | 8
[26 empty] | 3869000% | 7:00 | 0 | 0 | 0 | 2 | 0 | 0 | 2 | 0 | 0 | 2 | 0 | 0 | 2 | 0 | 0 | 2 | 0 | 0 | 2 | 0 | 0 | 2 | 0 | 10 | E | 9 | 10 | A | 7 | -2 | A | 7 | -3 | A | 7 | 92 | A | 7 | 981 | A | 7 | 330 | A | 7 | 3.1 | A | 7 | 4000 | B | 7 | 90 | A | 7 | 1.9 | E | 8 | 0.084 | F | 8 | 0.16 | F | 8 | 0 | 1 | D | 9 | 10 | C | 8
[26 empty] | 3869000% | 8:00 | 56 | 998 | 3 | 2 | 9 | 0 | 2 | 21 | 3 | 2 | 9 | 4 | 2 | 9 | 0 | 2 | 21 | 4 | 2 | 9 | 12 | 2 | 25 | 10 | E | 9 | 10 | A | 7 | -2 | A | 7 | -3 | A | 7 | 92 | A | 7 | 981 | A | 7 | 340 | A | 7 | 3.6 | A | 7 | 2400 | B | 7 | 90 | A | 7 | 1.7 | E | 8 | 0.084 | F | 8 | 0.16 | F | 8 | 0 | 1 | D | 9 | 10 | C | 8
[26 empty] | 3869000% | 9:00 | 265 | 1408 | 60 | 2 | 9 | 0 | 2 | 21 | 60 | 2 | 9 | 67 | 2 | 9 | 0 | 2 | 21 | 67 | 2 | 9 | 211 | 2 | 25 | 10 | E | 9 | 10 | A | 7 | -2 | A | 7 | -3 | A | 7 | 92 | A | 7 | 981 | A | 7 | 0 | A | 7 | 0 | A | 7 | 2800 | B | 7 | 90 | A | 7 | 1.5 | E | 8 | 0.084 | F | 8 | 0.16 | F | 8 | 0 | 1 | D | 9 | 10 | C | 8
[26 empty] | 3869000% | 10:00 | 450 | 1408 | 48 | 2 | 9 | 0 | 2 | 21 | 48 | 2 | 9 | 58 | 2 | 9 | 0 | 2 | 21 | 58 | 2 | 9 | 210 | 2 | 25 | 10 | E | 9 | 10 | A | 7 | -2 | A | 7 | -3 | A | 7 | 92 | A | 7 | 982 | A | 7 | 330 | A | 7 | 1.5 | A | 7 | 2400 | B | 7 | 90 | A | 7 | 1.3 | E | 8 | 0.084 | F | 8 | 0.16 | F | 8 | 0 | 1 | D | 9 | 10 | C | 8
[26 empty] | 3869000% | 11:00 | 581 | 1408 | 64 | 2 | 9 | 0 | 2 | 21 | 64 | 2 | 9 | 78 | 2 | 9 | 0 | 2 | 21 | 78 | 2 | 9 | 293 | 2 | 25 | 10 | E | 9 | 10 | A | 7 | -1 | A | 7 | -2 | A | 7 | 92 | A | 7 | 983 | A | 7 | 340 | A | 7 | 1.5 | A | 7 | 2400 | B | 7 | 60 | A | 7 | 1.2 | E | 8 | 0.084 | F | 8 | 0.16 | F | 8 | 0 | 1 | D | 9 | 10 | C | 8
[26 empty] | 3869000% | 12:00 | 649 | 1408 | 74 | 2 | 9 | 0 | 2 | 21 | 74 | 2 | 9 | 90 | 2 | 9 | 0 | 2 | 21 | 90 | 2 | 9 | 346 | 2 | 25 | 10 | E | 9 | 10 | A | 7 | -1 | A | 7 | -2 | A | 7 | 92 | A | 7 | 984 | A | 7 | 0 | A | 7 | 0 | A | 7 | 2400 | B | 7 | 750 | A | 7 | 1.2 | E | 8 | 0.084 | F | 8 | 0.16 | F | 8 | 0 | 1 | D | 9 | 10 | C | 8
[26 empty] | 3869000% | 13:00 | 651 | 1408 | 77 | 2 | 9 | 0 | 2 | 21 | 77 | 2 | 9 | 93 | 2 | 9 | 0 | 2 | 21 | 93 | 2 | 9 | 359 | 2 | 25 | 10 | E | 9 | 10 | A | 7 | -1 | A | 7 | -2 | A | 7 | 92 | A | 7 | 985 | A | 7 | 310 | A | 7 | 2.1 | A | 7 | 2400 | B | 7 | 810 | A | 7 | 1.1 | E | 8 | 0.084 | F | 8 | 0.16 | F | 8 | 0 | 1 | D | 9 | 10 | C | 8
[26 empty] | 3869000% | 14:00 | 585 | 1408 | 63 | 2 | 9 | 0 | 2 | 21 | 63 | 2 | 9 | 77 | 2 | 9 | 0 | 2 | 21 | 77 | 2 | 9 | 290 | 2 | 25 | 10 | E | 9 | 10 | A | 7 | 0 | A | 7 | -1 | A | 7 | 92 | A | 7 | 986 | A | 7 | 310 | A | 7 | 1.5 | A | 7 | 2800 | B | 7 | 990 | A | 7 | 1.1 | E | 8 | 0.084 | F | 8 | 0.16 | F | 8 | 0 | 1 | D | 9 | 10 | C | 8
[26 empty] | 3869000% | 15:00 | 456 | 1408 | 64 | 2 | 9 | 0 | 2 | 21 | 64 | 2 | 9 | 76 | 2 | 9 | 0 | 2 | 21 | 76 | 2 | 9 | 271 | 2 | 25 | 10 | E | 9 | 10 | A | 7 | 1 | A | 7 | -1 | A | 7 | 86 | A | 7 | 987 | A | 7 | 0 | A | 7 | 0 | A | 7 | 4000 | B | 7 | 960 | A | 7 | 1.1 | E | 8 | 0.084 | F | 8 | 0.16 | F | 8 | 0 | 1 | D | 9 | 10 | C | 8
[26 empty] | 3869000% | 16:00 | 273 | 1408 | 65 | 2 | 9 | 5 | 2 | 21 | 64 | 2 | 9 | 73 | 2 | 9 | 2 | 2 | 21 | 73 | 2 | 9 | 223 | 2 | 25 | 10 | E | 9 | 10 | A | 7 | 1 | A | 7 | -1 | A | 7 | 86 | A | 7 | 988 | A | 7 | 0 | A | 7 | 0 | A | 7 | 4800 | B | 7 | 840 | A | 7 | 1.1 | E | 8 | 0.084 | F | 8 | 0.16 | F | 8 | 0 | 1 | D | 9 | 10 | C | 8
[26 empty] | 3869000% | 17:00 | 62 | 1044 | 5 | 2 | 9 | 0 | 2 | 21 | 5 | 2 | 9 | 6 | 2 | 9 | 0 | 2 | 21 | 6 | 2 | 9 | 20 | 2 | 25 | 10 | E | 9 | 10 | A | 7 | 2 | A | 7 | -1 | A | 7 | 80 | A | 7 | 990 | A | 7 | 240 | A | 7 | 2.6 | A | 7 | 12900 | B | 7 | 780 | A | 7 | 1 | E | 8 | 0.084 | F | 8 | 0.16 | F | 8 | 0 | 1 | D | 9 | 10 | C | 8
[26 empty] | 3869000% | 18:00 | 0 | 0 | 0 | 2 | 0 | 0 | 2 | 0 | 0 | 2 | 0 | 0 | 2 | 0 | 0 | 2 | 0 | 0 | 2 | 0 | 0 | 2 | 0 | 10 | E | 9 | 10 | A | 7 | 2 | A | 7 | -1 | A | 7 | 80 | A | 7 | 991 | A | 7 | 250 | A | 7 | 2.6 | A | 7 | 14500 | B | 7 | 900 | A | 7 | 1 | E | 8 | 0.084 | F | 8 | 0.16 | F | 8 | 0 | 1 | D | 9 | 10 | C | 8
[26 empty] | 3869000% | 19:00 | 0 | 0 | 0 | 2 | 0 | 0 | 2 | 0 | 0 | 2 | 0 | 0 | 2 | 0 | 0 | 2 | 0 | 0 | 2 | 0 | 0 | 2 | 0 | 10 | E | 9 | 10 | A | 7 | 1 | A | 7 | -1 | A | 7 | 86 | A | 7 | 992 | A | 7 | 310 | A | 7 | 2.6 | A | 7 | 12900 | B | 7 | 840 | A | 7 | 0.9 | E | 8 | 0.084 | F | 8 | 0.16 | F | 8 | 0 | 1 | D | 9 | 10 | C | 8
[26 empty] | 3869000% | 20:00 | 0 | 0 | 0 | 2 | 0 | 0 | 2 | 0 | 0 | 2 | 0 | 0 | 2 | 0 | 0 | 2 | 0 | 0 | 2 | 0 | 0 | 2 | 0 | 10 | E | 9 | 10 | E | 9 | 1 | A | 7 | -3 | A | 7 | 72 | A | 7 | 992 | A | 7 | 0 | A | 7 | 0 | A | 7 | 16100 | B | 7 | 1020 | A | 7 | 0.9 | E | 8 | 0.084 | F | 8 | 0.16 | F | 8 | 0 | 1 | D | 9 | 10 | C | 8
[26 empty] | 3869000% | 21:00 | 0 | 0 | 0 | 2 | 0 | 0 | 2 | 0 | 0 | 2 | 0 | 0 | 2 | 0 | 0 | 2 | 0 | 0 | 2 | 0 | 0 | 2 | 0 | 10 | E | 9 | 10 | E | 9 | 1 | A | 7 | -2 | A | 7 | 79 | A | 7 | 992 | A | 7 | 280 | A | 7 | 2.1 | A | 7 | 14500 | B | 7 | 1170 | A | 7 | 0.8 | E | 8 | 0.084 | F | 8 | 0.16 | F | 8 | 0 | 1 | D | 9 | 10 | C | 8
[26 empty] | 3869000% | 22:00 | 0 | 0 | 0 | 2 | 0 | 0 | 2 | 0 | 0 | 2 | 0 | 0 | 2 | 0 | 0 | 2 | 0 | 0 | 2 | 0 | 0 | 2 | 0 | 10 | E | 9 | 10 | E | 9 | 1 | A | 7 | -2 | A | 7 | 79 | A | 7 | 993 | A | 7 | 0 | A | 7 | 0 | A | 7 | 12900 | B | 7 | 1110 | A | 7 | 0.8 | E | 8 | 0.084 | F | 8 | 0.16 | F | 8 | 0 | 1 | D | 9 | 10 | C | 8
[26 empty] | 3869000% | 23:00 | 0 | 0 | 0 | 2 | 0 | 0 | 2 | 0 | 0 | 2 | 0 | 0 | 2 | 0 | 0 | 2 | 0 | 0 | 2 | 0 | 0 | 2 | 0 | 10 | E | 9 | 10 | E | 9 | 1 | A | 7 | -3 | A | 7 | 72 | A | 7 | 994 | A | 7 | 290 | A | 7 | 2.6 | A | 7 | 16100 | B | 7 | 1230 | A | 7 | 0.8 | E | 8 | 0.084 | F | 8 | 0.16 | F | 8 | 0 | 1 | D | 9 | 10 | C | 8
[26 empty] | 3869000% | 24:00 | 0 | 0 | 0 | 2 | 0 | 0 | 2 | 0 | 0 | 2 | 0 | 0 | 2 | 0 | 0 | 2 | 0 | 0 | 2 | 0 | 0 | 2 | 0 | 10 | E | 9 | 10 | E | 9 | 1 | A | 7 | -3 | A | 7 | 72 | A | 7 | 994 | A | 7 | 280 | A | 7 | 4.6 | A | 7 | 16100 | B | 7 | 1230 | A | 7 | 0.8 | E | 8 | 0.084 | F | 8 | 0.16 | F | 8 | 0 | 1 | D | 9 | 10 | C | 8
[26 empty] | 3869100% | 1:00 | 0 | 0 | 0 | 2 | 0 | 0 | 2 | 0 | 0 | 2 | 0 | 0 | 2 | 0 | 0 | 2 | 0 | 0 | 2 | 0 | 0 | 2 | 0 | 9 | E | 9 | 8 | E | 9 | 1 | A | 7 | -4 | A | 7 | 67 | A | 7 | 994 | A | 7 | 310 | A | 7 | 1.5 | A | 7 | 16100 | B | 7 | 1170 | A | 7 | 0.8 | E | 8 | 0.083 | F | 8 | 0.16 | F | 8 | 0 | 1 | D | 9 | 10 | C | 8
[26 empty] | 3869100% | 2:00 | 0 | 0 | 0 | 2 | 0 | 0 | 2 | 0 | 0 | 2 | 0 | 0 | 2 | 0 | 0 | 2 | 0 | 0 | 2 | 0 | 0 | 2 | 0 | 10 | E | 9 | 6 | E | 9 | 0 | A | 7 | -4 | A | 7 | 72 | A | 7 | 994 | A | 7 | 300 | A | 7 | 2.6 | A | 7 | 14500 | B | 7 | 77777 | A | 7 | 0.8 | E | 8 | 0.083 | F | 8 | 0.16 | F | 8 | 0 | 1 | D | 9 | 10 | C | 8
[26 empty] | 3869100% | 3:00 | 0 | 0 | 0 | 2 | 0 | 0 | 2 | 0 | 0 | 2 | 0 | 0 | 2 | 0 | 0 | 2 | 0 | 0 | 2 | 0 | 0 | 2 | 0 | 10 | E | 9 | 5 | E | 9 | 0 | A | 7 | -5 | A | 7 | 66 | A | 7 | 994 | A | 7 | 310 | A | 7 | 2.1 | A | 7 | 16100 | B | 7 | 77777 | A | 7 | 0.8 | E | 8 | 0.083 | F | 8 | 0.16 | F | 8 | 0 | 1 | D | 9 | 10 | C | 8
[26 empty] | 3869100% | 4:00 | 0 | 0 | 0 | 2 | 0 | 0 | 2 | 0 | 0 | 2 | 0 | 0 | 2 | 0 | 0 | 2 | 0 | 0 | 2 | 0 | 0 | 2 | 0 | 10 | E | 9 | 9 | E | 9 | 0 | A | 7 | -5 | A | 7 | 66 | A | 7 | 995 | A | 7 | 280 | A | 7 | 1.5 | A | 7 | 16100 | B | 7 | 1110 | A | 7 | 0.8 | E | 8 | 0.083 | F | 8 | 0.16 | F | 8 | 0 | 1 | D | 9 | 10 | C | 8
[26 empty] | 3869100% | 5:00 | 0 | 0 | 0 | 2 | 0 | 0 | 2 | 0 | 0 | 2 | 0 | 0 | 2 | 0 | 0 | 2 | 0 | 0 | 2 | 0 | 0 | 2 | 0 | 10 | E | 9 | 10 | E | 9 | 0 | A | 7 | -5 | A | 7 | 66 | A | 7 | 995 | A | 7 | 330 | A | 7 | 2.1 | A | 7 | 16100 | B | 7 | 990 | A | 7 | 0.8 | E | 8 | 0.083 | F | 8 | 0.16 | F | 8 | 0 | 1 | D | 9 | 10 | C | 8
[26 empty] | 3869100% | 6:00 | 0 | 0 | 0 | 2 | 0 | 0 | 2 | 0 | 0 | 2 | 0 | 0 | 2 | 0 | 0 | 2 | 0 | 0 | 2 | 0 | 0 | 2 | 0 | 10 | E | 9 | 7 | E | 9 | -1 | A | 7 | -5 | A | 7 | 71 | A | 7 | 995 | A | 7 | 30 | A | 7 | 2.1 | A | 7 | 16100 | B | 7 | 77777 | A | 7 | 0.8 | E | 8 | 0.083 | F | 8 | 0.16 | F | 8 | 0 | 1 | D | 9 | 10 | C | 8
[26 empty] | 3869100% | 7:00 | 0 | 0 | 0 | 2 | 0 | 0 | 2 | 0 | 0 | 2 | 0 | 0 | 2 | 0 | 0 | 2 | 0 | 0 | 2 | 0 | 0 | 2 | 0 | 10 | E | 9 | 4 | E | 9 | -1 | A | 7 | -5 | A | 7 | 71 | A | 7 | 995 | A | 7 | 50 | A | 7 | 1.5 | A | 7 | 14500 | B | 7 | 77777 | A | 7 | 0.7 | E | 8 | 0.083 | F | 8 | 0.16 | F | 8 | 0 | 1 | D | 9 | 10 | C | 8
[26 empty] | 3869100% | 8:00 | 53 | 974 | 3 | 2 | 9 | 0 | 2 | 21 | 3 | 2 | 9 | 4 | 2 | 9 | 0 | 2 | 21 | 4 | 2 | 9 | 12 | 2 | 25 | 10 | E | 9 | 9 | E | 9 | -1 | A | 7 | -5 | A | 7 | 71 | A | 7 | 996 | A | 7 | 50 | A | 7 | 1.5 | A | 7 | 12900 | B | 7 | 1110 | A | 7 | 0.8 | E | 8 | 0.083 | F | 8 | 0.16 | F | 8 | 0 | 1 | D | 9 | 10 | C | 8
[26 empty] | 3869100% | 9:00 | 261 | 1409 | 68 | 2 | 9 | 0 | 2 | 21 | 68 | 2 | 9 | 76 | 2 | 9 | 0 | 2 | 21 | 76 | 2 | 9 | 228 | 2 | 25 | 10 | E | 9 | 9 | E | 9 | -1 | A | 7 | -5 | A | 7 | 71 | A | 7 | 996 | A | 7 | 30 | A | 7 | 2.6 | A | 7 | 12900 | B | 7 | 3600 | A | 7 | 0.8 | E | 8 | 0.083 | F | 8 | 0.16 | F | 8 | 0 | 1 | D | 9 | 10 | C | 8
[26 empty] | 3869100% | 10:00 | 446 | 1409 | 83 | 2 | 9 | 0 | 2 | 21 | 83 | 2 | 9 | 96 | 2 | 9 | 0 | 2 | 21 | 96 | 2 | 9 | 332 | 2 | 25 | 10 | E | 9 | 10 | E | 9 | -1 | A | 7 | -6 | A | 7 | 66 | A | 7 | 995 | A | 7 | 50 | A | 7 | 3.1 | A | 7 | 12900 | B | 7 | 3600 | A | 7 | 0.8 | E | 8 | 0.083 | F | 8 | 0.16 | F | 8 | 0 | 1 | D | 9 | 10 | C | 8
[26 empty] | 3869100% | 11:00 | 578 | 1409 | 397 | 2 | 9 | 580 | 2 | 21 | 158 | 2 | 9 | 411 | 2 | 9 | 558 | 2 | 21 | 181 | 2 | 9 | 317 | 2 | 25 | 10 | E | 9 | 9 | E | 9 | 0 | A | 7 | -5 | A | 7 | 66 | A | 7 | 995 | A | 7 | 20 | A | 7 | 3.1 | A | 7 | 16100 | B | 7 | 3600 | A | 7 | 0.9 | E | 8 | 0.083 | F | 8 | 0.16 | F | 8 | 0 | 1 | D | 9 | 10 | C | 8
[26 empty] | 3869100% | 12:00 | 647 | 1409 | 454 | 2 | 9 | 802 | 2 | 21 | 84 | 2 | 9 | 471 | 2 | 9 | 776 | 2 | 21 | 113 | 2 | 9 | 172 | 2 | 25 | 10 | E | 9 | 10 | E | 9 | 1 | A | 7 | -5 | A | 7 | 61 | A | 7 | 994 | A | 7 | 30 | A | 7 | 2.6 | A | 7 | 16100 | B | 7 | 1110 | A | 7 | 1 | E | 8 | 0.083 | F | 8 | 0.16 | F | 8 | 0 | 1 | D | 9 | 10 | C | 8
[26 empty] | 3869100% | 13:00 | 648 | 1409 | 456 | 2 | 9 | 562 | 2 | 21 | 196 | 2 | 9 | 469 | 2 | 9 | 553 | 2 | 21 | 213 | 2 | 9 | 412 | 2 | 25 | 10 | E | 9 | 10 | E | 9 | 0 | A | 7 | -5 | A | 7 | 66 | A | 7 | 993 | A | 7 | 10 | A | 7 | 3.1 | A | 7 | 14500 | B | 7 | 1050 | A | 7 | 1 | E | 8 | 0.083 | F | 8 | 0.16 | F | 8 | 0 | 1 | D | 9 | 10 | C | 8
[26 empty] | 3869100% | 14:00 | 583 | 1409 | 63 | 2 | 9 | 0 | 2 | 21 | 63 | 2 | 9 | 77 | 2 | 9 | 0 | 2 | 21 | 77 | 2 | 9 | 290 | 2 | 25 | 10 | E | 9 | 10 | E | 9 | 0 | A | 7 | -6 | A | 7 | 60 | A | 7 | 992 | A | 7 | 20 | A | 7 | 3.1 | A | 7 | 12900 | B | 7 | 1110 | A | 7 | 1 | E | 8 | 0.083 | F | 8 | 0.16 | F | 8 | 0 | 1 | D | 9 | 10 | C | 8
[26 empty] | 3869100% | 15:00 | 454 | 1409 | 113 | 2 | 9 | 6 | 2 | 21 | 111 | 2 | 9 | 128 | 2 | 9 | 4 | 2 | 21 | 127 | 2 | 9 | 416 | 2 | 25 | 10 | E | 9 | 10 | E | 9 | 0 | A | 7 | -5 | A | 7 | 66 | A | 7 | 992 | A | 7 | 70 | A | 7 | 2.6 | A | 7 | 11300 | B | 7 | 1110 | A | 7 | 1 | E | 8 | 0.083 | F | 8 | 0.16 | F | 8 | 0 | 1 | D | 9 | 10 | C | 8
[26 empty] | 3869100% | 16:00 | 272 | 1409 | 112 | 2 | 9 | 181 | 2 | 21 | 76 | 2 | 9 | 117 | 2 | 9 | 133 | 2 | 21 | 91 | 2 | 9 | 147 | 2 | 25 | 10 | E | 9 | 10 | E | 9 | -1 | A | 7 | -5 | A | 7 | 71 | A | 7 | 992 | A | 7 | 90 | A | 7 | 2.1 | A | 7 | 11300 | B | 7 | 1110 | A | 7 | 1.1 | E | 8 | 0.083 | F | 8 | 0.16 | F | 8 | 0 | 1 | D | 9 | 10 | C | 8
[26 empty] | 3869100% | 17:00 | 62 | 1045 | 15 | 2 | 9 | 86 | 2 | 21 | 11 | 2 | 9 | 18 | 2 | 9 | 34 | 2 | 21 | 16 | 2 | 9 | 19 | 2 | 25 | 10 | E | 9 | 10 | E | 9 | -1 | A | 7 | -6 | A | 7 | 66 | A | 7 | 992 | A | 7 | 90 | A | 7 | 2.1 | A | 7 | 16100 | B | 7 | 900 | A | 7 | 1.1 | E | 8 | 0.083 | F | 8 | 0.16 | F | 8 | 0 | 1 | D | 9 | 10 | C | 8
[26 empty] | 3869100% | 18:00 | 0 | 0 | 0 | 2 | 0 | 0 | 2 | 0 | 0 | 2 | 0 | 0 | 2 | 0 | 0 | 2 | 0 | 0 | 2 | 0 | 0 | 2 | 0 | 10 | E | 9 | 10 | E | 9 | -1 | A | 7 | -6 | A | 7 | 66 | A | 7 | 992 | A | 7 | 70 | A | 7 | 2.1 | A | 7 | 14500 | B | 7 | 1500 | A | 7 | 1.1 | E | 8 | 0.083 | F | 8 | 0.16 | F | 8 | 0 | 1 | D | 9 | 10 | C | 8
[26 empty] | 3869100% | 19:00 | 0 | 0 | 0 | 2 | 0 | 0 | 2 | 0 | 0 | 2 | 0 | 0 | 2 | 0 | 0 | 2 | 0 | 0 | 2 | 0 | 0 | 2 | 0 | 10 | E | 9 | 10 | A | 7 | -1 | A | 7 | -6 | A | 7 | 66 | A | 7 | 991 | A | 7 | 70 | A | 7 | 2.1 | A | 7 | 14500 | B | 7 | 1800 | A | 7 | 1 | E | 8 | 0.083 | F | 8 | 0.16 | F | 8 | 0 | 1 | D | 9 | 10 | C | 8
[26 empty] | 3869100% | 20:00 | 0 | 0 | 0 | 2 | 0 | 0 | 2 | 0 | 0 | 2 | 0 | 0 | 2 | 0 | 0 | 2 | 0 | 0 | 2 | 0 | 0 | 2 | 0 | 10 | E | 9 | 10 | E | 9 | -1 | A | 7 | -6 | A | 7 | 66 | A | 7 | 991 | A | 7 | 40 | A | 7 | 2.6 | A | 7 | 16100 | B | 7 | 2100 | A | 7 | 1 | E | 8 | 0.083 | F | 8 | 0.16 | F | 8 | 0 | 1 | D | 9 | 10 | C | 8
[26 empty] | 3869100% | 21:00 | 0 | 0 | 0 | 2 | 0 | 0 | 2 | 0 | 0 | 2 | 0 | 0 | 2 | 0 | 0 | 2 | 0 | 0 | 2 | 0 | 0 | 2 | 0 | 10 | E | 9 | 10 | E | 9 | -1 | A | 7 | -6 | A | 7 | 66 | A | 7 | 990 | A | 7 | 50 | A | 7 | 1.5 | A | 7 | 14500 | B | 7 | 2100 | A | 7 | 1 | E | 8 | 0.083 | F | 8 | 0.16 | F | 8 | 0 | 1 | D | 9 | 10 | C | 8
[26 empty] | 3869100% | 22:00 | 0 | 0 | 0 | 2 | 0 | 0 | 2 | 0 | 0 | 2 | 0 | 0 | 2 | 0 | 0 | 2 | 0 | 0 | 2 | 0 | 0 | 2 | 0 | 10 | E | 9 | 10 | E | 9 | -2 | A | 7 | -5 | A | 7 | 78 | A | 7 | 990 | A | 7 | 0 | A | 7 | 0 | A | 7 | 12900 | B | 7 | 1500 | A | 7 | 1 | E | 8 | 0.083 | F | 8 | 0.16 | F | 8 | 0 | 1 | D | 9 | 10 | C | 8
[26 empty] | 3869100% | 23:00 | 0 | 0 | 0 | 2 | 0 | 0 | 2 | 0 | 0 | 2 | 0 | 0 | 2 | 0 | 0 | 2 | 0 | 0 | 2 | 0 | 0 | 2 | 0 | 10 | E | 9 | 10 | E | 9 | -1 | A | 7 | -5 | A | 7 | 71 | A | 7 | 990 | A | 7 | 0 | A | 7 | 0 | A | 7 | 11300 | B | 7 | 1170 | A | 7 | 0.9 | E | 8 | 0.083 | F | 8 | 0.16 | F | 8 | 0 | 1 | D | 9 | 10 | C | 8
[26 empty] | 3869100% | 24:00 | 0 | 0 | 0 | 2 | 0 | 0 | 2 | 0 | 0 | 2 | 0 | 0 | 2 | 0 | 0 | 2 | 0 | 0 | 2 | 0 | 0 | 2 | 0 | 10 | E | 9 | 10 | E | 9 | -2 | A | 7 | -5 | A | 7 | 78 | A | 7 | 990 | A | 7 | 230 | A | 7 | 1.5 | A | 7 | 9700 | B | 7 | 2700 | A | 7 | 0.9 | E | 8 | 0.083 | F | 8 | 0.16 | F | 8 | 0 | 1 | D | 9 | 10 | C | 8
[26 empty] | 3869200% | 1:00 | 0 | 0 | 0 | 2 | 0 | 0 | 2 | 0 | 0 | 2 | 0 | 0 | 2 | 0 | 0 | 2 | 0 | 0 | 2 | 0 | 0 | 2 | 0 | 10 | E | 9 | 10 | E | 9 | -2 | A | 7 | -5 | A | 7 | 78 | A | 7 | 989 | A | 7 | 310 | A | 7 | 2.1 | A | 7 | 12900 | B | 7 | 2700 | A | 7 | 0.9 | E | 8 | 0.083 | F | 8 | 0.16 | F | 8 | 0 | 1 | D | 9 | 10 | C | 8
[26 empty] | 3869200% | 2:00 | 0 | 0 | 0 | 2 | 0 | 0 | 2 | 0 | 0 | 2 | 0 | 0 | 2 | 0 | 0 | 2 | 0 | 0 | 2 | 0 | 0 | 2 | 0 | 10 | E | 9 | 10 | E | 9 | -2 | A | 7 | -6 | A | 7 | 71 | A | 7 | 990 | A | 7 | 300 | A | 7 | 1.5 | A | 7 | 14500 | B | 7 | 1320 | A | 7 | 0.8 | E | 8 | 0.083 | F | 8 | 0.16 | F | 8 | 0 | 1 | D | 9 | 10 | C | 8
[26 empty] | 3869200% | 3:00 | 0 | 0 | 0 | 2 | 0 | 0 | 2 | 0 | 0 | 2 | 0 | 0 | 2 | 0 | 0 | 2 | 0 | 0 | 2 | 0 | 0 | 2 | 0 | 10 | E | 9 | 10 | E | 9 | -2 | A | 7 | -6 | A | 7 | 71 | A | 7 | 990 | A | 7 | 300 | A | 7 | 3.1 | A | 7 | 14500 | B | 7 | 1200 | A | 7 | 0.8 | E | 8 | 0.083 | F | 8 | 0.16 | F | 8 | 0 | 1 | D | 9 | 10 | C | 8
[26 empty] | 3869200% | 4:00 | 0 | 0 | 0 | 2 | 0 | 0 | 2 | 0 | 0 | 2 | 0 | 0 | 2 | 0 | 0 | 2 | 0 | 0 | 2 | 0 | 0 | 2 | 0 | 10 | E | 9 | 10 | E | 9 | -2 | A | 7 | -6 | A | 7 | 71 | A | 7 | 991 | A | 7 | 310 | A | 7 | 3.6 | A | 7 | 14500 | B | 7 | 1020 | A | 7 | 0.8 | E | 8 | 0.083 | F | 8 | 0.16 | F | 8 | 0 | 1 | D | 9 | 10 | C | 8
[26 empty] | 3869200% | 5:00 | 0 | 0 | 0 | 2 | 0 | 0 | 2 | 0 | 0 | 2 | 0 | 0 | 2 | 0 | 0 | 2 | 0 | 0 | 2 | 0 | 0 | 2 | 0 | 10 | E | 9 | 10 | E | 9 | -1 | A | 7 | -6 | A | 7 | 66 | A | 7 | 991 | A | 7 | 330 | A | 7 | 1.5 | A | 7 | 14500 | B | 7 | 1020 | A | 7 | 0.7 | E | 8 | 0.083 | F | 8 | 0.16 | F | 8 | 0 | 1 | D | 9 | 10 | C | 8
[26 empty] | 3869200% | 6:00 | 0 | 0 | 0 | 2 | 0 | 0 | 2 | 0 | 0 | 2 | 0 | 0 | 2 | 0 | 0 | 2 | 0 | 0 | 2 | 0 | 0 | 2 | 0 | 10 | E | 9 | 10 | E | 9 | -1 | A | 7 | -8 | A | 7 | 55 | A | 7 | 991 | A | 7 | 330 | A | 7 | 5.7 | A | 7 | 16100 | B | 7 | 1020 | A | 7 | 0.6 | E | 8 | 0.083 | F | 8 | 0.16 | F | 8 | 0 | 1 | D | 9 | 10 | C | 8
[26 empty] | 3869200% | 7:00 | 0 | 0 | 0 | 2 | 0 | 0 | 2 | 0 | 0 | 2 | 0 | 0 | 2 | 0 | 0 | 2 | 0 | 0 | 2 | 0 | 0 | 2 | 0 | 10 | E | 9 | 10 | E | 9 | -2 | A | 7 | -8 | A | 7 | 60 | A | 7 | 992 | A | 7 | 310 | A | 7 | 6.2 | A | 7 | 16100 | B | 7 | 1140 | A | 7 | 0.5 | E | 8 | 0.083 | F | 8 | 0.16 | F | 8 | 0 | 1 | D | 9 | 10 | C | 8
[26 empty] | 3869200% | 8:00 | 51 | 951 | 7 | 2 | 9 | 138 | 2 | 21 | 3 | 2 | 9 | 12 | 2 | 9 | 80 | 2 | 21 | 7 | 2 | 9 | 11 | 2 | 25 | 10 | E | 9 | 10 | E | 9 | -2 | A | 7 | -8 | A | 7 | 60 | A | 7 | 993 | A | 7 | 310 | A | 7 | 4.1 | A | 7 | 12900 | B | 7 | 1140 | A | 7 | 0.5 | E | 8 | 0.083 | F | 8 | 0.16 | F | 8 | 0 | 1 | D | 9 | 10 | C | 8
[26 empty] | 3869200% | 9:00 | 258 | 1409 | 155 | 2 | 9 | 459 | 2 | 21 | 71 | 2 | 9 | 159 | 2 | 9 | 329 | 2 | 21 | 98 | 2 | 9 | 132 | 2 | 25 | 8 | E | 9 | 8 | E | 9 | -1 | A | 7 | -8 | A | 7 | 55 | A | 7 | 994 | A | 7 | 310 | A | 7 | 5.7 | A | 7 | 14500 | B | 7 | 1080 | A | 7 | 0.4 | E | 8 | 0.083 | F | 8 | 0.16 | F | 8 | 0 | 1 | D | 9 | 10 | C | 8
[26 empty] | 3869200% | 10:00 | 443 | 1409 | 290 | 2 | 9 | 676 | 2 | 21 | 77 | 2 | 9 | 300 | 2 | 9 | 604 | 2 | 21 | 110 | 2 | 9 | 145 | 2 | 25 | 0 | E | 9 | 0 | E | 9 | -1 | A | 7 | -9 | A | 7 | 50 | A | 7 | 994 | A | 7 | 290 | A | 7 | 7.2 | A | 7 | 16100 | B | 7 | 77777 | A | 7 | 0.4 | E | 8 | 0.083 | F | 8 | 0.16 | F | 8 | 0 | 1 | D | 9 | 10 | C | 8
[26 empty] | 3869200% | 11:00 | 574 | 1409 | 391 | 2 | 9 | 751 | 2 | 21 | 83 | 2 | 9 | 400 | 2 | 9 | 710 | 2 | 21 | 109 | 2 | 9 | 158 | 2 | 25 | 0 | E | 9 | 0 | E | 9 | -1 | A | 7 | -9 | A | 7 | 50 | A | 7 | 995 | A | 7 | 290 | A | 7 | 6.2 | A | 7 | 16100 | B | 7 | 77777 | A | 7 | 0.4 | E | 8 | 0.083 | F | 8 | 0.16 | F | 8 | 0 | 1 | D | 9 | 10 | C | 8
[26 empty] | 3869200% | 12:00 | 644 | 1409 | 448 | 2 | 9 | 790 | 2 | 21 | 85 | 2 | 9 | 464 | 2 | 9 | 763 | 2 | 21 | 114 | 2 | 9 | 172 | 2 | 25 | 3 | E | 9 | 3 | E | 9 | 0 | A | 7 | -10 | A | 7 | 43 | A | 7 | 995 | A | 7 | 280 | A | 7 | 5.1 | A | 7 | 16100 | B | 7 | 77777 | A | 7 | 0.4 | E | 8 | 0.083 | F | 8 | 0.16 | F | 8 | 0 | 1 | D | 9 | 5 | C | 8
[26 empty] | 3869200% | 13:00 | 646 | 1409 | 451 | 2 | 9 | 796 | 2 | 21 | 84 | 2 | 9 | 468 | 2 | 9 | 770 | 2 | 21 | 113 | 2 | 9 | 172 | 2 | 25 | 0 | E | 9 | 0 | A | 7 | 1 | A | 7 | -11 | A | 7 | 36 | A | 7 | 995 | A | 7 | 290 | A | 7 | 6.2 | A | 7 | 16100 | B | 7 | 77777 | A | 7 | 0.4 | E | 8 | 0.083 | F | 8 | 0.16 | F | 8 | 0 | 1 | D | 9 | 5 | C | 8
[26 empty] | 3869200% | 14:00 | 581 | 1409 | 394 | 2 | 9 | 764 | 2 | 21 | 77 | 2 | 9 | 407 | 2 | 9 | 727 | 2 | 21 | 106 | 2 | 9 | 153 | 2 | 25 | 0 | E | 9 | 0 | A | 7 | 2 | A | 7 | -11 | A | 7 | 34 | A | 7 | 995 | A | 7 | 280 | A | 7 | 6.7 | A | 7 | 16100 | B | 7 | 77777 | A | 7 | 0.4 | E | 8 | 0.083 | F | 8 | 0.16 | F | 8 | 0 | 1 | D | 9 | 5 | C | 8
[26 empty] | 3869200% | 15:00 | 453 | 1409 | 290 | 2 | 9 | 698 | 2 | 21 | 64 | 2 | 9 | 296 | 2 | 9 | 631 | 2 | 21 | 92 | 2 | 9 | 121 | 2 | 25 | 0 | E | 9 | 0 | A | 7 | 1 | A | 7 | -11 | A | 7 | 36 | A | 7 | 995 | A | 7 | 280 | A | 7 | 5.7 | A | 7 | 16100 | B | 7 | 77777 | A | 7 | 0.4 | E | 8 | 0.083 | F | 8 | 0.16 | F | 8 | 0 | 1 | D | 9 | 5 | C | 8
[26 empty] | 3869200% | 16:00 | 272 | 1409 | 149 | 2 | 9 | 533 | 2 | 21 | 45 | 2 | 9 | 153 | 2 | 9 | 404 | 2 | 21 | 75 | 2 | 9 | 82 | 2 | 25 | 0 | E | 9 | 0 | A | 7 | 1 | A | 7 | -11 | A | 7 | 36 | A | 7 | 996 | A | 7 | 300 | A | 7 | 4.6 | A | 7 | 16100 | B | 7 | 77777 | A | 7 | 0.5 | E | 8 | 0.083 | F | 8 | 0.16 | F | 8 | 0 | 1 | D | 9 | 5 | C | 8
[26 empty] | 3869200% | 17:00 | 61 | 1045 | 15 | 2 | 9 | 157 | 2 | 21 | 9 | 2 | 9 | 20 | 2 | 9 | 86 | 2 | 21 | 15 | 2 | 9 | 21 | 2 | 25 | 0 | E | 9 | 0 | A | 7 | -1 | A | 7 | -11 | A | 7 | 42 | A | 7 | 996 | A | 7 | 300 | A | 7 | 3.1 | A | 7 | 16100 | B | 7 | 77777 | A | 7 | 0.4 | E | 8 | 0.083 | F | 8 | 0.16 | F | 8 | 0 | 1 | D | 9 | 5 | C | 8
[26 empty] | 3869200% | 18:00 | 0 | 0 | 0 | 2 | 0 | 0 | 2 | 0 | 0 | 2 | 0 | 0 | 2 | 0 | 0 | 2 | 0 | 0 | 2 | 0 | 0 | 2 | 0 | 0 | E | 9 | 0 | A | 7 | -2 | A | 7 | -11 | A | 7 | 46 | A | 7 | 996 | A | 7 | 250 | A | 7 | 2.6 | A | 7 | 16100 | B | 7 | 77777 | A | 7 | 0.4 | E | 8 | 0.083 | F | 8 | 0.16 | F | 8 | 0 | 1 | D | 9 | 5 | C | 8
[26 empty] | 3869200% | 19:00 | 0 | 0 | 0 | 2 | 0 | 0 | 2 | 0 | 0 | 2 | 0 | 0 | 2 | 0 | 0 | 2 | 0 | 0 | 2 | 0 | 0 | 2 | 0 | 0 | E | 9 | 0 | A | 7 | -3 | A | 7 | -11 | A | 7 | 50 | A | 7 | 997 | A | 7 | 270 | A | 7 | 3.6 | A | 7 | 16100 | B | 7 | 77777 | A | 7 | 0.4 | E | 8 | 0.083 | F | 8 | 0.16 | F | 8 | 0 | 1 | D | 9 | 5 | C | 8
[26 empty] | 3869200% | 20:00 | 0 | 0 | 0 | 2 | 0 | 0 | 2 | 0 | 0 | 2 | 0 | 0 | 2 | 0 | 0 | 2 | 0 | 0 | 2 | 0 | 0 | 2 | 0 | 0 | E | 9 | 0 | E | 9 | -2 | A | 7 | -11 | A | 7 | 46 | A | 7 | 998 | A | 7 | 0 | A | 7 | 0 | A | 7 | 16100 | B | 7 | 77777 | A | 7 | 0.4 | E | 8 | 0.083 | F | 8 | 0.16 | F | 8 | 0 | 1 | D | 9 | 5 | C | 8
[26 empty] | 3869200% | 21:00 | 0 | 0 | 0 | 2 | 0 | 0 | 2 | 0 | 0 | 2 | 0 | 0 | 2 | 0 | 0 | 2 | 0 | 0 | 2 | 0 | 0 | 2 | 0 | 0 | E | 9 | 0 | E | 9 | -3 | A | 7 | -10 | A | 7 | 55 | A | 7 | 998 | A | 7 | 280 | A | 7 | 5.1 | A | 7 | 16100 | B | 7 | 77777 | A | 7 | 0.4 | E | 8 | 0.083 | F | 8 | 0.16 | F | 8 | 0 | 1 | D | 9 | 5 | C | 8
[26 empty] | 3869200% | 22:00 | 0 | 0 | 0 | 2 | 0 | 0 | 2 | 0 | 0 | 2 | 0 | 0 | 2 | 0 | 0 | 2 | 0 | 0 | 2 | 0 | 0 | 2 | 0 | 0 | E | 9 | 0 | E | 9 | -3 | A | 7 | -10 | A | 7 | 55 | A | 7 | 999 | A | 7 | 260 | B | 8 | 1.5 | A | 7 | 16100 | B | 7 | 77777 | A | 7 | 0.5 | E | 8 | 0.083 | F | 8 | 0.16 | F | 8 | 0 | 1 | D | 9 | 5 | C | 8
[26 empty] | 3869200% | 23:00 | 0 | 0 | 0 | 2 | 0 | 0 | 2 | 0 | 0 | 2 | 0 | 0 | 2 | 0 | 0 | 2 | 0 | 0 | 2 | 0 | 0 | 2 | 0 | 0 | E | 9 | 0 | E | 9 | -3 | A | 7 | -11 | A | 7 | 50 | A | 7 | 999 | A | 7 | 240 | A | 7 | 2.1 | A | 7 | 16100 | B | 7 | 77777 | A | 7 | 0.5 | E | 8 | 0.083 | F | 8 | 0.16 | F | 8 | 0 | 1 | D | 9 | 5 | C | 8
[26 empty] | 3869200% | 24:00 | 0 | 0 | 0 | 2 | 0 | 0 | 2 | 0 | 0 | 2 | 0 | 0 | 2 | 0 | 0 | 2 | 0 | 0 | 2 | 0 | 0 | 2 | 0 | 0 | E | 9 | 0 | E | 9 | -3 | A | 7 | -11 | A | 7 | 50 | A | 7 | 999 | A | 7 | 220 | A | 7 | 1.5 | A | 7 | 16100 | B | 7 | 77777 | A | 7 | 0.5 | E | 8 | 0.083 | F | 8 | 0.16 | F | 8 | 0 | 1 | D | 9 | 5 | C | 8
[26 empty] | 3869300% | 1:00 | 0 | 0 | 0 | 2 | 0 | 0 | 2 | 0 | 0 | 2 | 0 | 0 | 2 | 0 | 0 | 2 | 0 | 0 | 2 | 0 | 0 | 2 | 0 | 0 | E | 9 | 0 | E | 9 | -5 | A | 7 | -11 | A | 7 | 59 | A | 7 | 999 | A | 7 | 260 | A | 7 | 2.1 | A | 7 | 16100 | B | 7 | 77777 | A | 7 | 0.5 | E | 8 | 0.082 | F | 8 | 0.16 | F | 8 | 0 | 1 | D | 9 | 5 | C | 8
[26 empty] | 3869300% | 2:00 | 0 | 0 | 0 | 2 | 0 | 0 | 2 | 0 | 0 | 2 | 0 | 0 | 2 | 0 | 0 | 2 | 0 | 0 | 2 | 0 | 0 | 2 | 0 | 10 | E | 9 | 10 | E | 9 | -4 | A | 7 | -11 | A | 7 | 54 | A | 7 | 999 | A | 7 | 250 | A | 7 | 3.1 | A | 7 | 16100 | B | 7 | 1800 | A | 7 | 0.5 | E | 8 | 0.082 | F | 8 | 0.16 | F | 8 | 0 | 1 | D | 9 | 5 | C | 8
[26 empty] | 3869300% | 3:00 | 0 | 0 | 0 | 2 | 0 | 0 | 2 | 0 | 0 | 2 | 0 | 0 | 2 | 0 | 0 | 2 | 0 | 0 | 2 | 0 | 0 | 2 | 0 | 10 | E | 9 | 10 | E | 9 | -3 | A | 7 | -10 | A | 7 | 55 | A | 7 | 1000 | A | 7 | 250 | A | 7 | 2.6 | A | 7 | 16100 | B | 7 | 1800 | A | 7 | 0.5 | E | 8 | 0.082 | F | 8 | 0.16 | F | 8 | 0 | 1 | D | 9 | 5 | C | 8
[26 empty] | 3869300% | 4:00 | 0 | 0 | 0 | 2 | 0 | 0 | 2 | 0 | 0 | 2 | 0 | 0 | 2 | 0 | 0 | 2 | 0 | 0 | 2 | 0 | 0 | 2 | 0 | 0 | E | 9 | 0 | E | 9 | -3 | A | 7 | -10 | A | 7 | 55 | A | 7 | 1000 | A | 7 | 240 | A | 7 | 2.6 | A | 7 | 16100 | B | 7 | 77777 | A | 7 | 0.5 | E | 8 | 0.082 | F | 8 | 0.16 | F | 8 | 0 | 1 | D | 9 | 5 | C | 8
[26 empty] | 3869300% | 5:00 | 0 | 0 | 0 | 2 | 0 | 0 | 2 | 0 | 0 | 2 | 0 | 0 | 2 | 0 | 0 | 2 | 0 | 0 | 2 | 0 | 0 | 2 | 0 | 8 | E | 9 | 8 | E | 9 | -3 | A | 7 | -10 | A | 7 | 55 | A | 7 | 1000 | A | 7 | 220 | A | 7 | 3.1 | A | 7 | 16100 | B | 7 | 1800 | A | 7 | 0.5 | E | 8 | 0.082 | F | 8 | 0.16 | F | 8 | 0 | 1 | D | 9 | 5 | C | 8
[26 empty] | 3869300% | 6:00 | 0 | 0 | 0 | 2 | 0 | 0 | 2 | 0 | 0 | 2 | 0 | 0 | 2 | 0 | 0 | 2 | 0 | 0 | 2 | 0 | 0 | 2 | 0 | 4 | E | 9 | 4 | E | 9 | -4 | A | 7 | -9 | A | 7 | 65 | A | 7 | 1001 | A | 7 | 230 | A | 7 | 3.1 | A | 7 | 16100 | B | 7 | 77777 | A | 7 | 0.4 | E | 8 | 0.082 | F | 8 | 0.16 | F | 8 | 0 | 1 | D | 9 | 5 | C | 8
[26 empty] | 3869300% | 7:00 | 0 | 0 | 0 | 2 | 0 | 0 | 2 | 0 | 0 | 2 | 0 | 0 | 2 | 0 | 0 | 2 | 0 | 0 | 2 | 0 | 0 | 2 | 0 | 8 | E | 9 | 8 | E | 9 | -5 | A | 7 | -9 | A | 7 | 71 | A | 7 | 1002 | A | 7 | 280 | A | 7 | 2.1 | A | 7 | 14500 | B | 7 | 1470 | A | 7 | 0.4 | E | 8 | 0.082 | F | 8 | 0.16 | F | 8 | 0 | 1 | D | 9 | 5 | C | 8
[26 empty] | 3869300% | 8:00 | 48 | 928 | 5 | 2 | 9 | 103 | 2 | 21 | 3 | 2 | 9 | 10 | 2 | 9 | 59 | 2 | 21 | 6 | 2 | 9 | 11 | 2 | 25 | 10 | E | 9 | 10 | E | 9 | -3 | A | 7 | -8 | A | 7 | 65 | A | 7 | 1002 | A | 7 | 290 | A | 7 | 7.2 | A | 7 | 14500 | B | 7 | 1140 | A | 7 | 0.4 | E | 8 | 0.082 | F | 8 | 0.16 | F | 8 | 0 | 1 | D | 9 | 5 | C | 8
[26 empty] | 3869300% | 9:00 | 254 | 1409 | 139 | 2 | 9 | 357 | 2 | 21 | 74 | 2 | 9 | 141 | 2 | 9 | 254 | 2 | 21 | 95 | 2 | 9 | 138 | 2 | 25 | 10 | E | 9 | 10 | E | 9 | -3 | A | 7 | -9 | A | 7 | 60 | A | 7 | 1004 | A | 7 | 290 | A | 7 | 6.7 | A | 7 | 16100 | B | 7 | 1410 | A | 7 | 0.4 | E | 8 | 0.082 | F | 8 | 0.16 | F | 8 | 0 | 1 | D | 9 | 5 | C | 8
[26 empty] | 3869300% | 10:00 | 439 | 1409 | 256 | 2 | 9 | 401 | 2 | 21 | 130 | 2 | 9 | 261 | 2 | 9 | 358 | 2 | 21 | 149 | 2 | 9 | 252 | 2 | 25 | 10 | E | 9 | 10 | E | 9 | -2 | A | 7 | -10 | A | 7 | 50 | A | 7 | 1004 | A | 7 | 290 | A | 7 | 7.2 | A | 7 | 16100 | B | 7 | 1260 | A | 7 | 0.4 | E | 8 | 0.082 | F | 8 | 0.16 | F | 8 | 0 | 1 | D | 9 | 5 | C | 8
[26 empty] | 3869300% | 11:00 | 572 | 1409 | 71 | 2 | 9 | 0 | 2 | 21 | 71 | 2 | 9 | 85 | 2 | 9 | 0 | 2 | 21 | 85 | 2 | 9 | 320 | 2 | 25 | 10 | E | 9 | 10 | E | 9 | -1 | A | 7 | -11 | A | 7 | 42 | A | 7 | 1005 | A | 7 | 300 | A | 7 | 7.7 | A | 7 | 16100 | B | 7 | 1320 | A | 7 | 0.4 | E | 8 | 0.082 | F | 8 | 0.16 | F | 8 | 0 | 1 | D | 9 | 5 | C | 8
[26 empty] | 3869300% | 12:00 | 642 | 1409 | 369 | 2 | 9 | 278 | 2 | 21 | 242 | 2 | 9 | 396 | 2 | 9 | 279 | 2 | 21 | 269 | 2 | 9 | 586 | 2 | 25 | 8 | E | 9 | 8 | E | 9 | -1 | A | 7 | -12 | A | 7 | 39 | A | 7 | 1004 | A | 7 | 300 | A | 7 | 8.2 | A | 7 | 16100 | B | 7 | 1320 | A | 7 | 0.4 | E | 8 | 0.082 | F | 8 | 0.16 | F | 8 | 0 | 1 | D | 9 | 5 | C | 8
[26 empty] | 3869300% | 13:00 | 644 | 1409 | 439 | 2 | 9 | 646 | 2 | 21 | 142 | 2 | 9 | 449 | 2 | 9 | 619 | 2 | 21 | 165 | 2 | 9 | 276 | 2 | 25 | 3 | E | 9 | 3 | E | 9 | 0 | A | 7 | -13 | A | 7 | 32 | A | 7 | 1004 | A | 7 | 290 | A | 7 | 10.3 | A | 7 | 16100 | B | 7 | 77777 | A | 7 | 0.4 | E | 8 | 0.082 | F | 8 | 0.16 | F | 8 | 0 | 1 | D | 9 | 5 | C | 8
[26 empty] | 3869300% | 14:00 | 580 | 1409 | 342 | 2 | 9 | 456 | 2 | 21 | 154 | 2 | 9 | 356 | 2 | 9 | 440 | 2 | 21 | 174 | 2 | 9 | 308 | 2 | 25 | 0 | E | 9 | 0 | E | 9 | -1 | A | 7 | -13 | A | 7 | 35 | A | 7 | 1004 | A | 7 | 270 | A | 7 | 8.7 | A | 7 | 16100 | B | 7 | 77777 | A | 7 | 0.4 | E | 8 | 0.082 | F | 8 | 0.16 | F | 8 | 0 | 1 | D | 9 | 5 | C | 8
[26 empty] | 3869300% | 15:00 | 452 | 1409 | 290 | 2 | 9 | 651 | 2 | 21 | 80 | 2 | 9 | 300 | 2 | 9 | 585 | 2 | 21 | 111 | 2 | 9 | 150 | 2 | 25 | 0 | E | 9 | 0 | A | 7 | -1 | A | 7 | -13 | A | 7 | 35 | A | 7 | 1005 | A | 7 | 290 | A | 7 | 6.2 | A | 7 | 16100 | B | 7 | 77777 | A | 7 | 0.4 | E | 8 | 0.082 | F | 8 | 0.16 | F | 8 | 0 | 1 | D | 9 | 5 | C | 8
[26 empty] | 3869300% | 16:00 | 271 | 1409 | 144 | 2 | 9 | 500 | 2 | 21 | 47 | 2 | 9 | 148 | 2 | 9 | 378 | 2 | 21 | 75 | 2 | 9 | 85 | 2 | 25 | 0 | E | 9 | 0 | A | 7 | -1 | A | 7 | -12 | A | 7 | 39 | A | 7 | 1006 | A | 7 | 290 | A | 7 | 5.7 | A | 7 | 16100 | B | 7 | 77777 | A | 7 | 0.4 | E | 8 | 0.082 | F | 8 | 0.16 | F | 8 | 0 | 1 | D | 9 | 5 | C | 8
[26 empty] | 3869300% | 17:00 | 61 | 1045 | 13 | 2 | 9 | 105 | 2 | 21 | 9 | 2 | 9 | 17 | 2 | 9 | 50 | 2 | 21 | 14 | 2 | 9 | 18 | 2 | 25 | 0 | E | 9 | 0 | A | 7 | -3 | A | 7 | -12 | A | 7 | 46 | A | 7 | 1007 | A | 7 | 290 | A | 7 | 5.7 | A | 7 | 16100 | B | 7 | 77777 | A | 7 | 0.4 | E | 8 | 0.082 | F | 8 | 0.16 | F | 8 | 0 | 1 | D | 9 | 5 | C | 8
[26 empty] | 3869300% | 18:00 | 0 | 0 | 0 | 2 | 0 | 0 | 2 | 0 | 0 | 2 | 0 | 0 | 2 | 0 | 0 | 2 | 0 | 0 | 2 | 0 | 0 | 2 | 0 | 0 | E | 9 | 0 | A | 7 | -3 | A | 7 | -12 | A | 7 | 46 | A | 7 | 1007 | A | 7 | 290 | A | 7 | 7.2 | A | 7 | 16100 | B | 7 | 77777 | A | 7 | 0.4 | E | 8 | 0.082 | F | 8 | 0.16 | F | 8 | 0 | 1 | D | 9 | 5 | C | 8
[26 empty] | 3869300% | 19:00 | 0 | 0 | 0 | 2 | 0 | 0 | 2 | 0 | 0 | 2 | 0 | 0 | 2 | 0 | 0 | 2 | 0 | 0 | 2 | 0 | 0 | 2 | 0 | 0 | E | 9 | 0 | A | 7 | -4 | A | 7 | -12 | A | 7 | 50 | A | 7 | 1008 | A | 7 | 310 | A | 7 | 3.6 | A | 7 | 16100 | B | 7 | 77777 | A | 7 | 0.4 | E | 8 | 0.082 | F | 8 | 0.16 | F | 8 | 0 | 1 | D | 9 | 5 | C | 8
[26 empty] | 3869300% | 20:00 | 0 | 0 | 0 | 2 | 0 | 0 | 2 | 0 | 0 | 2 | 0 | 0 | 2 | 0 | 0 | 2 | 0 | 0 | 2 | 0 | 0 | 2 | 0 | 0 | E | 9 | 0 | E | 9 | -6 | A | 7 | -12 | A | 7 | 59 | A | 7 | 1009 | A | 7 | 300 | A | 7 | 3.6 | A | 7 | 16100 | B | 7 | 77777 | A | 7 | 0.4 | E | 8 | 0.082 | F | 8 | 0.16 | F | 8 | 0 | 1 | D | 9 | 5 | C | 8
[26 empty] | 3869300% | 21:00 | 0 | 0 | 0 | 2 | 0 | 0 | 2 | 0 | 0 | 2 | 0 | 0 | 2 | 0 | 0 | 2 | 0 | 0 | 2 | 0 | 0 | 2 | 0 | 0 | E | 9 | 0 | E | 9 | -4 | A | 7 | -13 | A | 7 | 45 | A | 7 | 1010 | A | 7 | 360 | A | 7 | 2.6 | A | 7 | 16100 | B | 7 | 77777 | A | 7 | 0.4 | E | 8 | 0.082 | F | 8 | 0.16 | F | 8 | 0 | 1 | D | 9 | 5 | C | 8
[26 empty] | 3869300% | 22:00 | 0 | 0 | 0 | 2 | 0 | 0 | 2 | 0 | 0 | 2 | 0 | 0 | 2 | 0 | 0 | 2 | 0 | 0 | 2 | 0 | 0 | 2 | 0 | 3 | E | 9 | 3 | E | 9 | -6 | A | 7 | -12 | A | 7 | 59 | A | 7 | 1010 | A | 7 | 330 | A | 7 | 3.6 | A | 7 | 16100 | B | 7 | 77777 | A | 7 | 0.4 | E | 8 | 0.082 | F | 8 | 0.16 | F | 8 | 0 | 1 | D | 9 | 5 | C | 8
[26 empty] | 3869300% | 23:00 | 0 | 0 | 0 | 2 | 0 | 0 | 2 | 0 | 0 | 2 | 0 | 0 | 2 | 0 | 0 | 2 | 0 | 0 | 2 | 0 | 0 | 2 | 0 | 0 | E | 9 | 0 | E | 9 | -6 | A | 7 | -12 | A | 7 | 59 | A | 7 | 1011 | A | 7 | 20 | A | 7 | 3.1 | A | 7 | 16100 | B | 7 | 77777 | A | 7 | 0.4 | E | 8 | 0.082 | F | 8 | 0.16 | F | 8 | 0 | 1 | D | 9 | 5 | C | 8
[26 empty] | 3869300% | 24:00 | 0 | 0 | 0 | 2 | 0 | 0 | 2 | 0 | 0 | 2 | 0 | 0 | 2 | 0 | 0 | 2 | 0 | 0 | 2 | 0 | 0 | 2 | 0 | 0 | E | 9 | 0 | E | 9 | -6 | A | 7 | -12 | A | 7 | 59 | A | 7 | 1011 | A | 7 | 310 | A | 7 | 3.1 | A | 7 | 16100 | B | 7 | 77777 | A | 7 | 0.4 | E | 8 | 0.082 | F | 8 | 0.16 | F | 8 | 0 | 1 | D | 9 | 5 | C | 8
[26 empty] | 3869400% | 1:00 | 0 | 0 | 0 | 2 | 0 | 0 | 2 | 0 | 0 | 2 | 0 | 0 | 2 | 0 | 0 | 2 | 0 | 0 | 2 | 0 | 0 | 2 | 0 | 0 | E | 9 | 0 | E | 9 | -7 | A | 7 | -12 | A | 7 | 64 | A | 7 | 1011 | A | 7 | 260 | A | 7 | 2.6 | A | 7 | 16100 | B | 7 | 77777 | A | 7 | 0.4 | E | 8 | 0.082 | F | 8 | 0.16 | F | 8 | 0 | 1 | D | 9 | 5 | C | 8
[26 empty] | 3869400% | 2:00 | 0 | 0 | 0 | 2 | 0 | 0 | 2 | 0 | 0 | 2 | 0 | 0 | 2 | 0 | 0 | 2 | 0 | 0 | 2 | 0 | 0 | 2 | 0 | 0 | B | 8 | 0 | B | 8 | -7.3 | B | 8 | -12.4 | B | 8 | 64 | A | 7 | 1012 | B | 8 | 210 | B | 8 | 2.4 | B | 8 | 16100 | C | 8 | 77777 | B | 8 | 0.4 | E | 8 | 0.082 | F | 8 | 0.16 | F | 8 | 0 | 1 | D | 9 | 5 | C | 8
[26 empty] | 3869400% | 3:00 | 0 | 0 | 0 | 2 | 0 | 0 | 2 | 0 | 0 | 2 | 0 | 0 | 2 | 0 | 0 | 2 | 0 | 0 | 2 | 0 | 0 | 2 | 0 | 0 | E | 9 | 0 | E | 9 | -8 | A | 7 | -13 | A | 7 | 64 | A | 7 | 1012 | A | 7 | 150 | A | 7 | 2.1 | A | 7 | 16100 | B | 7 | 77777 | A | 7 | 0.4 | E | 8 | 0.082 | F | 8 | 0.16 | F | 8 | 0 | 1 | D | 9 | 5 | C | 8
[26 empty] | 3869400% | 4:00 | 0 | 0 | 0 | 2 | 0 | 0 | 2 | 0 | 0 | 2 | 0 | 0 | 2 | 0 | 0 | 2 | 0 | 0 | 2 | 0 | 0 | 2 | 0 | 3 | E | 9 | 3 | E | 9 | -7 | A | 7 | -13 | A | 7 | 59 | A | 7 | 1012 | A | 7 | 0 | A | 7 | 0 | A | 7 | 14500 | B | 7 | 77777 | A | 7 | 0.4 | E | 8 | 0.082 | F | 8 | 0.16 | F | 8 | 0 | 1 | D | 9 | 5 | C | 8
[26 empty] | 3869400% | 5:00 | 0 | 0 | 0 | 2 | 0 | 0 | 2 | 0 | 0 | 2 | 0 | 0 | 2 | 0 | 0 | 2 | 0 | 0 | 2 | 0 | 0 | 2 | 0 | 0 | E | 9 | 0 | E | 9 | -8 | A | 7 | -13 | A | 7 | 64 | A | 7 | 1012 | A | 7 | 0 | A | 7 | 0 | A | 7 | 14500 | B | 7 | 77777 | A | 7 | 0.4 | E | 8 | 0.082 | F | 8 | 0.16 | F | 8 | 0 | 1 | D | 9 | 5 | C | 8
[26 empty] | 3869400% | 6:00 | 0 | 0 | 0 | 2 | 0 | 0 | 2 | 0 | 0 | 2 | 0 | 0 | 2 | 0 | 0 | 2 | 0 | 0 | 2 | 0 | 0 | 2 | 0 | 0 | E | 9 | 0 | E | 9 | -8 | A | 7 | -12 | A | 7 | 70 | A | 7 | 1012 | A | 7 | 0 | A | 7 | 0 | A | 7 | 12900 | B | 7 | 77777 | A | 7 | 0.4 | E | 8 | 0.082 | F | 8 | 0.16 | F | 8 | 0 | 1 | D | 9 | 5 | C | 8
[26 empty] | 3869400% | 7:00 | 0 | 0 | 0 | 2 | 0 | 0 | 2 | 0 | 0 | 2 | 0 | 0 | 2 | 0 | 0 | 2 | 0 | 0 | 2 | 0 | 0 | 2 | 0 | 0 | E | 9 | 0 | E | 9 | -9 | A | 7 | -13 | A | 7 | 70 | A | 7 | 1012 | A | 7 | 0 | A | 7 | 0 | A | 7 | 11300 | B | 7 | 77777 | A | 7 | 0.4 | E | 8 | 0.082 | F | 8 | 0.16 | F | 8 | 0 | 1 | D | 9 | 5 | C | 8
[26 empty] | 3869400% | 8:00 | 46 | 905 | 5 | 2 | 9 | 123 | 2 | 21 | 2 | 2 | 9 | 10 | 2 | 9 | 71 | 2 | 21 | 6 | 2 | 9 | 8 | 2 | 25 | 0 | E | 9 | 0 | E | 9 | -9 | A | 7 | -13 | A | 7 | 70 | A | 7 | 1013 | A | 7 | 0 | A | 7 | 0 | A | 7 | 8000 | B | 7 | 77777 | A | 7 | 0.4 | E | 8 | 0.082 | F | 8 | 0.16 | F | 8 | 0 | 1 | D | 9 | 5 | C | 8
[26 empty] | 3869400% | 9:00 | 251 | 1410 | 148 | 2 | 9 | 441 | 2 | 21 | 69 | 2 | 9 | 151 | 2 | 9 | 312 | 2 | 21 | 95 | 2 | 9 | 128 | 2 | 25 | 0 | E | 9 | 0 | E | 9 | -8 | A | 7 | -12 | A | 7 | 70 | A | 7 | 1013 | A | 7 | 130 | A | 7 | 2.6 | A | 7 | 9700 | B | 7 | 77777 | A | 7 | 0.4 | E | 8 | 0.082 | F | 8 | 0.16 | F | 8 | 0 | 1 | D | 9 | 5 | C | 8
[26 empty] | 3869400% | 10:00 | 436 | 1410 | 284 | 2 | 9 | 664 | 2 | 21 | 78 | 2 | 9 | 294 | 2 | 9 | 590 | 2 | 21 | 110 | 2 | 9 | 146 | 2 | 25 | 0 | E | 9 | 0 | E | 9 | -5 | A | 7 | -11 | A | 7 | 59 | A | 7 | 1013 | A | 7 | 0 | A | 7 | 0 | A | 7 | 11300 | B | 7 | 77777 | A | 7 | 0.5 | E | 8 | 0.082 | F | 8 | 0.16 | F | 8 | 0 | 1 | D | 9 | 5 | C | 8
[26 empty] | 3869400% | 11:00 | 569 | 1410 | 392 | 2 | 9 | 770 | 2 | 21 | 80 | 2 | 9 | 403 | 2 | 9 | 728 | 2 | 21 | 108 | 2 | 9 | 154 | 2 | 25 | 0 | E | 9 | 0 | E | 9 | -4 | A | 7 | -12 | A | 7 | 50 | A | 7 | 1013 | A | 7 | 0 | A | 7 | 0 | A | 7 | 14500 | B | 7 | 77777 | A | 7 | 0.5 | E | 8 | 0.082 | F | 8 | 0.16 | F | 8 | 0 | 1 | D | 9 | 5 | C | 8
[26 empty] | 3869400% | 12:00 | 639 | 1410 | 449 | 2 | 9 | 803 | 2 | 21 | 83 | 2 | 9 | 466 | 2 | 9 | 776 | 2 | 21 | 113 | 2 | 9 | 169 | 2 | 25 | 0 | E | 9 | 0 | E | 9 | -2 | A | 7 | -11 | A | 7 | 46 | A | 7 | 1012 | A | 7 | 300 | B | 8 | 1.5 | A | 7 | 16100 | B | 7 | 77777 | A | 7 | 0.6 | E | 8 | 0.082 | F | 8 | 0.16 | F | 8 | 0 | 1 | D | 9 | 5 | C | 8
[26 empty] | 3869400% | 13:00 | 642 | 1410 | 451 | 2 | 9 | 784 | 2 | 21 | 92 | 2 | 9 | 463 | 2 | 9 | 754 | 2 | 21 | 118 | 2 | 9 | 179 | 2 | 25 | 0 | E | 9 | 0 | E | 9 | -2 | A | 7 | -11 | A | 7 | 46 | A | 7 | 1011 | A | 7 | 250 | B | 8 | 2.1 | A | 7 | 16100 | B | 7 | 77777 | A | 7 | 0.6 | E | 8 | 0.082 | F | 8 | 0.16 | F | 8 | 0 | 1 | D | 9 | 5 | C | 8
[26 empty] | 3869400% | 14:00 | 578 | 1410 | 377 | 2 | 9 | 592 | 2 | 21 | 132 | 2 | 9 | 397 | 2 | 9 | 572 | 2 | 21 | 161 | 2 | 9 | 259 | 2 | 25 | 1 | E | 9 | 1 | E | 9 | -2 | A | 7 | -12 | A | 7 | 42 | A | 7 | 1009 | A | 7 | 190 | A | 7 | 2.1 | A | 7 | 16100 | B | 7 | 77777 | A | 7 | 0.7 | E | 8 | 0.082 | F | 8 | 0.16 | F | 8 | 0 | 1 | D | 9 | 5 | C | 8
[26 empty] | 3869400% | 15:00 | 451 | 1410 | 236 | 2 | 9 | 349 | 2 | 21 | 124 | 2 | 9 | 251 | 2 | 9 | 323 | 2 | 21 | 147 | 2 | 9 | 250 | 2 | 25 | 10 | E | 9 | 9 | E | 9 | -1 | A | 7 | -12 | A | 7 | 39 | A | 7 | 1008 | A | 7 | 130 | A | 7 | 2.1 | A | 7 | 16100 | B | 7 | 77777 | A | 7 | 0.8 | E | 8 | 0.082 | F | 8 | 0.16 | F | 8 | 0 | 1 | D | 9 | 5 | C | 8
[26 empty] | 3869400% | 16:00 | 271 | 1410 | 93 | 2 | 9 | 99 | 2 | 21 | 74 | 2 | 9 | 101 | 2 | 9 | 76 | 2 | 21 | 86 | 2 | 9 | 159 | 2 | 25 | 10 | E | 9 | 10 | E | 9 | -1 | A | 7 | -12 | A | 7 | 39 | A | 7 | 1008 | A | 7 | 110 | A | 7 | 1.5 | A | 7 | 16100 | B | 7 | 3600 | A | 7 | 0.9 | E | 8 | 0.082 | F | 8 | 0.16 | F | 8 | 0 | 1 | D | 9 | 71 | C | 8
[26 empty] | 3869400% | 17:00 | 61 | 1046 | 11 | 2 | 9 | 60 | 2 | 21 | 9 | 2 | 9 | 15 | 2 | 9 | 24 | 2 | 21 | 13 | 2 | 9 | 15 | 2 | 25 | 10 | E | 9 | 9 | E | 9 | -1 | A | 7 | -11 | A | 7 | 42 | A | 7 | 1007 | A | 7 | 160 | A | 7 | 3.1 | A | 7 | 16100 | B | 7 | 3600 | A | 7 | 0.9 | E | 8 | 0.082 | F | 8 | 0.16 | F | 8 | 0 | 1 | D | 9 | 71 | C | 8
[26 empty] | 3869400% | 18:00 | 0 | 0 | 0 | 2 | 0 | 0 | 2 | 0 | 0 | 2 | 0 | 0 | 2 | 0 | 0 | 2 | 0 | 0 | 2 | 0 | 0 | 2 | 0 | 10 | E | 9 | 10 | E | 9 | -2 | A | 7 | -11 | A | 7 | 46 | A | 7 | 1006 | A | 7 | 140 | A | 7 | 4.1 | A | 7 | 16100 | B | 7 | 3600 | A | 7 | 0.9 | E | 8 | 0.082 | F | 8 | 0.16 | F | 8 | 0 | 1 | D | 9 | 71 | C | 8
[26 empty] | 3869400% | 19:00 | 0 | 0 | 0 | 2 | 0 | 0 | 2 | 0 | 0 | 2 | 0 | 0 | 2 | 0 | 0 | 2 | 0 | 0 | 2 | 0 | 0 | 2 | 0 | 10 | E | 9 | 10 | A | 7 | -2 | A | 7 | -11 | A | 7 | 46 | A | 7 | 1007 | A | 7 | 150 | A | 7 | 4.1 | A | 7 | 16100 | B | 7 | 3600 | A | 7 | 0.9 | E | 8 | 0.082 | F | 8 | 0.16 | F | 8 | 0 | 1 | D | 9 | 71 | C | 8
[26 empty] | 3869400% | 20:00 | 0 | 0 | 0 | 2 | 0 | 0 | 2 | 0 | 0 | 2 | 0 | 0 | 2 | 0 | 0 | 2 | 0 | 0 | 2 | 0 | 0 | 2 | 0 | 10 | E | 9 | 10 | E | 9 | -1 | A | 7 | -11 | A | 7 | 42 | A | 7 | 1006 | A | 7 | 160 | A | 7 | 5.1 | A | 7 | 16100 | B | 7 | 3000 | A | 7 | 1 | E | 8 | 0.082 | F | 8 | 0.16 | F | 8 | 0 | 1 | D | 9 | 71 | C | 8
[26 empty] | 3869400% | 21:00 | 0 | 0 | 0 | 2 | 0 | 0 | 2 | 0 | 0 | 2 | 0 | 0 | 2 | 0 | 0 | 2 | 0 | 0 | 2 | 0 | 0 | 2 | 0 | 10 | E | 9 | 10 | E | 9 | -2 | A | 7 | -11 | A | 7 | 46 | A | 7 | 1004 | A | 7 | 160 | A | 7 | 5.1 | A | 7 | 16100 | B | 7 | 2100 | A | 7 | 1.1 | E | 8 | 0.082 | F | 8 | 0.16 | F | 8 | 0 | 1 | D | 9 | 71 | C | 8
[26 empty] | 3869400% | 22:00 | 0 | 0 | 0 | 2 | 0 | 0 | 2 | 0 | 0 | 2 | 0 | 0 | 2 | 0 | 0 | 2 | 0 | 0 | 2 | 0 | 0 | 2 | 0 | 10 | E | 9 | 10 | E | 9 | -4 | A | 7 | -6 | A | 7 | 84 | A | 7 | 1003 | A | 7 | 140 | A | 7 | 3.6 | A | 7 | 1200 | B | 7 | 240 | A | 7 | 1.2 | E | 8 | 0.082 | F | 8 | 0.16 | F | 8 | 0 | 1 | D | 9 | 71 | C | 8
[26 empty] | 3869400% | 23:00 | 0 | 0 | 0 | 2 | 0 | 0 | 2 | 0 | 0 | 2 | 0 | 0 | 2 | 0 | 0 | 2 | 0 | 0 | 2 | 0 | 0 | 2 | 0 | 10 | E | 9 | 10 | A | 7 | -4 | A | 7 | -5 | A | 7 | 92 | A | 7 | 1001 | A | 7 | 70 | A | 7 | 2.6 | A | 7 | 1200 | B | 7 | 210 | A | 7 | 1.4 | E | 8 | 0.082 | F | 8 | 0.16 | F | 8 | 0 | 1 | D | 9 | 71 | C | 8
[26 empty] | 3869400% | 24:00 | 0 | 0 | 0 | 2 | 0 | 0 | 2 | 0 | 0 | 2 | 0 | 0 | 2 | 0 | 0 | 2 | 0 | 0 | 2 | 0 | 0 | 2 | 0 | 10 | E | 9 | 10 | E | 9 | -4 | A | 7 | -6 | A | 7 | 84 | A | 7 | 1001 | A | 7 | 250 | A | 7 | 1.5 | A | 7 | 9700 | B | 7 | 1500 | A | 7 | 1.5 | E | 8 | 0.082 | F | 8 | 0.16 | F | 8 | 0 | 1 | D | 9 | 10 | C | 8
[26 empty] | 3869500% | 1:00 | 0 | 0 | 0 | 2 | 0 | 0 | 2 | 0 | 0 | 2 | 0 | 0 | 2 | 0 | 0 | 2 | 0 | 0 | 2 | 0 | 0 | 2 | 0 | 10 | E | 9 | 10 | E | 9 | -4 | A | 7 | -6 | A | 7 | 84 | A | 7 | 999 | A | 7 | 130 | A | 7 | 4.1 | A | 7 | 800 | B | 7 | 60 | A | 7 | 1.6 | E | 8 | 0.081 | F | 8 | 0.16 | F | 8 | 0 | 1 | D | 9 | 10 | C | 8
[26 empty] | 3869500% | 2:00 | 0 | 0 | 0 | 2 | 0 | 0 | 2 | 0 | 0 | 2 | 0 | 0 | 2 | 0 | 0 | 2 | 0 | 0 | 2 | 0 | 0 | 2 | 0 | 10 | E | 9 | 10 | E | 9 | -4 | A | 7 | -6 | A | 7 | 84 | A | 7 | 997 | A | 7 | 110 | A | 7 | 1.5 | A | 7 | 1600 | B | 7 | 180 | A | 7 | 1.6 | E | 8 | 0.081 | F | 8 | 0.16 | F | 8 | 0 | 1 | D | 9 | 10 | C | 8
[26 empty] | 3869500% | 3:00 | 0 | 0 | 0 | 2 | 0 | 0 | 2 | 0 | 0 | 2 | 0 | 0 | 2 | 0 | 0 | 2 | 0 | 0 | 2 | 0 | 0 | 2 | 0 | 10 | E | 9 | 10 | A | 7 | -4 | A | 7 | -6 | A | 7 | 84 | A | 7 | 997 | A | 7 | 110 | A | 7 | 3.1 | A | 7 | 800 | B | 7 | 120 | A | 7 | 1.5 | E | 8 | 0.081 | F | 8 | 0.16 | F | 8 | 0 | 1 | D | 9 | 10 | C | 8
[26 empty] | 3869500% | 4:00 | 0 | 0 | 0 | 2 | 0 | 0 | 2 | 0 | 0 | 2 | 0 | 0 | 2 | 0 | 0 | 2 | 0 | 0 | 2 | 0 | 0 | 2 | 0 | 10 | E | 9 | 10 | A | 7 | -4 | A | 7 | -6 | A | 7 | 84 | A | 7 | 993 | A | 7 | 300 | A | 7 | 3.1 | A | 7 | 800 | B | 7 | 90 | A | 7 | 1.5 | E | 8 | 0.081 | F | 8 | 0.16 | F | 8 | 0 | 1 | D | 9 | 10 | C | 8
[26 empty] | 3869500% | 5:00 | 0 | 0 | 0 | 2 | 0 | 0 | 2 | 0 | 0 | 2 | 0 | 0 | 2 | 0 | 0 | 2 | 0 | 0 | 2 | 0 | 0 | 2 | 0 | 10 | E | 9 | 10 | E | 9 | -4 | A | 7 | -5 | A | 7 | 92 | A | 7 | 992 | A | 7 | 340 | A | 7 | 3.6 | A | 7 | 800 | B | 7 | 330 | A | 7 | 1.4 | E | 8 | 0.081 | F | 8 | 0.16 | F | 8 | 0 | 1 | D | 9 | 49 | C | 8
[26 empty] | 3869500% | 6:00 | 0 | 0 | 0 | 2 | 0 | 0 | 2 | 0 | 0 | 2 | 0 | 0 | 2 | 0 | 0 | 2 | 0 | 0 | 2 | 0 | 0 | 2 | 0 | 10 | E | 9 | 10 | E | 9 | -4 | A | 7 | -6 | A | 7 | 84 | A | 7 | 992 | A | 7 | 0 | A | 7 | 0 | A | 7 | 6400 | B | 7 | 450 | A | 7 | 1.4 | E | 8 | 0.081 | F | 8 | 0.16 | F | 8 | 0 | 1 | D | 9 | 10 | C | 8
[26 empty] | 3869500% | 7:00 | 0 | 0 | 0 | 2 | 0 | 0 | 2 | 0 | 0 | 2 | 0 | 0 | 2 | 0 | 0 | 2 | 0 | 0 | 2 | 0 | 0 | 2 | 0 | 4 | E | 9 | 4 | E | 9 | -4 | A | 7 | -6 | A | 7 | 84 | A | 7 | 992 | A | 7 | 0 | A | 7 | 0 | A | 7 | 6400 | B | 7 | 77777 | A | 7 | 1.3 | E | 8 | 0.081 | F | 8 | 0.16 | F | 8 | 0 | 1 | D | 9 | 10 | C | 8
[26 empty] | 3869500% | 8:00 | 44 | 905 | 4 | 2 | 9 | 43 | 2 | 21 | 3 | 2 | 9 | 6 | 2 | 9 | 20 | 2 | 21 | 5 | 2 | 9 | 6 | 2 | 25 | 10 | E | 9 | 10 | E | 9 | -6 | A | 7 | -7 | A | 7 | 92 | A | 7 | 992 | A | 7 | 0 | A | 7 | 0 | A | 7 | 400 | B | 7 | 210 | A | 7 | 1.1 | E | 8 | 0.081 | F | 8 | 0.16 | F | 8 | 0 | 1 | D | 9 | 10 | C | 8
[26 empty] | 3869500% | 9:00 | 248 | 1410 | 114 | 2 | 9 | 159 | 2 | 21 | 86 | 2 | 9 | 122 | 2 | 9 | 116 | 2 | 21 | 101 | 2 | 9 | 184 | 2 | 25 | 8 | E | 9 | 8 | E | 9 | -4 | A | 7 | -6 | A | 7 | 84 | A | 7 | 992 | A | 7 | 220 | A | 7 | 4.1 | A | 7 | 8000 | B | 7 | 1260 | A | 7 | 0.9 | E | 8 | 0.081 | F | 8 | 0.16 | F | 8 | 0 | 1 | D | 9 | 48 | C | 8
[26 empty] | 3869500% | 10:00 | 433 | 1410 | 125 | 2 | 9 | 19 | 2 | 21 | 119 | 2 | 9 | 140 | 2 | 9 | 12 | 2 | 21 | 136 | 2 | 9 | 425 | 2 | 25 | 0 | E | 9 | 0 | E | 9 | 0 | A | 7 | -7 | A | 7 | 55 | A | 7 | 992 | A | 7 | 260 | A | 7 | 7.7 | A | 7 | 16100 | B | 7 | 77777 | A | 7 | 0.8 | E | 8 | 0.081 | F | 8 | 0.16 | F | 8 | 0 | 1 | D | 9 | 10 | C | 8
[26 empty] | 3869500% | 11:00 | 566 | 1410 | 148 | 2 | 9 | 0 | 2 | 21 | 148 | 2 | 9 | 168 | 2 | 9 | 0 | 2 | 21 | 168 | 2 | 9 | 570 | 2 | 25 | 8 | E | 9 | 8 | E | 9 | 1 | A | 7 | -7 | A | 7 | 51 | A | 7 | 993 | A | 7 | 280 | A | 7 | 10.3 | A | 7 | 16100 | B | 7 | 1440 | A | 7 | 0.8 | E | 8 | 0.081 | F | 8 | 0.16 | F | 8 | 0 | 1 | D | 9 | 10 | C | 8
[26 empty] | 3869500% | 12:00 | 637 | 1410 | 197 | 2 | 9 | 24 | 2 | 21 | 186 | 2 | 9 | 222 | 2 | 9 | 19 | 2 | 21 | 213 | 2 | 9 | 712 | 2 | 25 | 8 | E | 9 | 8 | E | 9 | 1 | A | 7 | -7 | A | 7 | 51 | A | 7 | 993 | A | 7 | 280 | A | 7 | 8.7 | A | 7 | 16100 | B | 7 | 1440 | A | 7 | 0.8 | E | 8 | 0.081 | F | 8 | 0.16 | F | 8 | 0 | 1 | D | 9 | 10 | C | 8
[26 empty] | 3869500% | 13:00 | 641 | 1410 | 255 | 2 | 9 | 102 | 2 | 21 | 209 | 2 | 9 | 280 | 2 | 9 | 101 | 2 | 21 | 234 | 2 | 9 | 593 | 2 | 25 | 0 | E | 9 | 0 | E | 9 | 0 | A | 7 | -8 | A | 7 | 51 | A | 7 | 992 | A | 7 | 300 | A | 7 | 10.8 | A | 7 | 12900 | B | 7 | 77777 | A | 7 | 0.8 | E | 8 | 0.081 | F | 8 | 0.16 | F | 8 | 0 | 1 | D | 9 | 10 | C | 8
[26 empty] | 3869500% | 14:00 | 577 | 1410 | 91 | 2 | 9 | 0 | 2 | 21 | 91 | 2 | 9 | 107 | 2 | 9 | 0 | 2 | 21 | 107 | 2 | 9 | 396 | 2 | 25 | 0 | E | 9 | 0 | E | 9 | -1 | A | 7 | -8 | A | 7 | 55 | A | 7 | 993 | A | 7 | 270 | A | 7 | 8.2 | A | 7 | 16100 | B | 7 | 77777 | A | 7 | 0.8 | E | 8 | 0.081 | F | 8 | 0.16 | F | 8 | 0 | 1 | D | 9 | 10 | C | 8
[26 empty] | 3869500% | 15:00 | 451 | 1410 | 113 | 2 | 9 | 6 | 2 | 21 | 111 | 2 | 9 | 128 | 2 | 9 | 4 | 2 | 21 | 126 | 2 | 9 | 414 | 2 | 25 | 8 | E | 9 | 8 | E | 9 | 0 | A | 7 | -8 | A | 7 | 51 | A | 7 | 994 | A | 7 | 300 | A | 7 | 3.6 | A | 7 | 16100 | B | 7 | 1410 | A | 7 | 0.9 | E | 8 | 0.081 | F | 8 | 0.16 | F | 8 | 0 | 1 | D | 9 | 10 | C | 8
[26 empty] | 3869500% | 16:00 | 270 | 1410 | 74 | 2 | 9 | 22 | 2 | 21 | 70 | 2 | 9 | 81 | 2 | 9 | 18 | 2 | 21 | 78 | 2 | 9 | 174 | 2 | 25 | 0 | E | 9 | 0 | E | 9 | -1 | A | 7 | -8 | A | 7 | 55 | A | 7 | 995 | A | 7 | 310 | A | 7 | 6.7 | A | 7 | 16100 | B | 7 | 77777 | A | 7 | 0.9 | E | 8 | 0.081 | F | 8 | 0.16 | F | 8 | 0 | 1 | D | 9 | 10 | C | 8
[26 empty] | 3869500% | 17:00 | 61 | 1046 | 9 | 2 | 9 | 19 | 2 | 21 | 8 | 2 | 9 | 11 | 2 | 9 | 7 | 2 | 21 | 10 | 2 | 9 | 13 | 2 | 25 | 4 | E | 9 | 4 | E | 9 | -3 | A | 7 | -9 | A | 7 | 60 | A | 7 | 995 | A | 7 | 290 | A | 7 | 5.1 | A | 7 | 16100 | B | 7 | 77777 | A | 7 | 0.8 | E | 8 | 0.081 | F | 8 | 0.16 | F | 8 | 0 | 1 | D | 9 | 10 | C | 8
[26 empty] | 3869500% | 18:00 | 0 | 0 | 0 | 2 | 0 | 0 | 2 | 0 | 0 | 2 | 0 | 0 | 2 | 0 | 0 | 2 | 0 | 0 | 2 | 0 | 0 | 2 | 0 | 1 | E | 9 | 1 | E | 9 | -3 | A | 7 | -9 | A | 7 | 60 | A | 7 | 996 | A | 7 | 290 | A | 7 | 4.1 | A | 7 | 16100 | B | 7 | 77777 | A | 7 | 0.7 | E | 8 | 0.081 | F | 8 | 0.16 | F | 8 | 0 | 1 | D | 9 | 10 | C | 8
[26 empty] | 3869500% | 19:00 | 0 | 0 | 0 | 2 | 0 | 0 | 2 | 0 | 0 | 2 | 0 | 0 | 2 | 0 | 0 | 2 | 0 | 0 | 2 | 0 | 0 | 2 | 0 | 10 | E | 9 | 10 | A | 7 | -3 | A | 7 | -9 | A | 7 | 60 | A | 7 | 997 | A | 7 | 280 | A | 7 | 4.1 | A | 7 | 16100 | B | 7 | 1020 | A | 7 | 0.6 | E | 8 | 0.081 | F | 8 | 0.16 | F | 8 | 0 | 1 | D | 9 | 10 | C | 8
[26 empty] | 3869500% | 20:00 | 0 | 0 | 0 | 2 | 0 | 0 | 2 | 0 | 0 | 2 | 0 | 0 | 2 | 0 | 0 | 2 | 0 | 0 | 2 | 0 | 0 | 2 | 0 | 5 | E | 9 | 5 | E | 9 | -4 | A | 7 | -9 | A | 7 | 65 | A | 7 | 997 | A | 7 | 290 | A | 7 | 6.7 | A | 7 | 16100 | B | 7 | 77777 | A | 7 | 0.6 | E | 8 | 0.081 | F | 8 | 0.16 | F | 8 | 0 | 1 | D | 9 | 10 | C | 8
[26 empty] | 3869500% | 21:00 | 0 | 0 | 0 | 2 | 0 | 0 | 2 | 0 | 0 | 2 | 0 | 0 | 2 | 0 | 0 | 2 | 0 | 0 | 2 | 0 | 0 | 2 | 0 | 1 | E | 9 | 1 | E | 9 | -4 | A | 7 | -9 | A | 7 | 65 | A | 7 | 997 | A | 7 | 280 | A | 7 | 2.6 | A | 7 | 16100 | B | 7 | 77777 | A | 7 | 0.6 | E | 8 | 0.081 | F | 8 | 0.16 | F | 8 | 0 | 1 | D | 9 | 10 | C | 8
[26 empty] | 3869500% | 22:00 | 0 | 0 | 0 | 2 | 0 | 0 | 2 | 0 | 0 | 2 | 0 | 0 | 2 | 0 | 0 | 2 | 0 | 0 | 2 | 0 | 0 | 2 | 0 | 1 | E | 9 | 1 | E | 9 | -4 | A | 7 | -9 | A | 7 | 65 | A | 7 | 997 | A | 7 | 250 | B | 8 | 1.5 | A | 7 | 16100 | B | 7 | 77777 | A | 7 | 0.6 | E | 8 | 0.081 | F | 8 | 0.16 | F | 8 | 0 | 1 | D | 9 | 10 | C | 8
[26 empty] | 3869500% | 23:00 | 0 | 0 | 0 | 2 | 0 | 0 | 2 | 0 | 0 | 2 | 0 | 0 | 2 | 0 | 0 | 2 | 0 | 0 | 2 | 0 | 0 | 2 | 0 | 3 | E | 9 | 3 | E | 9 | -5 | A | 7 | -10 | A | 7 | 65 | A | 7 | 997 | A | 7 | 210 | A | 7 | 3.1 | A | 7 | 16100 | B | 7 | 77777 | A | 7 | 0.6 | E | 8 | 0.081 | F | 8 | 0.16 | F | 8 | 0 | 1 | D | 9 | 10 | C | 8
[26 empty] | 3869500% | 24:00 | 0 | 0 | 0 | 2 | 0 | 0 | 2 | 0 | 0 | 2 | 0 | 0 | 2 | 0 | 0 | 2 | 0 | 0 | 2 | 0 | 0 | 2 | 0 | 2 | E | 9 | 2 | E | 9 | -5 | A | 7 | -10 | A | 7 | 65 | A | 7 | 996 | A | 7 | 240 | A | 7 | 3.6 | A | 7 | 16100 | B | 7 | 77777 | A | 7 | 0.6 | E | 8 | 0.081 | F | 8 | 0.16 | F | 8 | 0 | 1 | D | 9 | 10 | C | 8
[26 empty] | 3869600% | 1:00 | 0 | 0 | 0 | 2 | 0 | 0 | 2 | 0 | 0 | 2 | 0 | 0 | 2 | 0 | 0 | 2 | 0 | 0 | 2 | 0 | 0 | 2 | 0 | 3 | E | 9 | 3 | E | 9 | -6 | A | 7 | -10 | A | 7 | 70 | A | 7 | 996 | A | 7 | 220 | A | 7 | 2.6 | A | 7 | 16100 | B | 7 | 77777 | A | 7 | 0.6 | E | 8 | 0.081 | F | 8 | 0.16 | F | 8 | 0 | 1 | D | 9 | 10 | C | 8
[26 empty] | 3869600% | 2:00 | 0 | 0 | 0 | 2 | 0 | 0 | 2 | 0 | 0 | 2 | 0 | 0 | 2 | 0 | 0 | 2 | 0 | 0 | 2 | 0 | 0 | 2 | 0 | 0 | E | 9 | 0 | E | 9 | -8 | A | 7 | -11 | A | 7 | 77 | A | 7 | 996 | A | 7 | 160 | A | 7 | 2.1 | A | 7 | 16100 | B | 7 | 77777 | A | 7 | 0.6 | E | 8 | 0.081 | F | 8 | 0.16 | F | 8 | 0 | 1 | D | 9 | 10 | C | 8
[26 empty] | 3869600% | 3:00 | 0 | 0 | 0 | 2 | 0 | 0 | 2 | 0 | 0 | 2 | 0 | 0 | 2 | 0 | 0 | 2 | 0 | 0 | 2 | 0 | 0 | 2 | 0 | 0 | E | 9 | 0 | E | 9 | -6 | A | 7 | -10 | A | 7 | 70 | A | 7 | 996 | A | 7 | 200 | A | 7 | 2.1 | A | 7 | 16100 | B | 7 | 77777 | A | 7 | 0.6 | E | 8 | 0.081 | F | 8 | 0.16 | F | 8 | 0 | 1 | D | 9 | 10 | C | 8
[26 empty] | 3869600% | 4:00 | 0 | 0 | 0 | 2 | 0 | 0 | 2 | 0 | 0 | 2 | 0 | 0 | 2 | 0 | 0 | 2 | 0 | 0 | 2 | 0 | 0 | 2 | 0 | 0 | E | 9 | 0 | E | 9 | -7 | A | 7 | -10 | A | 7 | 77 | A | 7 | 995 | A | 7 | 210 | A | 7 | 2.1 | A | 7 | 14500 | B | 7 | 77777 | A | 7 | 0.7 | E | 8 | 0.081 | F | 8 | 0.16 | F | 8 | 0 | 1 | D | 9 | 10 | C | 8
[26 empty] | 3869600% | 5:00 | 0 | 0 | 0 | 2 | 0 | 0 | 2 | 0 | 0 | 2 | 0 | 0 | 2 | 0 | 0 | 2 | 0 | 0 | 2 | 0 | 0 | 2 | 0 | 0 | E | 9 | 0 | E | 9 | -8 | A | 7 | -11 | A | 7 | 77 | A | 7 | 995 | A | 7 | 0 | A | 7 | 0 | A | 7 | 14500 | B | 7 | 77777 | A | 7 | 0.7 | E | 8 | 0.081 | F | 8 | 0.16 | F | 8 | 0 | 1 | D | 9 | 10 | C | 8
[26 empty] | 3869600% | 6:00 | 0 | 0 | 0 | 2 | 0 | 0 | 2 | 0 | 0 | 2 | 0 | 0 | 2 | 0 | 0 | 2 | 0 | 0 | 2 | 0 | 0 | 2 | 0 | 1 | E | 9 | 1 | E | 9 | -9 | A | 7 | -11 | A | 7 | 84 | A | 7 | 994 | A | 7 | 150 | A | 7 | 2.1 | A | 7 | 12900 | B | 7 | 77777 | A | 7 | 0.7 | E | 8 | 0.081 | F | 8 | 0.16 | F | 8 | 0 | 1 | D | 9 | 10 | C | 8
[26 empty] | 3869600% | 7:00 | 0 | 0 | 0 | 2 | 0 | 0 | 2 | 0 | 0 | 2 | 0 | 0 | 2 | 0 | 0 | 2 | 0 | 0 | 2 | 0 | 0 | 2 | 0 | 1 | E | 9 | 1 | E | 9 | -8 | A | 7 | -11 | A | 7 | 77 | A | 7 | 994 | A | 7 | 80 | B | 8 | 2.1 | A | 7 | 11300 | B | 7 | 77777 | A | 7 | 0.7 | E | 8 | 0.081 | F | 8 | 0.16 | F | 8 | 0 | 1 | D | 9 | 10 | C | 8
[26 empty] | 3869600% | 8:00 | 42 | 882 | 3 | 2 | 9 | 43 | 2 | 21 | 2 | 2 | 9 | 5 | 2 | 9 | 23 | 2 | 21 | 4 | 2 | 9 | 6 | 2 | 25 | 0 | E | 9 | 0 | E | 9 | -9 | A | 7 | -11 | A | 7 | 84 | A | 7 | 994 | A | 7 | 0 | A | 7 | 0 | A | 7 | 8000 | B | 7 | 77777 | A | 7 | 0.7 | E | 8 | 0.081 | F | 8 | 0.16 | F | 8 | 0 | 1 | D | 9 | 10 | C | 8
[26 empty] | 3869600% | 9:00 | 244 | 1411 | 106 | 2 | 9 | 166 | 2 | 21 | 77 | 2 | 9 | 110 | 2 | 9 | 115 | 2 | 21 | 90 | 2 | 9 | 152 | 2 | 25 | 6 | E | 9 | 6 | E | 9 | -8 | A | 7 | -11 | A | 7 | 77 | A | 7 | 994 | A | 7 | 0 | A | 7 | 0 | A | 7 | 8000 | B | 7 | 77777 | A | 7 | 0.7 | E | 8 | 0.081 | F | 8 | 0.16 | F | 8 | 0 | 1 | D | 9 | 10 | C | 8
[26 empty] | 3869600% | 10:00 | 430 | 1411 | 167 | 2 | 9 | 107 | 2 | 21 | 134 | 2 | 9 | 180 | 2 | 9 | 98 | 2 | 21 | 150 | 2 | 9 | 300 | 2 | 25 | 5 | E | 9 | 5 | E | 9 | -6 | A | 7 | -9 | A | 7 | 77 | A | 7 | 993 | A | 7 | 140 | A | 7 | 2.6 | A | 7 | 9700 | B | 7 | 77777 | A | 7 | 0.7 | E | 8 | 0.081 | F | 8 | 0.16 | F | 8 | 0 | 1 | D | 9 | 5 | C | 8
[26 empty] | 3869600% | 11:00 | 564 | 1411 | 103 | 2 | 9 | 0 | 2 | 21 | 103 | 2 | 9 | 120 | 2 | 9 | 0 | 2 | 21 | 120 | 2 | 9 | 434 | 2 | 25 | 4 | E | 9 | 4 | E | 9 | -4 | A | 7 | -9 | A | 7 | 65 | A | 7 | 992 | A | 7 | 0 | A | 7 | 0 | A | 7 | 9700 | B | 7 | 77777 | A | 7 | 0.8 | E | 8 | 0.081 | F | 8 | 0.16 | F | 8 | 0 | 1 | D | 9 | 5 | C | 8
[26 empty] | 3869600% | 12:00 | 635 | 1411 | 221 | 2 | 9 | 60 | 2 | 21 | 194 | 2 | 9 | 243 | 2 | 9 | 59 | 2 | 21 | 216 | 2 | 9 | 558 | 2 | 25 | 9 | E | 9 | 7 | E | 9 | -2 | A | 7 | -8 | A | 7 | 60 | A | 7 | 990 | A | 7 | 0 | A | 7 | 0 | A | 7 | 9700 | B | 7 | 77777 | A | 7 | 0.8 | E | 8 | 0.081 | F | 8 | 0.16 | F | 8 | 0 | 1 | D | 9 | 5 | C | 8
[26 empty] | 3869600% | 13:00 | 639 | 1411 | 101 | 2 | 9 | 0 | 2 | 21 | 101 | 2 | 9 | 120 | 2 | 9 | 0 | 2 | 21 | 120 | 2 | 9 | 450 | 2 | 25 | 10 | E | 9 | 6 | E | 9 | -2 | A | 7 | -8 | A | 7 | 60 | A | 7 | 989 | A | 7 | 0 | A | 7 | 0 | A | 7 | 11300 | B | 7 | 77777 | A | 7 | 0.8 | E | 8 | 0.081 | F | 8 | 0.16 | F | 8 | 0 | 1 | D | 9 | 5 | C | 8
[26 empty] | 3869600% | 14:00 | 576 | 1411 | 154 | 2 | 9 | 6 | 2 | 21 | 152 | 2 | 9 | 175 | 2 | 9 | 4 | 2 | 21 | 173 | 2 | 9 | 586 | 2 | 25 | 0 | E | 9 | 0 | E | 9 | -1 | A | 7 | -8 | A | 7 | 55 | A | 7 | 988 | A | 7 | 0 | A | 7 | 0 | A | 7 | 11300 | B | 7 | 77777 | A | 7 | 0.8 | E | 8 | 0.081 | F | 8 | 0.16 | F | 8 | 0 | 1 | D | 9 | 5 | C | 8
[26 empty] | 3869600% | 15:00 | 450 | 1411 | 167 | 2 | 9 | 87 | 2 | 21 | 139 | 2 | 9 | 183 | 2 | 9 | 81 | 2 | 21 | 157 | 2 | 9 | 362 | 2 | 25 | 0 | E | 9 | 0 | E | 9 | 0 | A | 7 | -8 | A | 7 | 51 | A | 7 | 986 | A | 7 | 0 | A | 7 | 0 | A | 7 | 11300 | B | 7 | 77777 | A | 7 | 0.8 | E | 8 | 0.081 | F | 8 | 0.16 | F | 8 | 0 | 1 | D | 9 | 5 | C | 8
[26 empty] | 3869600% | 16:00 | 270 | 1411 | 93 | 2 | 9 | 82 | 2 | 21 | 77 | 2 | 9 | 101 | 2 | 9 | 63 | 2 | 21 | 88 | 2 | 9 | 165 | 2 | 25 | 0 | E | 9 | 0 | E | 9 | -1 | A | 7 | -8 | A | 7 | 55 | A | 7 | 985 | A | 7 | 0 | A | 7 | 0 | A | 7 | 9700 | B | 7 | 77777 | A | 7 | 0.8 | E | 8 | 0.081 | F | 8 | 0.16 | F | 8 | 0 | 1 | D | 9 | 5 | C | 8
[26 empty] | 3869600% | 17:00 | 62 | 1046 | 9 | 2 | 9 | 11 | 2 | 21 | 9 | 2 | 9 | 11 | 2 | 9 | 5 | 2 | 21 | 11 | 2 | 9 | 19 | 2 | 25 | 1 | E | 9 | 1 | E | 9 | -3 | A | 7 | -8 | A | 7 | 65 | A | 7 | 985 | A | 7 | 300 | A | 7 | 2.1 | A | 7 | 9700 | B | 7 | 77777 | A | 7 | 0.7 | E | 8 | 0.081 | F | 8 | 0.16 | F | 8 | 0 | 1 | D | 9 | 5 | C | 8
[26 empty] | 3869600% | 18:00 | 0 | 0 | 0 | 2 | 0 | 0 | 2 | 0 | 0 | 2 | 0 | 0 | 2 | 0 | 0 | 2 | 0 | 0 | 2 | 0 | 0 | 2 | 0 | 0 | E | 9 | 0 | E | 9 | -5 | A | 7 | -9 | A | 7 | 71 | A | 7 | 984 | A | 7 | 310 | A | 7 | 2.1 | A | 7 | 11300 | B | 7 | 77777 | A | 7 | 0.7 | E | 8 | 0.081 | F | 8 | 0.16 | F | 8 | 0 | 1 | D | 9 | 5 | C | 8
[26 empty] | 3869600% | 19:00 | 0 | 0 | 0 | 2 | 0 | 0 | 2 | 0 | 0 | 2 | 0 | 0 | 2 | 0 | 0 | 2 | 0 | 0 | 2 | 0 | 0 | 2 | 0 | 0 | E | 9 | 0 | A | 7 | -4 | A | 7 | -9 | A | 7 | 65 | A | 7 | 984 | A | 7 | 30 | A | 7 | 2.1 | A | 7 | 11300 | B | 7 | 77777 | A | 7 | 0.6 | E | 8 | 0.081 | F | 8 | 0.16 | F | 8 | 0 | 1 | D | 9 | 5 | C | 8
[26 empty] | 3869600% | 20:00 | 0 | 0 | 0 | 2 | 0 | 0 | 2 | 0 | 0 | 2 | 0 | 0 | 2 | 0 | 0 | 2 | 0 | 0 | 2 | 0 | 0 | 2 | 0 | 5 | E | 9 | 3 | E | 9 | -4 | A | 7 | -9 | A | 7 | 65 | A | 7 | 983 | A | 7 | 0 | A | 7 | 0 | A | 7 | 11300 | B | 7 | 77777 | A | 7 | 0.6 | E | 8 | 0.081 | F | 8 | 0.16 | F | 8 | 0 | 1 | D | 9 | 5 | C | 8
[26 empty] | 3869600% | 21:00 | 0 | 0 | 0 | 2 | 0 | 0 | 2 | 0 | 0 | 2 | 0 | 0 | 2 | 0 | 0 | 2 | 0 | 0 | 2 | 0 | 0 | 2 | 0 | 6 | E | 9 | 5 | E | 9 | -6 | A | 7 | -9 | A | 7 | 77 | A | 7 | 981 | A | 7 | 0 | A | 7 | 0 | A | 7 | 9700 | B | 7 | 77777 | A | 7 | 0.7 | E | 8 | 0.081 | F | 8 | 0.16 | F | 8 | 0 | 1 | D | 9 | 5 | C | 8
[26 empty] | 3869600% | 22:00 | 0 | 0 | 0 | 2 | 0 | 0 | 2 | 0 | 0 | 2 | 0 | 0 | 2 | 0 | 0 | 2 | 0 | 0 | 2 | 0 | 0 | 2 | 0 | 8 | E | 9 | 8 | E | 9 | -7 | A | 7 | -10 | A | 7 | 77 | A | 7 | 981 | A | 7 | 310 | A | 7 | 2.1 | A | 7 | 8000 | B | 7 | 77777 | A | 7 | 0.7 | E | 8 | 0.081 | F | 8 | 0.16 | F | 8 | 0 | 1 | D | 9 | 5 | C | 8
[26 empty] | 3869600% | 23:00 | 0 | 0 | 0 | 2 | 0 | 0 | 2 | 0 | 0 | 2 | 0 | 0 | 2 | 0 | 0 | 2 | 0 | 0 | 2 | 0 | 0 | 2 | 0 | 6 | B | 8 | 5 | B | 8 | -6.8 | B | 8 | -9.3 | B | 8 | 80 | A | 7 | 980 | B | 8 | 270 | B | 8 | 2.4 | B | 8 | 8566 | C | 8 | 77777 | B | 8 | 0.7 | E | 8 | 0.081 | F | 8 | 0.16 | F | 8 | 0 | 1 | D | 9 | 5 | C | 8
[26 empty] | 3869600% | 24:00 | 0 | 0 | 0 | 2 | 0 | 0 | 2 | 0 | 0 | 2 | 0 | 0 | 2 | 0 | 0 | 2 | 0 | 0 | 2 | 0 | 0 | 2 | 0 | 3 | B | 8 | 3 | B | 8 | -6.4 | B | 8 | -8.6 | B | 8 | 83 | A | 7 | 980 | B | 8 | 220 | B | 8 | 2.8 | B | 8 | 9133 | C | 8 | 77777 | B | 8 | 0.7 | E | 8 | 0.081 | F | 8 | 0.16 | F | 8 | 0 | 1 | D | 9 | 5 | C | 8
[26 empty] | 3869700% | 1:00 | 0 | 0 | 0 | 2 | 0 | 0 | 2 | 0 | 0 | 2 | 0 | 0 | 2 | 0 | 0 | 2 | 0 | 0 | 2 | 0 | 0 | 2 | 0 | 0 | E | 9 | 0 | E | 9 | -6 | A | 7 | -8 | A | 7 | 84 | A | 7 | 979 | A | 7 | 180 | A | 7 | 3.1 | A | 7 | 9700 | B | 7 | 77777 | A | 7 | 0.6 | E | 8 | 0.081 | F | 8 | 0.16 | F | 8 | 0 | 1 | D | 9 | 5 | C | 8
[26 empty] | 3869700% | 2:00 | 0 | 0 | 0 | 2 | 0 | 0 | 2 | 0 | 0 | 2 | 0 | 0 | 2 | 0 | 0 | 2 | 0 | 0 | 2 | 0 | 0 | 2 | 0 | 0 | E | 9 | 0 | E | 9 | -7 | A | 7 | -9 | A | 7 | 84 | A | 7 | 979 | A | 7 | 0 | A | 7 | 0 | A | 7 | 8000 | B | 7 | 77777 | A | 7 | 0.7 | E | 8 | 0.081 | F | 8 | 0.16 | F | 8 | 0 | 1 | D | 9 | 5 | C | 8
[26 empty] | 3869700% | 3:00 | 0 | 0 | 0 | 2 | 0 | 0 | 2 | 0 | 0 | 2 | 0 | 0 | 2 | 0 | 0 | 2 | 0 | 0 | 2 | 0 | 0 | 2 | 0 | 1 | E | 9 | 1 | E | 9 | -4 | A | 7 | -8 | A | 7 | 71 | A | 7 | 979 | A | 7 | 180 | A | 7 | 1.5 | A | 7 | 9700 | B | 7 | 77777 | A | 7 | 0.7 | E | 8 | 0.081 | F | 8 | 0.16 | F | 8 | 0 | 1 | D | 9 | 5 | C | 8
[26 empty] | 3869700% | 4:00 | 0 | 0 | 0 | 2 | 0 | 0 | 2 | 0 | 0 | 2 | 0 | 0 | 2 | 0 | 0 | 2 | 0 | 0 | 2 | 0 | 0 | 2 | 0 | 3 | B | 8 | 3 | B | 8 | -3.9 | B | 8 | -8.2 | B | 8 | 69 | A | 7 | 979 | B | 8 | 180 | B | 8 | 1.8 | B | 8 | 10500 | C | 8 | 16793 | B | 8 | 0.7 | E | 8 | 0.081 | F | 8 | 0.16 | F | 8 | 0 | 1 | D | 9 | 5 | C | 8
[26 empty] | 3869700% | 5:00 | 0 | 0 | 0 | 2 | 0 | 0 | 2 | 0 | 0 | 2 | 0 | 0 | 2 | 0 | 0 | 2 | 0 | 0 | 2 | 0 | 0 | 2 | 0 | 5 | B | 8 | 5 | B | 8 | -3.8 | B | 8 | -8.4 | B | 8 | 67 | A | 7 | 979 | B | 8 | 180 | B | 8 | 2.1 | B | 8 | 11300 | C | 8 | 11585 | B | 8 | 0.8 | E | 8 | 0.081 | F | 8 | 0.16 | F | 8 | 0 | 1 | D | 9 | 5 | C | 8
[26 empty] | 3869700% | 6:00 | 0 | 0 | 0 | 2 | 0 | 0 | 2 | 0 | 0 | 2 | 0 | 0 | 2 | 0 | 0 | 2 | 0 | 0 | 2 | 0 | 0 | 2 | 0 | 7 | B | 8 | 7 | B | 8 | -3.3 | B | 8 | -8.6 | B | 8 | 63 | A | 7 | 978 | B | 8 | 180 | B | 8 | 2.3 | B | 8 | 12100 | C | 8 | 6378 | B | 8 | 0.8 | E | 8 | 0.081 | F | 8 | 0.16 | F | 8 | 0 | 1 | D | 9 | 5 | C | 8
[26 empty] | 3869700% | 7:00 | 0 | 0 | 0 | 2 | 0 | 0 | 2 | 0 | 0 | 2 | 0 | 0 | 2 | 0 | 0 | 2 | 0 | 0 | 2 | 0 | 0 | 2 | 0 | 9 | E | 9 | 9 | E | 9 | -3 | A | 7 | -8 | A | 7 | 65 | A | 7 | 978 | A | 7 | 180 | A | 7 | 2.6 | A | 7 | 12900 | B | 7 | 1170 | A | 7 | 0.9 | E | 8 | 0.081 | F | 8 | 0.16 | F | 8 | 0 | 1 | D | 9 | 5 | C | 8
[26 empty] | 3869700% | 8:00 | 40 | 858 | 3 | 2 | 9 | 58 | 2 | 21 | 2 | 2 | 9 | 6 | 2 | 9 | 33 | 2 | 21 | 4 | 2 | 9 | 8 | 2 | 25 | 3 | E | 9 | 3 | E | 9 | -2 | A | 7 | -9 | A | 7 | 55 | A | 7 | 978 | A | 7 | 170 | A | 7 | 1.5 | A | 7 | 16100 | B | 7 | 77777 | A | 7 | 0.9 | E | 8 | 0.081 | F | 8 | 0.16 | F | 8 | 0 | 1 | D | 9 | 5 | C | 8
[26 empty] | 3869700% | 9:00 | 241 | 1411 | 143 | 2 | 9 | 237 | 2 | 21 | 102 | 2 | 9 | 145 | 2 | 9 | 162 | 2 | 21 | 117 | 2 | 9 | 219 | 2 | 25 | 3 | E | 9 | 3 | E | 9 | -3 | A | 7 | -8 | A | 7 | 65 | A | 7 | 978 | A | 7 | 190 | A | 7 | 3.6 | A | 7 | 9700 | B | 7 | 77777 | A | 7 | 0.9 | E | 8 | 0.081 | F | 8 | 0.16 | F | 8 | 0 | 1 | D | 9 | 5 | C | 8
[26 empty] | 3869700% | 10:00 | 427 | 1411 | 70 | 2 | 9 | 0 | 2 | 21 | 70 | 2 | 9 | 82 | 2 | 9 | 0 | 2 | 21 | 82 | 2 | 9 | 285 | 2 | 25 | 9 | E | 9 | 9 | E | 9 | 1 | A | 7 | -6 | A | 7 | 56 | A | 7 | 978 | A | 7 | 170 | A | 7 | 1.5 | A | 7 | 14500 | B | 7 | 1170 | A | 7 | 0.9 | E | 8 | 0.081 | F | 8 | 0.16 | F | 8 | 0 | 1 | D | 9 | 5 | C | 8
[26 empty] | 3869700% | 11:00 | 561 | 1411 | 225 | 2 | 9 | 116 | 2 | 21 | 179 | 2 | 9 | 244 | 2 | 9 | 114 | 2 | 21 | 199 | 2 | 9 | 419 | 2 | 25 | 10 | E | 9 | 10 | E | 9 | 1 | A | 7 | -6 | A | 7 | 56 | A | 7 | 978 | A | 7 | 210 | A | 7 | 2.6 | A | 7 | 14500 | B | 7 | 1290 | A | 7 | 0.9 | E | 8 | 0.081 | F | 8 | 0.16 | F | 8 | 0 | 1 | D | 9 | 5 | C | 8
[26 empty] | 3869700% | 12:00 | 633 | 1411 | 74 | 2 | 9 | 0 | 2 | 21 | 74 | 2 | 9 | 90 | 2 | 9 | 0 | 2 | 21 | 90 | 2 | 9 | 343 | 2 | 25 | 10 | E | 9 | 10 | E | 9 | 3 | A | 7 | -4 | A | 7 | 58 | A | 7 | 977 | A | 7 | 240 | A | 7 | 3.1 | A | 7 | 16100 | B | 7 | 1170 | A | 7 | 0.9 | E | 8 | 0.081 | F | 8 | 0.16 | F | 8 | 0 | 1 | D | 9 | 5 | C | 8
[26 empty] | 3869700% | 13:00 | 638 | 1411 | 101 | 2 | 9 | 0 | 2 | 21 | 101 | 2 | 9 | 120 | 2 | 9 | 0 | 2 | 21 | 120 | 2 | 9 | 450 | 2 | 25 | 10 | E | 9 | 10 | E | 9 | 3 | A | 7 | -4 | A | 7 | 58 | A | 7 | 977 | A | 7 | 250 | A | 7 | 5.7 | A | 7 | 16100 | B | 7 | 1410 | A | 7 | 0.9 | E | 8 | 0.081 | F | 8 | 0.16 | F | 8 | 0 | 1 | D | 9 | 5 | C | 8
[26 empty] | 3869700% | 14:00 | 575 | 1411 | 86 | 2 | 9 | 0 | 2 | 21 | 86 | 2 | 9 | 102 | 2 | 9 | 0 | 2 | 21 | 102 | 2 | 9 | 378 | 2 | 25 | 10 | E | 9 | 10 | E | 9 | 3 | A | 7 | -4 | A | 7 | 58 | A | 7 | 977 | A | 7 | 230 | A | 7 | 3.6 | A | 7 | 16100 | B | 7 | 1500 | A | 7 | 0.9 | E | 8 | 0.081 | F | 8 | 0.16 | F | 8 | 0 | 1 | D | 9 | 5 | C | 8
[26 empty] | 3869700% | 15:00 | 450 | 1411 | 129 | 2 | 9 | 23 | 2 | 21 | 122 | 2 | 9 | 145 | 2 | 9 | 15 | 2 | 21 | 140 | 2 | 9 | 441 | 2 | 25 | 8 | E | 9 | 8 | E | 9 | 3 | A | 7 | -3 | A | 7 | 63 | A | 7 | 977 | A | 7 | 250 | A | 7 | 4.6 | A | 7 | 14500 | B | 7 | 1260 | A | 7 | 0.9 | E | 8 | 0.081 | F | 8 | 0.16 | F | 8 | 0 | 1 | D | 9 | 5 | C | 8
[26 empty] | 3869700% | 16:00 | 271 | 1411 | 121 | 2 | 9 | 242 | 2 | 21 | 74 | 2 | 9 | 127 | 2 | 9 | 178 | 2 | 21 | 93 | 2 | 9 | 143 | 2 | 25 | 10 | E | 9 | 10 | E | 9 | 3 | A | 7 | -3 | A | 7 | 63 | A | 7 | 978 | A | 7 | 210 | A | 7 | 2.6 | A | 7 | 16100 | B | 7 | 1800 | A | 7 | 0.9 | E | 8 | 0.081 | F | 8 | 0.16 | F | 8 | 0 | 1 | D | 9 | 5 | C | 8
[26 empty] | 3869700% | 17:00 | 62 | 1070 | 9 | 2 | 9 | 15 | 2 | 21 | 9 | 2 | 9 | 12 | 2 | 9 | 7 | 2 | 21 | 11 | 2 | 9 | 19 | 2 | 25 | 10 | E | 9 | 10 | E | 9 | 3 | A | 7 | -4 | A | 7 | 58 | A | 7 | 978 | A | 7 | 220 | A | 7 | 3.1 | A | 7 | 16100 | B | 7 | 1500 | A | 7 | 0.8 | E | 8 | 0.081 | F | 8 | 0.16 | F | 8 | 0 | 1 | D | 9 | 5 | C | 8
[26 empty] | 3869700% | 18:00 | 0 | 0 | 0 | 2 | 0 | 0 | 2 | 0 | 0 | 2 | 0 | 0 | 2 | 0 | 0 | 2 | 0 | 0 | 2 | 0 | 0 | 2 | 0 | 10 | E | 9 | 10 | E | 9 | 3 | A | 7 | -4 | A | 7 | 58 | A | 7 | 978 | A | 7 | 220 | A | 7 | 4.1 | A | 7 | 16100 | B | 7 | 1500 | A | 7 | 0.8 | E | 8 | 0.081 | F | 8 | 0.16 | F | 8 | 0 | 1 | D | 9 | 5 | C | 8
[26 empty] | 3869700% | 19:00 | 0 | 0 | 0 | 2 | 0 | 0 | 2 | 0 | 0 | 2 | 0 | 0 | 2 | 0 | 0 | 2 | 0 | 0 | 2 | 0 | 0 | 2 | 0 | 10 | E | 9 | 10 | A | 7 | 2 | A | 7 | -3 | A | 7 | 67 | A | 7 | 979 | A | 7 | 230 | A | 7 | 3.1 | A | 7 | 16100 | B | 7 | 1080 | A | 7 | 0.8 | E | 8 | 0.081 | F | 8 | 0.16 | F | 8 | 0 | 1 | D | 9 | 5 | C | 8
[26 empty] | 3869700% | 20:00 | 0 | 0 | 0 | 2 | 0 | 0 | 2 | 0 | 0 | 2 | 0 | 0 | 2 | 0 | 0 | 2 | 0 | 0 | 2 | 0 | 0 | 2 | 0 | 10 | E | 9 | 10 | E | 9 | 2 | A | 7 | -3 | A | 7 | 67 | A | 7 | 979 | A | 7 | 220 | A | 7 | 3.6 | A | 7 | 16100 | B | 7 | 3000 | A | 7 | 0.8 | E | 8 | 0.081 | F | 8 | 0.16 | F | 8 | 0 | 1 | D | 9 | 5 | C | 8
[26 empty] | 3869700% | 21:00 | 0 | 0 | 0 | 2 | 0 | 0 | 2 | 0 | 0 | 2 | 0 | 0 | 2 | 0 | 0 | 2 | 0 | 0 | 2 | 0 | 0 | 2 | 0 | 10 | E | 9 | 10 | E | 9 | 2 | A | 7 | -4 | A | 7 | 62 | A | 7 | 979 | A | 7 | 250 | A | 7 | 4.6 | A | 7 | 16100 | B | 7 | 3300 | A | 7 | 0.8 | E | 8 | 0.081 | F | 8 | 0.16 | F | 8 | 0 | 1 | D | 9 | 5 | C | 8
[26 empty] | 3869700% | 22:00 | 0 | 0 | 0 | 2 | 0 | 0 | 2 | 0 | 0 | 2 | 0 | 0 | 2 | 0 | 0 | 2 | 0 | 0 | 2 | 0 | 0 | 2 | 0 | 10 | E | 9 | 10 | E | 9 | 1 | A | 7 | -4 | A | 7 | 67 | A | 7 | 979 | A | 7 | 250 | A | 7 | 4.6 | A | 7 | 16100 | B | 7 | 3300 | A | 7 | 0.7 | E | 8 | 0.081 | F | 8 | 0.16 | F | 8 | 0 | 1 | D | 9 | 71 | C | 8
[26 empty] | 3869700% | 23:00 | 0 | 0 | 0 | 2 | 0 | 0 | 2 | 0 | 0 | 2 | 0 | 0 | 2 | 0 | 0 | 2 | 0 | 0 | 2 | 0 | 0 | 2 | 0 | 10 | E | 9 | 10 | E | 9 | 1 | A | 7 | -4 | A | 7 | 67 | A | 7 | 980 | A | 7 | 270 | A | 7 | 5.7 | A | 7 | 16100 | B | 7 | 2100 | A | 7 | 0.7 | E | 8 | 0.081 | F | 8 | 0.16 | F | 8 | 0 | 1 | D | 9 | 71 | C | 8
[26 empty] | 3869700% | 24:00 | 0 | 0 | 0 | 2 | 0 | 0 | 2 | 0 | 0 | 2 | 0 | 0 | 2 | 0 | 0 | 2 | 0 | 0 | 2 | 0 | 0 | 2 | 0 | 10 | E | 9 | 10 | E | 9 | 1 | A | 7 | -4 | A | 7 | 67 | A | 7 | 980 | A | 7 | 260 | A | 7 | 5.7 | A | 7 | 16100 | B | 7 | 2100 | A | 7 | 0.7 | E | 8 | 0.081 | F | 8 | 0.16 | F | 8 | 0 | 1 | D | 9 | 71 | C | 8
[26 empty] | 3869800% | 1:00 | 0 | 0 | 0 | 2 | 0 | 0 | 2 | 0 | 0 | 2 | 0 | 0 | 2 | 0 | 0 | 2 | 0 | 0 | 2 | 0 | 0 | 2 | 0 | 10 | E | 9 | 10 | E | 9 | -1 | A | 7 | -4 | A | 7 | 78 | A | 7 | 980 | A | 7 | 210 | A | 7 | 3.1 | A | 7 | 16100 | B | 7 | 1800 | A | 7 | 0.7 | E | 8 | 0.08 | F | 8 | 0.16 | F | 8 | 0 | 1 | D | 9 | 71 | C | 8
[26 empty] | 3869800% | 2:00 | 0 | 0 | 0 | 2 | 0 | 0 | 2 | 0 | 0 | 2 | 0 | 0 | 2 | 0 | 0 | 2 | 0 | 0 | 2 | 0 | 0 | 2 | 0 | 8 | E | 9 | 8 | E | 9 | 0 | A | 7 | -7 | A | 7 | 55 | A | 7 | 980 | A | 7 | 240 | A | 7 | 4.1 | A | 7 | 16100 | B | 7 | 2100 | A | 7 | 0.7 | E | 8 | 0.08 | F | 8 | 0.16 | F | 8 | 0 | 1 | D | 9 | 71 | C | 8
[26 empty] | 3869800% | 3:00 | 0 | 0 | 0 | 2 | 0 | 0 | 2 | 0 | 0 | 2 | 0 | 0 | 2 | 0 | 0 | 2 | 0 | 0 | 2 | 0 | 0 | 2 | 0 | 4 | E | 9 | 4 | E | 9 | -2 | A | 7 | -5 | A | 7 | 78 | A | 7 | 981 | A | 7 | 190 | A | 7 | 3.1 | A | 7 | 16100 | B | 7 | 77777 | A | 7 | 0.7 | E | 8 | 0.08 | F | 8 | 0.16 | F | 8 | 0 | 1 | D | 9 | 71 | C | 8
[26 empty] | 3869800% | 4:00 | 0 | 0 | 0 | 2 | 0 | 0 | 2 | 0 | 0 | 2 | 0 | 0 | 2 | 0 | 0 | 2 | 0 | 0 | 2 | 0 | 0 | 2 | 0 | 3 | E | 9 | 3 | E | 9 | -2 | A | 7 | -5 | A | 7 | 78 | A | 7 | 980 | A | 7 | 220 | A | 7 | 3.1 | A | 7 | 16100 | B | 7 | 77777 | A | 7 | 0.7 | E | 8 | 0.08 | F | 8 | 0.16 | F | 8 | 0 | 1 | D | 9 | 71 | C | 8
[26 empty] | 3869800% | 5:00 | 0 | 0 | 0 | 2 | 0 | 0 | 2 | 0 | 0 | 2 | 0 | 0 | 2 | 0 | 0 | 2 | 0 | 0 | 2 | 0 | 0 | 2 | 0 | 10 | E | 9 | 10 | E | 9 | -2 | A | 7 | -5 | A | 7 | 78 | A | 7 | 980 | A | 7 | 220 | A | 7 | 2.1 | A | 7 | 16100 | B | 7 | 1800 | A | 7 | 0.6 | E | 8 | 0.08 | F | 8 | 0.16 | F | 8 | 0 | 1 | D | 9 | 71 | C | 8
[26 empty] | 3869800% | 6:00 | 0 | 0 | 0 | 2 | 0 | 0 | 2 | 0 | 0 | 2 | 0 | 0 | 2 | 0 | 0 | 2 | 0 | 0 | 2 | 0 | 0 | 2 | 0 | 10 | E | 9 | 10 | E | 9 | -1 | A | 7 | -7 | A | 7 | 60 | A | 7 | 981 | A | 7 | 250 | A | 7 | 3.6 | A | 7 | 16100 | B | 7 | 1410 | A | 7 | 0.6 | E | 8 | 0.08 | F | 8 | 0.16 | F | 8 | 0 | 1 | D | 9 | 71 | C | 8
[26 empty] | 3869800% | 7:00 | 0 | 0 | 0 | 2 | 0 | 0 | 2 | 0 | 0 | 2 | 0 | 0 | 2 | 0 | 0 | 2 | 0 | 0 | 2 | 0 | 0 | 2 | 0 | 10 | E | 9 | 10 | E | 9 | -1 | A | 7 | -7 | A | 7 | 60 | A | 7 | 982 | A | 7 | 230 | A | 7 | 3.1 | A | 7 | 16100 | B | 7 | 1800 | A | 7 | 0.6 | E | 8 | 0.08 | F | 8 | 0.16 | F | 8 | 0 | 1 | D | 9 | 71 | C | 8
[26 empty] | 3869800% | 8:00 | 39 | 835 | 1 | 2 | 9 | 0 | 2 | 21 | 1 | 2 | 9 | 1 | 2 | 9 | 0 | 2 | 21 | 1 | 2 | 9 | 4 | 2 | 25 | 10 | E | 9 | 10 | E | 9 | -2 | A | 7 | -7 | A | 7 | 65 | A | 7 | 983 | A | 7 | 230 | A | 7 | 2.1 | A | 7 | 16100 | B | 7 | 1800 | A | 7 | 0.6 | E | 8 | 0.08 | F | 8 | 0.16 | F | 8 | 0 | 1 | D | 9 | 71 | C | 8
[26 empty] | 3869800% | 9:00 | 238 | 1411 | 63 | 2 | 9 | 0 | 2 | 21 | 63 | 2 | 9 | 70 | 2 | 9 | 0 | 2 | 21 | 70 | 2 | 9 | 208 | 2 | 25 | 10 | E | 9 | 10 | E | 9 | -1 | A | 7 | -8 | A | 7 | 55 | A | 7 | 983 | A | 7 | 250 | A | 7 | 3.1 | A | 7 | 16100 | B | 7 | 1800 | A | 7 | 0.6 | E | 8 | 0.08 | F | 8 | 0.16 | F | 8 | 0 | 1 | D | 9 | 71 | C | 8
[26 empty] | 3869800% | 10:00 | 425 | 1411 | 160 | 2 | 9 | 88 | 2 | 21 | 134 | 2 | 9 | 176 | 2 | 9 | 81 | 2 | 21 | 151 | 2 | 9 | 342 | 2 | 25 | 3 | E | 9 | 3 | E | 9 | 0 | A | 7 | -7 | A | 7 | 55 | A | 7 | 984 | A | 7 | 280 | A | 7 | 3.6 | A | 7 | 16100 | B | 7 | 77777 | A | 7 | 0.7 | E | 8 | 0.08 | F | 8 | 0.16 | F | 8 | 0 | 1 | D | 9 | 71 | C | 8
[26 empty] | 3869800% | 11:00 | 559 | 1411 | 187 | 2 | 9 | 37 | 2 | 21 | 172 | 2 | 9 | 205 | 2 | 9 | 36 | 2 | 21 | 190 | 2 | 9 | 474 | 2 | 25 | 9 | E | 9 | 9 | A | 7 | 0 | A | 7 | -6 | A | 7 | 60 | A | 7 | 984 | A | 7 | 340 | A | 7 | 5.1 | A | 7 | 3200 | B | 7 | 1230 | A | 7 | 0.6 | E | 8 | 0.08 | F | 8 | 0.16 | F | 8 | 0 | 1 | D | 9 | 71 | C | 8
[26 empty] | 3869800% | 12:00 | 631 | 1411 | 92 | 2 | 9 | 0 | 2 | 21 | 92 | 2 | 9 | 110 | 2 | 9 | 0 | 2 | 21 | 110 | 2 | 9 | 414 | 2 | 25 | 10 | E | 9 | 10 | A | 7 | -1 | A | 7 | -6 | A | 7 | 66 | A | 7 | 984 | A | 7 | 330 | A | 7 | 3.6 | A | 7 | 16100 | B | 7 | 1500 | A | 7 | 0.6 | E | 8 | 0.08 | F | 8 | 0.16 | F | 8 | 0 | 1 | D | 9 | 5 | C | 8
[26 empty] | 3869800% | 13:00 | 637 | 1411 | 71 | 2 | 9 | 0 | 2 | 21 | 71 | 2 | 9 | 86 | 2 | 9 | 0 | 2 | 21 | 86 | 2 | 9 | 331 | 2 | 25 | 10 | E | 9 | 10 | A | 7 | -1 | A | 7 | -4 | A | 7 | 78 | A | 7 | 984 | A | 7 | 310 | A | 7 | 4.6 | A | 7 | 4000 | B | 7 | 840 | A | 7 | 0.6 | E | 8 | 0.08 | F | 8 | 0.16 | F | 8 | 0 | 1 | D | 9 | 71 | C | 8
[26 empty] | 3869800% | 14:00 | 575 | 1411 | 120 | 2 | 9 | 0 | 2 | 21 | 120 | 2 | 9 | 139 | 2 | 9 | 0 | 2 | 21 | 139 | 2 | 9 | 493 | 2 | 25 | 10 | E | 9 | 10 | A | 7 | -1 | A | 7 | -6 | A | 7 | 66 | A | 7 | 984 | A | 7 | 300 | A | 7 | 5.1 | A | 7 | 14500 | B | 7 | 1500 | A | 7 | 0.6 | E | 8 | 0.08 | F | 8 | 0.16 | F | 8 | 0 | 1 | D | 9 | 71 | C | 8
[26 empty] | 3869800% | 15:00 | 450 | 1411 | 167 | 2 | 9 | 99 | 2 | 21 | 135 | 2 | 9 | 181 | 2 | 9 | 92 | 2 | 21 | 151 | 2 | 9 | 304 | 2 | 25 | 10 | E | 9 | 10 | A | 7 | -1 | A | 7 | -7 | A | 7 | 60 | A | 7 | 984 | A | 7 | 290 | A | 7 | 4.1 | A | 7 | 14500 | B | 7 | 1440 | A | 7 | 0.6 | E | 8 | 0.08 | F | 8 | 0.16 | F | 8 | 0 | 1 | D | 9 | 71 | C | 8
[26 empty] | 3869800% | 16:00 | 271 | 1411 | 56 | 2 | 9 | 0 | 2 | 21 | 56 | 2 | 9 | 63 | 2 | 9 | 0 | 2 | 21 | 63 | 2 | 9 | 202 | 2 | 25 | 0 | E | 9 | 0 | A | 7 | -1 | A | 7 | -8 | A | 7 | 55 | A | 7 | 985 | A | 7 | 330 | A | 7 | 4.1 | A | 7 | 14500 | B | 7 | 77777 | A | 7 | 0.6 | E | 8 | 0.08 | F | 8 | 0.16 | F | 8 | 0 | 1 | D | 9 | 71 | C | 8
[26 empty] | 3869800% | 17:00 | 62 | 1070 | 4 | 2 | 9 | 0 | 2 | 21 | 4 | 2 | 9 | 5 | 2 | 9 | 0 | 2 | 21 | 5 | 2 | 9 | 16 | 2 | 25 | 0 | E | 9 | 0 | A | 7 | -2 | A | 7 | -9 | A | 7 | 55 | A | 7 | 986 | A | 7 | 320 | A | 7 | 4.1 | A | 7 | 14500 | B | 7 | 77777 | A | 7 | 0.6 | E | 8 | 0.08 | F | 8 | 0.16 | F | 8 | 0 | 1 | D | 9 | 71 | C | 8
[26 empty] | 3869800% | 18:00 | 0 | 0 | 0 | 2 | 0 | 0 | 2 | 0 | 0 | 2 | 0 | 0 | 2 | 0 | 0 | 2 | 0 | 0 | 2 | 0 | 0 | 2 | 0 | 0 | E | 9 | 0 | A | 7 | -3 | A | 7 | -10 | A | 7 | 55 | A | 7 | 987 | A | 7 | 330 | A | 7 | 3.1 | A | 7 | 14500 | B | 7 | 77777 | A | 7 | 0.5 | E | 8 | 0.08 | F | 8 | 0.16 | F | 8 | 0 | 1 | D | 9 | 71 | C | 8
[26 empty] | 3869800% | 19:00 | 0 | 0 | 0 | 2 | 0 | 0 | 2 | 0 | 0 | 2 | 0 | 0 | 2 | 0 | 0 | 2 | 0 | 0 | 2 | 0 | 0 | 2 | 0 | 9 | E | 9 | 9 | A | 7 | -4 | A | 7 | -10 | A | 7 | 59 | A | 7 | 988 | A | 7 | 320 | A | 7 | 2.1 | A | 7 | 14500 | B | 7 | 1350 | A | 7 | 0.5 | E | 8 | 0.08 | F | 8 | 0.16 | F | 8 | 0 | 1 | D | 9 | 71 | C | 8
[26 empty] | 3869800% | 20:00 | 0 | 0 | 0 | 2 | 0 | 0 | 2 | 0 | 0 | 2 | 0 | 0 | 2 | 0 | 0 | 2 | 0 | 0 | 2 | 0 | 0 | 2 | 0 | 0 | E | 9 | 0 | E | 9 | -4 | A | 7 | -11 | A | 7 | 54 | A | 7 | 989 | A | 7 | 310 | A | 7 | 1.5 | A | 7 | 14500 | B | 7 | 77777 | A | 7 | 0.5 | E | 8 | 0.08 | F | 8 | 0.16 | F | 8 | 0 | 1 | D | 9 | 71 | C | 8
[26 empty] | 3869800% | 21:00 | 0 | 0 | 0 | 2 | 0 | 0 | 2 | 0 | 0 | 2 | 0 | 0 | 2 | 0 | 0 | 2 | 0 | 0 | 2 | 0 | 0 | 2 | 0 | 0 | E | 9 | 0 | E | 9 | -6 | A | 7 | -12 | A | 7 | 59 | A | 7 | 989 | A | 7 | 260 | A | 7 | 2.1 | A | 7 | 14500 | B | 7 | 77777 | A | 7 | 0.5 | E | 8 | 0.08 | F | 8 | 0.16 | F | 8 | 0 | 1 | D | 9 | 71 | C | 8
[26 empty] | 3869800% | 22:00 | 0 | 0 | 0 | 2 | 0 | 0 | 2 | 0 | 0 | 2 | 0 | 0 | 2 | 0 | 0 | 2 | 0 | 0 | 2 | 0 | 0 | 2 | 0 | 0 | E | 9 | 0 | E | 9 | -5 | A | 7 | -12 | A | 7 | 54 | A | 7 | 990 | A | 7 | 270 | A | 7 | 2.1 | A | 7 | 14500 | B | 7 | 77777 | A | 7 | 0.4 | E | 8 | 0.08 | F | 8 | 0.16 | F | 8 | 0 | 1 | D | 9 | 71 | C | 8
[26 empty] | 3869800% | 23:00 | 0 | 0 | 0 | 2 | 0 | 0 | 2 | 0 | 0 | 2 | 0 | 0 | 2 | 0 | 0 | 2 | 0 | 0 | 2 | 0 | 0 | 2 | 0 | 0 | E | 9 | 0 | E | 9 | -5 | A | 7 | -12 | A | 7 | 54 | A | 7 | 991 | A | 7 | 270 | A | 7 | 2.6 | A | 7 | 14500 | B | 7 | 77777 | A | 7 | 0.4 | E | 8 | 0.08 | F | 8 | 0.16 | F | 8 | 0 | 1 | D | 9 | 71 | C | 8
[26 empty] | 3869800% | 24:00 | 0 | 0 | 0 | 2 | 0 | 0 | 2 | 0 | 0 | 2 | 0 | 0 | 2 | 0 | 0 | 2 | 0 | 0 | 2 | 0 | 0 | 2 | 0 | 0 | E | 9 | 0 | E | 9 | -5 | A | 7 | -12 | A | 7 | 54 | A | 7 | 991 | A | 7 | 300 | A | 7 | 1.5 | A | 7 | 14500 | B | 7 | 77777 | A | 7 | 0.4 | E | 8 | 0.08 | F | 8 | 0.16 | F | 8 | 0 | 1 | D | 9 | 71 | C | 8
[26 empty] | 3869900% | 1:00 | 0 | 0 | 0 | 2 | 0 | 0 | 2 | 0 | 0 | 2 | 0 | 0 | 2 | 0 | 0 | 2 | 0 | 0 | 2 | 0 | 0 | 2 | 0 | 0 | E | 9 | 0 | E | 9 | -7 | A | 7 | -13 | A | 7 | 59 | A | 7 | 991 | A | 7 | 320 | A | 7 | 3.1 | A | 7 | 14500 | B | 7 | 77777 | A | 7 | 0.4 | E | 8 | 0.08 | F | 8 | 0.16 | F | 8 | 0 | 1 | D | 9 | 71 | C | 8
[26 empty] | 3869900% | 2:00 | 0 | 0 | 0 | 2 | 0 | 0 | 2 | 0 | 0 | 2 | 0 | 0 | 2 | 0 | 0 | 2 | 0 | 0 | 2 | 0 | 0 | 2 | 0 | 0 | E | 9 | 0 | E | 9 | -7 | A | 7 | -12 | A | 7 | 64 | A | 7 | 992 | A | 7 | 310 | A | 7 | 5.1 | A | 7 | 14500 | B | 7 | 77777 | A | 7 | 0.4 | E | 8 | 0.08 | F | 8 | 0.16 | F | 8 | 0 | 1 | D | 9 | 71 | C | 8
[26 empty] | 3869900% | 3:00 | 0 | 0 | 0 | 2 | 0 | 0 | 2 | 0 | 0 | 2 | 0 | 0 | 2 | 0 | 0 | 2 | 0 | 0 | 2 | 0 | 0 | 2 | 0 | 0 | E | 9 | 0 | E | 9 | -8 | A | 7 | -13 | A | 7 | 64 | A | 7 | 993 | A | 7 | 300 | A | 7 | 4.1 | A | 7 | 14500 | B | 7 | 77777 | A | 7 | 0.4 | E | 8 | 0.08 | F | 8 | 0.16 | F | 8 | 0 | 1 | D | 9 | 71 | C | 8
[26 empty] | 3869900% | 4:00 | 0 | 0 | 0 | 2 | 0 | 0 | 2 | 0 | 0 | 2 | 0 | 0 | 2 | 0 | 0 | 2 | 0 | 0 | 2 | 0 | 0 | 2 | 0 | 0 | E | 9 | 0 | E | 9 | -8 | A | 7 | -13 | A | 7 | 64 | A | 7 | 993 | A | 7 | 330 | A | 7 | 2.6 | A | 7 | 14500 | B | 7 | 77777 | A | 7 | 0.4 | E | 8 | 0.08 | F | 8 | 0.16 | F | 8 | 0 | 1 | D | 9 | 71 | C | 8
[26 empty] | 3869900% | 5:00 | 0 | 0 | 0 | 2 | 0 | 0 | 2 | 0 | 0 | 2 | 0 | 0 | 2 | 0 | 0 | 2 | 0 | 0 | 2 | 0 | 0 | 2 | 0 | 0 | E | 9 | 0 | E | 9 | -8 | A | 7 | -13 | A | 7 | 64 | A | 7 | 994 | A | 7 | 330 | B | 8 | 1.5 | A | 7 | 14500 | B | 7 | 77777 | A | 7 | 0.4 | E | 8 | 0.08 | F | 8 | 0.16 | F | 8 | 0 | 1 | D | 9 | 71 | C | 8
[26 empty] | 3869900% | 6:00 | 0 | 0 | 0 | 2 | 0 | 0 | 2 | 0 | 0 | 2 | 0 | 0 | 2 | 0 | 0 | 2 | 0 | 0 | 2 | 0 | 0 | 2 | 0 | 0 | E | 9 | 0 | E | 9 | -9 | A | 7 | -14 | A | 7 | 64 | A | 7 | 994 | A | 7 | 330 | A | 7 | 2.1 | A | 7 | 14500 | B | 7 | 77777 | A | 7 | 0.4 | E | 8 | 0.08 | F | 8 | 0.16 | F | 8 | 0 | 1 | D | 9 | 71 | C | 8
[26 empty] | 3869900% | 7:00 | 0 | 0 | 0 | 2 | 0 | 0 | 2 | 0 | 0 | 2 | 0 | 0 | 2 | 0 | 0 | 2 | 0 | 0 | 2 | 0 | 0 | 2 | 0 | 0 | E | 9 | 0 | A | 7 | -9 | A | 7 | -14 | A | 7 | 64 | A | 7 | 995 | A | 7 | 320 | A | 7 | 2.6 | A | 7 | 14500 | B | 7 | 77777 | A | 7 | 0.3 | E | 8 | 0.08 | F | 8 | 0.16 | F | 8 | 0 | 1 | D | 9 | 71 | C | 8
[26 empty] | 3869900% | 8:00 | 37 | 812 | 1 | 2 | 9 | 21 | 2 | 21 | 1 | 2 | 9 | 3 | 2 | 9 | 11 | 2 | 21 | 2 | 2 | 9 | 3 | 2 | 25 | 0 | E | 9 | 0 | A | 7 | -10 | A | 7 | -14 | A | 7 | 70 | A | 7 | 997 | A | 7 | 340 | A | 7 | 2.6 | A | 7 | 16100 | B | 7 | 77777 | A | 7 | 0.4 | E | 8 | 0.08 | F | 8 | 0.16 | F | 8 | 0 | 1 | D | 9 | 71 | C | 8
[26 empty] | 3869900% | 9:00 | 235 | 1412 | 90 | 2 | 9 | 91 | 2 | 21 | 75 | 2 | 9 | 97 | 2 | 9 | 65 | 2 | 21 | 86 | 2 | 9 | 160 | 2 | 25 | 3 | E | 9 | 3 | E | 9 | -9 | A | 7 | -14 | A | 7 | 64 | A | 7 | 997 | A | 7 | 260 | A | 7 | 1.5 | A | 7 | 16100 | B | 7 | 77777 | A | 7 | 0.4 | E | 8 | 0.08 | F | 8 | 0.16 | F | 8 | 0 | 1 | D | 9 | 71 | C | 8
[26 empty] | 3869900% | 10:00 | 422 | 1412 | 133 | 2 | 9 | 25 | 2 | 21 | 125 | 2 | 9 | 147 | 2 | 9 | 16 | 2 | 21 | 142 | 2 | 9 | 431 | 2 | 25 | 10 | E | 9 | 10 | E | 9 | -7 | A | 7 | -14 | A | 7 | 54 | A | 7 | 999 | A | 7 | 330 | A | 7 | 3.1 | A | 7 | 16100 | B | 7 | 2100 | A | 7 | 0.4 | E | 8 | 0.08 | F | 8 | 0.16 | F | 8 | 0 | 1 | D | 9 | 71 | C | 8
[26 empty] | 3869900% | 11:00 | 557 | 1412 | 193 | 2 | 9 | 31 | 2 | 21 | 181 | 2 | 9 | 215 | 2 | 9 | 25 | 2 | 21 | 205 | 2 | 9 | 640 | 2 | 25 | 10 | E | 9 | 10 | A | 7 | -7 | A | 7 | -14 | A | 7 | 54 | A | 7 | 999 | A | 7 | 320 | A | 7 | 2.6 | A | 7 | 16100 | B | 7 | 1800 | A | 7 | 0.4 | E | 8 | 0.08 | F | 8 | 0.16 | F | 8 | 0 | 1 | D | 9 | 71 | C | 8
[26 empty] | 3869900% | 12:00 | 630 | 1412 | 209 | 2 | 9 | 24 | 2 | 21 | 198 | 2 | 9 | 234 | 2 | 9 | 20 | 2 | 21 | 225 | 2 | 9 | 734 | 2 | 25 | 2 | E | 9 | 2 | A | 7 | -6 | A | 7 | -14 | A | 7 | 49 | A | 7 | 999 | A | 7 | 320 | B | 8 | 1.5 | A | 7 | 16100 | B | 7 | 77777 | A | 7 | 0.4 | E | 8 | 0.08 | F | 8 | 0.16 | F | 8 | 0 | 1 | D | 9 | 71 | C | 8
[26 empty] | 3869900% | 13:00 | 635 | 1412 | 190 | 2 | 9 | 18 | 2 | 21 | 182 | 2 | 9 | 215 | 2 | 9 | 14 | 2 | 21 | 208 | 2 | 9 | 700 | 2 | 25 | 10 | E | 9 | 9 | A | 7 | -6 | A | 7 | -14 | A | 7 | 49 | A | 7 | 998 | A | 7 | 320 | B | 8 | 2.1 | A | 7 | 16100 | B | 7 | 3300 | A | 7 | 0.4 | E | 8 | 0.08 | F | 8 | 0.16 | F | 8 | 0 | 1 | D | 9 | 71 | C | 8
[26 empty] | 3869900% | 14:00 | 574 | 1412 | 97 | 2 | 9 | 0 | 2 | 21 | 97 | 2 | 9 | 114 | 2 | 9 | 0 | 2 | 21 | 114 | 2 | 9 | 417 | 2 | 25 | 10 | E | 9 | 10 | A | 7 | -4 | A | 7 | -15 | A | 7 | 38 | A | 7 | 999 | A | 7 | 320 | A | 7 | 3.1 | A | 7 | 16100 | B | 7 | 3300 | A | 7 | 0.4 | E | 8 | 0.08 | F | 8 | 0.16 | F | 8 | 0 | 1 | D | 9 | 71 | C | 8
[26 empty] | 3869900% | 15:00 | 450 | 1412 | 253 | 2 | 9 | 407 | 2 | 21 | 122 | 2 | 9 | 260 | 2 | 9 | 366 | 2 | 21 | 143 | 2 | 9 | 234 | 2 | 25 | 0 | E | 9 | 0 | A | 7 | -4 | A | 7 | -15 | A | 7 | 38 | A | 7 | 999 | A | 7 | 320 | A | 7 | 2.6 | A | 7 | 16100 | B | 7 | 77777 | A | 7 | 0.4 | E | 8 | 0.08 | F | 8 | 0.16 | F | 8 | 0 | 1 | D | 9 | 71 | C | 8
[26 empty] | 3869900% | 16:00 | 271 | 1412 | 131 | 2 | 9 | 347 | 2 | 21 | 64 | 2 | 9 | 136 | 2 | 9 | 256 | 2 | 21 | 87 | 2 | 9 | 117 | 2 | 25 | 0 | E | 9 | 0 | A | 7 | -4 | A | 7 | -14 | A | 7 | 41 | A | 7 | 1000 | A | 7 | 0 | A | 7 | 0 | A | 7 | 16100 | B | 7 | 77777 | A | 7 | 0.4 | E | 8 | 0.08 | F | 8 | 0.16 | F | 8 | 0 | 1 | D | 9 | 71 | C | 8
[26 empty] | 3869900% | 17:00 | 63 | 1070 | 15 | 2 | 9 | 114 | 2 | 21 | 11 | 2 | 9 | 19 | 2 | 9 | 54 | 2 | 21 | 16 | 2 | 9 | 21 | 2 | 25 | 0 | E | 9 | 0 | A | 7 | -5 | A | 7 | -15 | A | 7 | 41 | A | 7 | 1000 | A | 7 | 0 | A | 7 | 0 | A | 7 | 16100 | B | 7 | 77777 | A | 7 | 0.4 | E | 8 | 0.08 | F | 8 | 0.16 | F | 8 | 0 | 1 | D | 9 | 71 | C | 8
[26 empty] | 3869900% | 18:00 | 0 | 0 | 0 | 2 | 0 | 0 | 2 | 0 | 0 | 2 | 0 | 0 | 2 | 0 | 0 | 2 | 0 | 0 | 2 | 0 | 0 | 2 | 0 | 0 | E | 9 | 0 | A | 7 | -6 | A | 7 | -16 | A | 7 | 41 | A | 7 | 1001 | A | 7 | 0 | A | 7 | 0 | A | 7 | 16100 | B | 7 | 77777 | A | 7 | 0.4 | E | 8 | 0.08 | F | 8 | 0.16 | F | 8 | 0 | 1 | D | 9 | 71 | C | 8
[26 empty] | 3869900% | 19:00 | 0 | 0 | 0 | 2 | 0 | 0 | 2 | 0 | 0 | 2 | 0 | 0 | 2 | 0 | 0 | 2 | 0 | 0 | 2 | 0 | 0 | 2 | 0 | 0 | E | 9 | 0 | A | 7 | -7 | A | 7 | -16 | A | 7 | 45 | A | 7 | 1002 | A | 7 | 360 | A | 7 | 3.1 | A | 7 | 16100 | B | 7 | 77777 | A | 7 | 0.4 | E | 8 | 0.08 | F | 8 | 0.16 | F | 8 | 0 | 1 | D | 9 | 71 | C | 8
[26 empty] | 3869900% | 20:00 | 0 | 0 | 0 | 2 | 0 | 0 | 2 | 0 | 0 | 2 | 0 | 0 | 2 | 0 | 0 | 2 | 0 | 0 | 2 | 0 | 0 | 2 | 0 | 0 | E | 9 | 0 | A | 7 | -8 | A | 7 | -16 | A | 7 | 49 | A | 7 | 1002 | A | 7 | 30 | A | 7 | 3.1 | A | 7 | 16100 | B | 7 | 77777 | A | 7 | 0.4 | E | 8 | 0.08 | F | 8 | 0.16 | F | 8 | 0 | 1 | D | 9 | 5 | C | 8
[26 empty] | 3869900% | 21:00 | 0 | 0 | 0 | 2 | 0 | 0 | 2 | 0 | 0 | 2 | 0 | 0 | 2 | 0 | 0 | 2 | 0 | 0 | 2 | 0 | 0 | 2 | 0 | 0 | E | 9 | 0 | A | 7 | -8 | A | 7 | -16 | A | 7 | 49 | A | 7 | 1002 | A | 7 | 40 | A | 7 | 3.6 | A | 7 | 16100 | B | 7 | 77777 | A | 7 | 0.4 | E | 8 | 0.08 | F | 8 | 0.16 | F | 8 | 0 | 1 | D | 9 | 5 | C | 8
[26 empty] | 3869900% | 22:00 | 0 | 0 | 0 | 2 | 0 | 0 | 2 | 0 | 0 | 2 | 0 | 0 | 2 | 0 | 0 | 2 | 0 | 0 | 2 | 0 | 0 | 2 | 0 | 0 | E | 9 | 0 | A | 7 | -8 | A | 7 | -16 | A | 7 | 49 | A | 7 | 1002 | A | 7 | 30 | A | 7 | 3.1 | A | 7 | 16100 | B | 7 | 77777 | A | 7 | 0.4 | E | 8 | 0.08 | F | 8 | 0.16 | F | 8 | 0 | 1 | D | 9 | 5 | C | 8
[26 empty] | 3869900% | 23:00 | 0 | 0 | 0 | 2 | 0 | 0 | 2 | 0 | 0 | 2 | 0 | 0 | 2 | 0 | 0 | 2 | 0 | 0 | 2 | 0 | 0 | 2 | 0 | 0 | E | 9 | 0 | A | 7 | -11 | A | 7 | -16 | A | 7 | 63 | A | 7 | 1003 | A | 7 | 310 | A | 7 | 1.5 | A | 7 | 16100 | B | 7 | 77777 | A | 7 | 0.4 | E | 8 | 0.08 | F | 8 | 0.16 | F | 8 | 0 | 1 | D | 9 | 5 | C | 8
[26 empty] | 3869900% | 24:00 | 0 | 0 | 0 | 2 | 0 | 0 | 2 | 0 | 0 | 2 | 0 | 0 | 2 | 0 | 0 | 2 | 0 | 0 | 2 | 0 | 0 | 2 | 0 | 0 | E | 9 | 0 | A | 7 | -11 | A | 7 | -16 | A | 7 | 63 | A | 7 | 1003 | A | 7 | 320 | A | 7 | 3.1 | A | 7 | 16100 | B | 7 | 77777 | A | 7 | 0.4 | E | 8 | 0.08 | F | 8 | 0.16 | F | 8 | 0 | 1 | D | 9 | 5 | C | 8
[26 empty] | 3870000% | 1:00 | 0 | 0 | 0 | 2 | 0 | 0 | 2 | 0 | 0 | 2 | 0 | 0 | 2 | 0 | 0 | 2 | 0 | 0 | 2 | 0 | 0 | 2 | 0 | 0 | E | 9 | 0 | A | 7 | -12 | A | 7 | -17 | A | 7 | 63 | A | 7 | 1003 | A | 7 | 330 | A | 7 | 2.1 | A | 7 | 16100 | B | 7 | 77777 | A | 7 | 0.4 | E | 8 | 0.08 | F | 8 | 0.16 | F | 8 | 0 | 1 | D | 9 | 5 | C | 8
[26 empty] | 3870000% | 2:00 | 0 | 0 | 0 | 2 | 0 | 0 | 2 | 0 | 0 | 2 | 0 | 0 | 2 | 0 | 0 | 2 | 0 | 0 | 2 | 0 | 0 | 2 | 0 | 0 | E | 9 | 0 | A | 7 | -12 | A | 7 | -17 | A | 7 | 63 | A | 7 | 1003 | A | 7 | 10 | A | 7 | 2.1 | A | 7 | 16100 | B | 7 | 77777 | A | 7 | 0.4 | E | 8 | 0.08 | F | 8 | 0.16 | F | 8 | 0 | 1 | D | 9 | 5 | C | 8
[26 empty] | 3870000% | 3:00 | 0 | 0 | 0 | 2 | 0 | 0 | 2 | 0 | 0 | 2 | 0 | 0 | 2 | 0 | 0 | 2 | 0 | 0 | 2 | 0 | 0 | 2 | 0 | 0 | E | 9 | 0 | A | 7 | -12 | A | 7 | -17 | A | 7 | 63 | A | 7 | 1004 | A | 7 | 0 | A | 7 | 0 | A | 7 | 16100 | B | 7 | 77777 | A | 7 | 0.4 | E | 8 | 0.08 | F | 8 | 0.16 | F | 8 | 0 | 1 | D | 9 | 5 | C | 8
[26 empty] | 3870000% | 4:00 | 0 | 0 | 0 | 2 | 0 | 0 | 2 | 0 | 0 | 2 | 0 | 0 | 2 | 0 | 0 | 2 | 0 | 0 | 2 | 0 | 0 | 2 | 0 | 0 | E | 9 | 0 | A | 7 | -12 | A | 7 | -16 | A | 7 | 69 | A | 7 | 1003 | A | 7 | 340 | A | 7 | 3.6 | A | 7 | 16100 | B | 7 | 77777 | A | 7 | 0.4 | E | 8 | 0.08 | F | 8 | 0.16 | F | 8 | 0 | 1 | D | 9 | 5 | C | 8
[26 empty] | 3870000% | 5:00 | 0 | 0 | 0 | 2 | 0 | 0 | 2 | 0 | 0 | 2 | 0 | 0 | 2 | 0 | 0 | 2 | 0 | 0 | 2 | 0 | 0 | 2 | 0 | 0 | E | 9 | 0 | A | 7 | -13 | A | 7 | -17 | A | 7 | 69 | A | 7 | 1004 | A | 7 | 350 | A | 7 | 3.6 | A | 7 | 16100 | B | 7 | 77777 | A | 7 | 0.4 | E | 8 | 0.08 | F | 8 | 0.16 | F | 8 | 0 | 1 | D | 9 | 5 | C | 8
[26 empty] | 3870000% | 6:00 | 0 | 0 | 0 | 2 | 0 | 0 | 2 | 0 | 0 | 2 | 0 | 0 | 2 | 0 | 0 | 2 | 0 | 0 | 2 | 0 | 0 | 2 | 0 | 0 | E | 9 | 0 | A | 7 | -13 | A | 7 | -17 | A | 7 | 69 | A | 7 | 1004 | A | 7 | 350 | A | 7 | 2.6 | A | 7 | 16100 | B | 7 | 77777 | A | 7 | 0.4 | E | 8 | 0.08 | F | 8 | 0.16 | F | 8 | 0 | 1 | D | 9 | 5 | C | 8
[26 empty] | 3870000% | 7:00 | 0 | 0 | 0 | 2 | 0 | 0 | 2 | 0 | 0 | 2 | 0 | 0 | 2 | 0 | 0 | 2 | 0 | 0 | 2 | 0 | 0 | 2 | 0 | 0 | E | 9 | 0 | A | 7 | -13 | A | 7 | -17 | A | 7 | 69 | A | 7 | 1004 | A | 7 | 0 | A | 7 | 0 | A | 7 | 14500 | B | 7 | 77777 | A | 7 | 0.3 | E | 8 | 0.08 | F | 8 | 0.16 | F | 8 | 0 | 1 | D | 9 | 5 | C | 8
[26 empty] | 3870000% | 8:00 | 35 | 812 | 1 | 2 | 9 | 26 | 2 | 21 | 1 | 2 | 9 | 3 | 2 | 9 | 15 | 2 | 21 | 2 | 2 | 9 | 4 | 2 | 25 | 0 | E | 9 | 0 | A | 7 | -13 | A | 7 | -17 | A | 7 | 69 | A | 7 | 1005 | A | 7 | 300 | A | 7 | 1.5 | A | 7 | 9700 | B | 7 | 77777 | A | 7 | 0.4 | E | 8 | 0.08 | F | 8 | 0.16 | F | 8 | 0 | 1 | D | 9 | 5 | C | 8
[26 empty] | 3870000% | 9:00 | 233 | 1412 | 100 | 2 | 9 | 119 | 2 | 21 | 80 | 2 | 9 | 107 | 2 | 9 | 85 | 2 | 21 | 93 | 2 | 9 | 170 | 2 | 25 | 0 | E | 9 | 0 | A | 7 | -11 | A | 7 | -16 | A | 7 | 63 | A | 7 | 1005 | A | 7 | 60 | A | 7 | 2.1 | A | 7 | 14500 | B | 7 | 77777 | A | 7 | 0.5 | E | 8 | 0.08 | F | 8 | 0.16 | F | 8 | 0 | 1 | D | 9 | 5 | C | 8
[26 empty] | 3870000% | 10:00 | 420 | 1412 | 112 | 2 | 9 | 0 | 2 | 21 | 112 | 2 | 9 | 125 | 2 | 9 | 0 | 2 | 21 | 125 | 2 | 9 | 401 | 2 | 25 | 0 | E | 9 | 0 | A | 7 | -9 | A | 7 | -16 | A | 7 | 53 | A | 7 | 1005 | A | 7 | 70 | A | 7 | 2.1 | A | 7 | 16100 | B | 7 | 77777 | A | 7 | 0.5 | E | 8 | 0.08 | F | 8 | 0.16 | F | 8 | 0 | 1 | D | 9 | 5 | C | 8
[26 empty] | 3870000% | 11:00 | 555 | 1412 | 200 | 2 | 9 | 55 | 2 | 21 | 178 | 2 | 9 | 219 | 2 | 9 | 53 | 2 | 21 | 198 | 2 | 9 | 484 | 2 | 25 | 0 | E | 9 | 0 | A | 7 | -9 | A | 7 | -14 | A | 7 | 64 | A | 7 | 1005 | A | 7 | 310 | A | 7 | 1.5 | A | 7 | 11300 | B | 7 | 77777 | A | 7 | 0.5 | E | 8 | 0.08 | F | 8 | 0.16 | F | 8 | 0 | 1 | D | 9 | 5 | C | 8
[26 empty] | 3870000% | 12:00 | 628 | 1412 | 240 | 2 | 9 | 60 | 2 | 21 | 213 | 2 | 9 | 263 | 2 | 9 | 59 | 2 | 21 | 236 | 2 | 9 | 594 | 2 | 25 | 0 | E | 9 | 0 | A | 7 | -8 | A | 7 | -13 | A | 7 | 64 | A | 7 | 1004 | A | 7 | 320 | A | 7 | 1.5 | A | 7 | 12900 | B | 7 | 77777 | A | 7 | 0.6 | E | 8 | 0.08 | F | 8 | 0.16 | F | 8 | 0 | 1 | D | 9 | 5 | C | 8
[26 empty] | 3870000% | 13:00 | 635 | 1412 | 255 | 2 | 9 | 84 | 2 | 21 | 218 | 2 | 9 | 280 | 2 | 9 | 83 | 2 | 21 | 243 | 2 | 9 | 608 | 2 | 25 | 0 | E | 9 | 0 | A | 7 | -7 | A | 7 | -14 | A | 7 | 54 | A | 7 | 1004 | A | 7 | 300 | A | 7 | 2.1 | A | 7 | 16100 | B | 7 | 77777 | A | 7 | 0.6 | E | 8 | 0.08 | F | 8 | 0.16 | F | 8 | 0 | 1 | D | 9 | 5 | C | 8
[26 empty] | 3870000% | 14:00 | 574 | 1412 | 200 | 2 | 9 | 65 | 2 | 21 | 173 | 2 | 9 | 219 | 2 | 9 | 63 | 2 | 21 | 193 | 2 | 9 | 483 | 2 | 25 | 9 | E | 9 | 9 | A | 7 | -7 | A | 7 | -16 | A | 7 | 45 | A | 7 | 1004 | A | 7 | 0 | A | 7 | 0 | A | 7 | 16100 | B | 7 | 3000 | A | 7 | 0.6 | E | 8 | 0.08 | F | 8 | 0.16 | F | 8 | 0 | 1 | D | 9 | 5 | C | 8
[26 empty] | 3870000% | 15:00 | 450 | 1412 | 48 | 2 | 9 | 0 | 2 | 21 | 48 | 2 | 9 | 58 | 2 | 9 | 0 | 2 | 21 | 58 | 2 | 9 | 210 | 2 | 25 | 2 | E | 9 | 2 | A | 7 | -6 | A | 7 | -15 | A | 7 | 45 | A | 7 | 1003 | A | 7 | 30 | A | 7 | 2.1 | A | 7 | 16100 | B | 7 | 77777 | A | 7 | 0.7 | E | 8 | 0.08 | F | 8 | 0.16 | F | 8 | 0 | 1 | D | 9 | 5 | C | 8
[26 empty] | 3870000% | 16:00 | 272 | 1412 | 89 | 2 | 9 | 83 | 2 | 21 | 73 | 2 | 9 | 97 | 2 | 9 | 64 | 2 | 21 | 84 | 2 | 9 | 157 | 2 | 25 | 9 | E | 9 | 9 | A | 7 | -6 | A | 7 | -15 | A | 7 | 45 | A | 7 | 1003 | A | 7 | 60 | A | 7 | 2.6 | A | 7 | 16100 | B | 7 | 3600 | A | 7 | 0.7 | E | 8 | 0.08 | F | 8 | 0.16 | F | 8 | 0 | 1 | D | 9 | 5 | C | 8
[26 empty] | 3870000% | 17:00 | 63 | 1071 | 10 | 2 | 9 | 11 | 2 | 21 | 9 | 2 | 9 | 11 | 2 | 9 | 5 | 2 | 21 | 11 | 2 | 9 | 19 | 2 | 25 | 10 | E | 9 | 10 | A | 7 | -6 | A | 7 | -15 | A | 7 | 45 | A | 7 | 1003 | A | 7 | 60 | A | 7 | 3.1 | A | 7 | 16100 | B | 7 | 3600 | A | 7 | 0.8 | E | 8 | 0.08 | F | 8 | 0.16 | F | 8 | 0 | 1 | D | 9 | 5 | C | 8
[26 empty] | 3870000% | 18:00 | 0 | 0 | 0 | 2 | 0 | 0 | 2 | 0 | 0 | 2 | 0 | 0 | 2 | 0 | 0 | 2 | 0 | 0 | 2 | 0 | 0 | 2 | 0 | 10 | E | 9 | 10 | A | 7 | -7 | A | 7 | -14 | A | 7 | 54 | A | 7 | 1002 | A | 7 | 60 | A | 7 | 2.6 | A | 7 | 16100 | B | 7 | 3300 | A | 7 | 0.8 | E | 8 | 0.08 | F | 8 | 0.16 | F | 8 | 0 | 1 | D | 9 | 5 | C | 8
[26 empty] | 3870000% | 19:00 | 0 | 0 | 0 | 2 | 0 | 0 | 2 | 0 | 0 | 2 | 0 | 0 | 2 | 0 | 0 | 2 | 0 | 0 | 2 | 0 | 0 | 2 | 0 | 10 | E | 9 | 10 | A | 7 | -7 | A | 7 | -14 | A | 7 | 54 | A | 7 | 1002 | A | 7 | 60 | A | 7 | 2.6 | A | 7 | 16100 | B | 7 | 3300 | A | 7 | 0.8 | E | 8 | 0.08 | F | 8 | 0.16 | F | 8 | 0 | 1 | D | 9 | 5 | C | 8
[26 empty] | 3870000% | 20:00 | 0 | 0 | 0 | 2 | 0 | 0 | 2 | 0 | 0 | 2 | 0 | 0 | 2 | 0 | 0 | 2 | 0 | 0 | 2 | 0 | 0 | 2 | 0 | 10 | E | 9 | 10 | E | 9 | -7 | A | 7 | -14 | A | 7 | 54 | A | 7 | 1002 | A | 7 | 60 | A | 7 | 2.6 | A | 7 | 16100 | B | 7 | 3000 | A | 7 | 0.8 | E | 8 | 0.08 | F | 8 | 0.16 | F | 8 | 0 | 1 | D | 9 | 5 | C | 8
[26 empty] | 3870000% | 21:00 | 0 | 0 | 0 | 2 | 0 | 0 | 2 | 0 | 0 | 2 | 0 | 0 | 2 | 0 | 0 | 2 | 0 | 0 | 2 | 0 | 0 | 2 | 0 | 10 | E | 9 | 10 | E | 9 | -7 | A | 7 | -14 | A | 7 | 54 | A | 7 | 1002 | A | 7 | 0 | A | 7 | 0 | A | 7 | 16100 | B | 7 | 2700 | A | 7 | 0.8 | E | 8 | 0.08 | F | 8 | 0.16 | F | 8 | 0 | 1 | D | 9 | 73 | C | 8
[26 empty] | 3870000% | 22:00 | 0 | 0 | 0 | 2 | 0 | 0 | 2 | 0 | 0 | 2 | 0 | 0 | 2 | 0 | 0 | 2 | 0 | 0 | 2 | 0 | 0 | 2 | 0 | 10 | E | 9 | 10 | E | 9 | -7 | A | 7 | -14 | A | 7 | 54 | A | 7 | 1001 | A | 7 | 50 | A | 7 | 2.6 | A | 7 | 16100 | B | 7 | 2400 | A | 7 | 0.8 | E | 8 | 0.08 | F | 8 | 0.16 | F | 8 | 0 | 1 | D | 9 | 73 | C | 8
[26 empty] | 3870000% | 23:00 | 0 | 0 | 0 | 2 | 0 | 0 | 2 | 0 | 0 | 2 | 0 | 0 | 2 | 0 | 0 | 2 | 0 | 0 | 2 | 0 | 0 | 2 | 0 | 10 | E | 9 | 10 | E | 9 | -7 | A | 7 | -13 | A | 7 | 59 | A | 7 | 1001 | A | 7 | 60 | A | 7 | 2.1 | A | 7 | 16100 | B | 7 | 2400 | A | 7 | 0.9 | E | 8 | 0.08 | F | 8 | 0.16 | F | 8 | 0 | 1 | D | 9 | 73 | C | 8
[26 empty] | 3870000% | 24:00 | 0 | 0 | 0 | 2 | 0 | 0 | 2 | 0 | 0 | 2 | 0 | 0 | 2 | 0 | 0 | 2 | 0 | 0 | 2 | 0 | 0 | 2 | 0 | 10 | E | 9 | 10 | E | 9 | -7 | A | 7 | -13 | A | 7 | 59 | A | 7 | 1001 | A | 7 | 0 | A | 7 | 0 | A | 7 | 16100 | B | 7 | 2400 | A | 7 | 0.9 | E | 8 | 0.08 | F | 8 | 0.16 | F | 8 | 0 | 1 | D | 9 | 73 | C | 8
[26 empty] | 3870100% | 1:00 | 0 | 0 | 0 | 2 | 0 | 0 | 2 | 0 | 0 | 2 | 0 | 0 | 2 | 0 | 0 | 2 | 0 | 0 | 2 | 0 | 0 | 2 | 0 | 10 | E | 9 | 10 | E | 9 | -8 | A | 7 | -12 | A | 7 | 70 | A | 7 | 1001 | A | 7 | 320 | A | 7 | 1.5 | A | 7 | 14500 | B | 7 | 2400 | A | 7 | 0.9 | E | 8 | 0.079 | F | 8 | 0.16 | F | 8 | 0 | 1 | D | 9 | 73 | C | 8
[26 empty] | 3870100% | 2:00 | 0 | 0 | 0 | 2 | 0 | 0 | 2 | 0 | 0 | 2 | 0 | 0 | 2 | 0 | 0 | 2 | 0 | 0 | 2 | 0 | 0 | 2 | 0 | 9 | E | 9 | 8 | E | 9 | -9 | A | 7 | -13 | A | 7 | 70 | A | 7 | 1000 | A | 7 | 290 | A | 7 | 2.1 | A | 7 | 14500 | B | 7 | 2400 | A | 7 | 1 | E | 8 | 0.079 | F | 8 | 0.16 | F | 8 | 0 | 1 | D | 9 | 73 | C | 8
[26 empty] | 3870100% | 3:00 | 0 | 0 | 0 | 2 | 0 | 0 | 2 | 0 | 0 | 2 | 0 | 0 | 2 | 0 | 0 | 2 | 0 | 0 | 2 | 0 | 0 | 2 | 0 | 10 | E | 9 | 10 | E | 9 | -9 | A | 7 | -13 | A | 7 | 70 | A | 7 | 1000 | A | 7 | 0 | A | 7 | 0 | A | 7 | 14500 | B | 7 | 2700 | A | 7 | 1 | E | 8 | 0.079 | F | 8 | 0.16 | F | 8 | 0 | 1 | D | 9 | 73 | C | 8
[26 empty] | 3870100% | 4:00 | 0 | 0 | 0 | 2 | 0 | 0 | 2 | 0 | 0 | 2 | 0 | 0 | 2 | 0 | 0 | 2 | 0 | 0 | 2 | 0 | 0 | 2 | 0 | 10 | E | 9 | 10 | E | 9 | -9 | A | 7 | -13 | A | 7 | 70 | A | 7 | 999 | A | 7 | 300 | A | 7 | 2.1 | A | 7 | 14500 | B | 7 | 840 | A | 7 | 1.1 | E | 8 | 0.079 | F | 8 | 0.16 | F | 8 | 0 | 1 | D | 9 | 73 | C | 8
[26 empty] | 3870100% | 5:00 | 0 | 0 | 0 | 2 | 0 | 0 | 2 | 0 | 0 | 2 | 0 | 0 | 2 | 0 | 0 | 2 | 0 | 0 | 2 | 0 | 0 | 2 | 0 | 10 | E | 9 | 10 | E | 9 | -9 | A | 7 | -13 | A | 7 | 70 | A | 7 | 999 | A | 7 | 340 | A | 7 | 1.5 | A | 7 | 14500 | B | 7 | 660 | A | 7 | 1.1 | E | 8 | 0.079 | F | 8 | 0.16 | F | 8 | 0 | 1 | D | 9 | 73 | C | 8
[26 empty] | 3870100% | 6:00 | 0 | 0 | 0 | 2 | 0 | 0 | 2 | 0 | 0 | 2 | 0 | 0 | 2 | 0 | 0 | 2 | 0 | 0 | 2 | 0 | 0 | 2 | 0 | 10 | E | 9 | 10 | E | 9 | -9 | A | 7 | -13 | A | 7 | 70 | A | 7 | 999 | A | 7 | 310 | A | 7 | 2.6 | A | 7 | 14500 | B | 7 | 660 | A | 7 | 1.1 | E | 8 | 0.079 | F | 8 | 0.16 | F | 8 | 0 | 1 | D | 9 | 73 | C | 8
[26 empty] | 3870100% | 7:00 | 0 | 0 | 0 | 2 | 0 | 0 | 2 | 0 | 0 | 2 | 0 | 0 | 2 | 0 | 0 | 2 | 0 | 0 | 2 | 0 | 0 | 2 | 0 | 10 | B | 8 | 10 | B | 8 | -8.6 | B | 8 | -12.2 | B | 8 | 73 | A | 7 | 999 | B | 8 | 320 | B | 8 | 2.9 | B | 8 | 13700 | C | 8 | 660 | B | 8 | 1.1 | E | 8 | 0.079 | F | 8 | 0.16 | F | 8 | 0 | 1 | D | 9 | 73 | C | 8
[26 empty] | 3870100% | 8:00 | 34 | 788 | 0 | 2 | 9 | 0 | 2 | 21 | 0 | 2 | 9 | 0 | 2 | 9 | 0 | 2 | 21 | 0 | 2 | 9 | 0 | 2 | 25 | 10 | E | 9 | 10 | E | 9 | -8 | A | 7 | -12 | A | 7 | 70 | A | 7 | 998 | A | 7 | 320 | A | 7 | 3.1 | A | 7 | 12900 | B | 7 | 660 | A | 7 | 1.2 | E | 8 | 0.079 | F | 8 | 0.16 | F | 8 | 0 | 1 | D | 9 | 73 | C | 8
[26 empty] | 3870100% | 9:00 | 230 | 1412 | 46 | 2 | 9 | 0 | 2 | 21 | 46 | 2 | 9 | 52 | 2 | 9 | 0 | 2 | 21 | 52 | 2 | 9 | 164 | 2 | 25 | 10 | E | 9 | 10 | E | 9 | -8 | A | 7 | -11 | A | 7 | 77 | A | 7 | 998 | A | 7 | 320 | A | 7 | 2.6 | A | 7 | 2400 | B | 7 | 600 | A | 7 | 1.4 | E | 8 | 0.079 | F | 8 | 0.16 | F | 8 | 0 | 1 | D | 9 | 73 | C | 8
[26 empty] | 3870100% | 10:00 | 417 | 1412 | 56 | 2 | 9 | 0 | 2 | 21 | 56 | 2 | 9 | 66 | 2 | 9 | 0 | 2 | 21 | 66 | 2 | 9 | 235 | 2 | 25 | 10 | E | 9 | 10 | E | 9 | -8 | A | 7 | -10 | A | 7 | 84 | A | 7 | 997 | A | 7 | 340 | A | 7 | 2.6 | A | 7 | 8000 | B | 7 | 600 | A | 7 | 1.5 | E | 8 | 0.079 | F | 8 | 0.16 | F | 8 | 0 | 1 | D | 9 | 73 | C | 8
[26 empty] | 3870100% | 11:00 | 553 | 1412 | 64 | 2 | 9 | 0 | 2 | 21 | 64 | 2 | 9 | 77 | 2 | 9 | 0 | 2 | 21 | 77 | 2 | 9 | 289 | 2 | 25 | 10 | E | 9 | 10 | E | 9 | -7 | A | 7 | -9 | A | 7 | 84 | A | 7 | 997 | A | 7 | 340 | A | 7 | 2.6 | A | 7 | 2000 | B | 7 | 720 | A | 7 | 1.6 | E | 8 | 0.079 | F | 8 | 0.16 | F | 8 | 0 | 1 | D | 9 | 10 | C | 8
[26 empty] | 3870100% | 12:00 | 627 | 1412 | 74 | 2 | 9 | 0 | 2 | 21 | 74 | 2 | 9 | 90 | 2 | 9 | 0 | 2 | 21 | 90 | 2 | 9 | 342 | 2 | 25 | 10 | E | 9 | 10 | A | 7 | -7 | A | 7 | -9 | A | 7 | 84 | A | 7 | 995 | A | 7 | 330 | A | 7 | 3.1 | A | 7 | 800 | B | 7 | 120 | A | 7 | 1.6 | E | 8 | 0.079 | F | 8 | 0.16 | F | 8 | 0 | 1 | D | 9 | 10 | C | 8
[26 empty] | 3870100% | 13:00 | 634 | 1412 | 113 | 2 | 9 | 0 | 2 | 21 | 113 | 2 | 9 | 133 | 2 | 9 | 0 | 2 | 21 | 133 | 2 | 9 | 492 | 2 | 25 | 10 | E | 9 | 10 | E | 9 | -7 | A | 7 | -8 | A | 7 | 92 | A | 7 | 993 | A | 7 | 320 | A | 7 | 3.1 | A | 7 | 1200 | B | 7 | 180 | A | 7 | 1.7 | E | 8 | 0.079 | F | 8 | 0.16 | F | 8 | 0 | 1 | D | 9 | 10 | C | 8
[26 empty] | 3870100% | 14:00 | 573 | 1412 | 69 | 2 | 9 | 0 | 2 | 21 | 69 | 2 | 9 | 83 | 2 | 9 | 0 | 2 | 21 | 83 | 2 | 9 | 312 | 2 | 25 | 10 | E | 9 | 10 | E | 9 | -6 | A | 7 | -7 | A | 7 | 92 | A | 7 | 992 | A | 7 | 10 | A | 7 | 3.1 | A | 7 | 1200 | B | 7 | 570 | A | 7 | 1.7 | E | 8 | 0.079 | F | 8 | 0.16 | F | 8 | 0 | 1 | D | 9 | 10 | C | 8
[26 empty] | 3870100% | 15:00 | 450 | 1412 | 48 | 2 | 9 | 0 | 2 | 21 | 48 | 2 | 9 | 58 | 2 | 9 | 0 | 2 | 21 | 58 | 2 | 9 | 210 | 2 | 25 | 10 | E | 9 | 10 | E | 9 | -4 | A | 7 | -7 | A | 7 | 77 | A | 7 | 991 | A | 7 | 40 | A | 7 | 3.6 | A | 7 | 3200 | B | 7 | 510 | A | 7 | 1.8 | E | 8 | 0.079 | F | 8 | 0.16 | F | 8 | 0 | 1 | D | 9 | 10 | C | 8
[26 empty] | 3870100% | 16:00 | 272 | 1412 | 33 | 2 | 9 | 0 | 2 | 21 | 33 | 2 | 9 | 39 | 2 | 9 | 0 | 2 | 21 | 39 | 2 | 9 | 132 | 2 | 25 | 10 | E | 9 | 10 | E | 9 | -6 | A | 7 | -8 | A | 7 | 84 | A | 7 | 990 | A | 7 | 320 | A | 7 | 3.6 | A | 7 | 4800 | B | 7 | 450 | A | 7 | 1.9 | E | 8 | 0.079 | F | 8 | 0.16 | F | 8 | 0 | 1 | D | 9 | 10 | C | 8
[26 empty] | 3870100% | 17:00 | 64 | 1071 | 14 | 2 | 9 | 50 | 2 | 21 | 12 | 2 | 9 | 17 | 2 | 9 | 17 | 2 | 21 | 16 | 2 | 9 | 20 | 2 | 25 | 10 | E | 9 | 10 | E | 9 | -5 | A | 7 | -7 | A | 7 | 84 | A | 7 | 989 | A | 7 | 320 | A | 7 | 3.6 | A | 7 | 4800 | B | 7 | 450 | A | 7 | 1.9 | E | 8 | 0.079 | F | 8 | 0.16 | F | 8 | 0 | 1 | D | 9 | 10 | C | 8
[26 empty] | 3870100% | 18:00 | 0 | 0 | 0 | 2 | 0 | 0 | 2 | 0 | 0 | 2 | 0 | 0 | 2 | 0 | 0 | 2 | 0 | 0 | 2 | 0 | 0 | 2 | 0 | 10 | E | 9 | 10 | E | 9 | -5 | A | 7 | -6 | A | 7 | 92 | A | 7 | 988 | A | 7 | 310 | A | 7 | 4.6 | A | 7 | 4000 | B | 7 | 390 | A | 7 | 2 | E | 8 | 0.079 | F | 8 | 0.16 | F | 8 | 0 | 1 | D | 9 | 10 | C | 8
[26 empty] | 3870100% | 19:00 | 0 | 0 | 0 | 2 | 0 | 0 | 2 | 0 | 0 | 2 | 0 | 0 | 2 | 0 | 0 | 2 | 0 | 0 | 2 | 0 | 0 | 2 | 0 | 10 | E | 9 | 10 | A | 7 | -4 | A | 7 | -4 | A | 7 | 100 | A | 7 | 986 | A | 7 | 350 | A | 7 | 5.1 | A | 7 | 3200 | B | 7 | 330 | A | 7 | 2 | E | 8 | 0.079 | F | 8 | 0.16 | F | 8 | 0 | 1 | D | 9 | 10 | C | 8
[26 empty] | 3870100% | 20:00 | 0 | 0 | 0 | 2 | 0 | 0 | 2 | 0 | 0 | 2 | 0 | 0 | 2 | 0 | 0 | 2 | 0 | 0 | 2 | 0 | 0 | 2 | 0 | 10 | E | 9 | 10 | E | 9 | -3 | A | 7 | -4 | A | 7 | 92 | A | 7 | 985 | A | 7 | 350 | A | 7 | 5.1 | A | 7 | 3200 | B | 7 | 390 | A | 7 | 2.1 | E | 8 | 0.079 | F | 8 | 0.16 | F | 8 | 0 | 1 | D | 9 | 10 | C | 8
[26 empty] | 3870100% | 21:00 | 0 | 0 | 0 | 2 | 0 | 0 | 2 | 0 | 0 | 2 | 0 | 0 | 2 | 0 | 0 | 2 | 0 | 0 | 2 | 0 | 0 | 2 | 0 | 10 | E | 9 | 10 | E | 9 | -2 | A | 7 | -3 | A | 7 | 92 | A | 7 | 983 | A | 7 | 330 | A | 7 | 4.1 | A | 7 | 3200 | B | 7 | 390 | A | 7 | 2.2 | E | 8 | 0.079 | F | 8 | 0.16 | F | 8 | 0 | 1 | D | 9 | 10 | C | 8
[26 empty] | 3870100% | 22:00 | 0 | 0 | 0 | 2 | 0 | 0 | 2 | 0 | 0 | 2 | 0 | 0 | 2 | 0 | 0 | 2 | 0 | 0 | 2 | 0 | 0 | 2 | 0 | 10 | E | 9 | 10 | E | 9 | -2 | A | 7 | -2 | A | 7 | 100 | A | 7 | 982 | A | 7 | 340 | A | 7 | 4.6 | A | 7 | 3200 | B | 7 | 60 | A | 7 | 2.3 | E | 8 | 0.079 | F | 8 | 0.16 | F | 8 | 0 | 1 | D | 9 | 10 | C | 8
[26 empty] | 3870100% | 23:00 | 0 | 0 | 0 | 2 | 0 | 0 | 2 | 0 | 0 | 2 | 0 | 0 | 2 | 0 | 0 | 2 | 0 | 0 | 2 | 0 | 0 | 2 | 0 | 10 | E | 9 | 10 | E | 9 | -1 | A | 7 | -2 | A | 7 | 92 | A | 7 | 981 | A | 7 | 340 | A | 7 | 3.1 | A | 7 | 4800 | B | 7 | 120 | A | 7 | 2.2 | E | 8 | 0.079 | F | 8 | 0.16 | F | 8 | 0 | 1 | D | 9 | 10 | C | 8
[26 empty] | 3870100% | 24:00 | 0 | 0 | 0 | 2 | 0 | 0 | 2 | 0 | 0 | 2 | 0 | 0 | 2 | 0 | 0 | 2 | 0 | 0 | 2 | 0 | 0 | 2 | 0 | 10 | E | 9 | 10 | E | 9 | -1 | A | 7 | -1 | A | 7 | 100 | A | 7 | 981 | A | 7 | 310 | A | 7 | 2.6 | A | 7 | 4800 | B | 7 | 120 | A | 7 | 2.1 | E | 8 | 0.079 | F | 8 | 0.16 | F | 8 | 0 | 1 | D | 9 | 10 | C | 8
[26 empty] | 3870200% | 1:00 | 0 | 0 | 0 | 2 | 0 | 0 | 2 | 0 | 0 | 2 | 0 | 0 | 2 | 0 | 0 | 2 | 0 | 0 | 2 | 0 | 0 | 2 | 0 | 10 | E | 9 | 10 | E | 9 | 0 | A | 7 | -1 | A | 7 | 92 | A | 7 | 980 | A | 7 | 0 | A | 7 | 0 | A | 7 | 4800 | B | 7 | 60 | A | 7 | 2 | E | 8 | 0.079 | F | 8 | 0.16 | F | 8 | 0 | 1 | D | 9 | 10 | C | 8
[26 empty] | 3870200% | 2:00 | 0 | 0 | 0 | 2 | 0 | 0 | 2 | 0 | 0 | 2 | 0 | 0 | 2 | 0 | 0 | 2 | 0 | 0 | 2 | 0 | 0 | 2 | 0 | 10 | E | 9 | 10 | E | 9 | -1 | A | 7 | -1 | A | 7 | 100 | A | 7 | 980 | A | 7 | 0 | A | 7 | 0 | A | 7 | 12900 | B | 7 | 660 | A | 7 | 1.8 | E | 8 | 0.079 | F | 8 | 0.16 | F | 8 | 0 | 1 | D | 9 | 10 | C | 8
[26 empty] | 3870200% | 3:00 | 0 | 0 | 0 | 2 | 0 | 0 | 2 | 0 | 0 | 2 | 0 | 0 | 2 | 0 | 0 | 2 | 0 | 0 | 2 | 0 | 0 | 2 | 0 | 10 | E | 9 | 10 | E | 9 | -1 | A | 7 | -1 | A | 7 | 100 | A | 7 | 980 | A | 7 | 0 | A | 7 | 0 | A | 7 | 12900 | B | 7 | 1800 | A | 7 | 1.6 | E | 8 | 0.079 | F | 8 | 0.16 | F | 8 | 0 | 1 | D | 9 | 79 | C | 8
[26 empty] | 3870200% | 4:00 | 0 | 0 | 0 | 2 | 0 | 0 | 2 | 0 | 0 | 2 | 0 | 0 | 2 | 0 | 0 | 2 | 0 | 0 | 2 | 0 | 0 | 2 | 0 | 10 | E | 9 | 10 | E | 9 | -1 | A | 7 | -1 | A | 7 | 100 | A | 7 | 980 | A | 7 | 0 | A | 7 | 0 | A | 7 | 11300 | B | 7 | 1800 | A | 7 | 1.5 | E | 8 | 0.079 | F | 8 | 0.16 | F | 8 | 0 | 1 | D | 9 | 79 | C | 8
[26 empty] | 3870200% | 5:00 | 0 | 0 | 0 | 2 | 0 | 0 | 2 | 0 | 0 | 2 | 0 | 0 | 2 | 0 | 0 | 2 | 0 | 0 | 2 | 0 | 0 | 2 | 0 | 10 | E | 9 | 10 | E | 9 | 0 | A | 7 | -2 | A | 7 | 85 | A | 7 | 981 | A | 7 | 0 | A | 7 | 0 | A | 7 | 14500 | B | 7 | 2400 | A | 7 | 1.3 | E | 8 | 0.079 | F | 8 | 0.16 | F | 8 | 0 | 1 | D | 9 | 79 | C | 8
[26 empty] | 3870200% | 6:00 | 0 | 0 | 0 | 2 | 0 | 0 | 2 | 0 | 0 | 2 | 0 | 0 | 2 | 0 | 0 | 2 | 0 | 0 | 2 | 0 | 0 | 2 | 0 | 8 | E | 9 | 8 | E | 9 | 0 | A | 7 | -2 | A | 7 | 85 | A | 7 | 982 | A | 7 | 0 | A | 7 | 0 | A | 7 | 16100 | B | 7 | 900 | A | 7 | 1.1 | E | 8 | 0.079 | F | 8 | 0.16 | F | 8 | 0 | 1 | D | 9 | 79 | C | 8
[26 empty] | 3870200% | 7:00 | 0 | 0 | 0 | 2 | 0 | 0 | 2 | 0 | 0 | 2 | 0 | 0 | 2 | 0 | 0 | 2 | 0 | 0 | 2 | 0 | 0 | 2 | 0 | 4 | E | 9 | 4 | E | 9 | 0 | A | 7 | -2 | A | 7 | 85 | A | 7 | 982 | A | 7 | 0 | A | 7 | 0 | A | 7 | 16100 | B | 7 | 77777 | A | 7 | 0.9 | E | 8 | 0.079 | F | 8 | 0.16 | F | 8 | 0 | 1 | D | 9 | 79 | C | 8
[26 empty] | 3870200% | 8:00 | 32 | 765 | 1 | 2 | 9 | 61 | 2 | 21 | 1 | 2 | 9 | 4 | 2 | 9 | 34 | 2 | 21 | 3 | 2 | 9 | 4 | 2 | 25 | 0 | E | 9 | 0 | E | 9 | 0 | A | 7 | -2 | A | 7 | 85 | A | 7 | 984 | A | 7 | 0 | A | 7 | 0 | A | 7 | 16100 | B | 7 | 77777 | A | 7 | 0.8 | E | 8 | 0.079 | F | 8 | 0.16 | F | 8 | 0 | 1 | D | 9 | 79 | C | 8
[26 empty] | 3870200% | 9:00 | 228 | 1412 | 120 | 2 | 9 | 304 | 2 | 21 | 70 | 2 | 9 | 120 | 2 | 9 | 204 | 2 | 21 | 87 | 2 | 9 | 131 | 2 | 25 | 0 | E | 9 | 0 | E | 9 | 0 | A | 7 | -2 | A | 7 | 85 | A | 7 | 985 | A | 7 | 0 | A | 7 | 0 | A | 7 | 16100 | B | 7 | 77777 | A | 7 | 0.7 | E | 8 | 0.079 | F | 8 | 0.16 | F | 8 | 0 | 1 | D | 9 | 79 | C | 8
[26 empty] | 3870200% | 10:00 | 415 | 1412 | 189 | 2 | 9 | 189 | 2 | 21 | 134 | 2 | 9 | 205 | 2 | 9 | 171 | 2 | 21 | 154 | 2 | 9 | 299 | 2 | 25 | 0 | E | 9 | 0 | E | 9 | 1 | A | 7 | -2 | A | 7 | 79 | A | 7 | 986 | A | 7 | 280 | A | 7 | 3.1 | A | 7 | 16100 | B | 7 | 77777 | A | 7 | 0.6 | E | 8 | 0.079 | F | 8 | 0.16 | F | 8 | 0 | 1 | D | 9 | 79 | C | 8
[26 empty] | 3870200% | 11:00 | 551 | 1412 | 226 | 2 | 9 | 110 | 2 | 21 | 183 | 2 | 9 | 248 | 2 | 9 | 106 | 2 | 21 | 206 | 2 | 9 | 492 | 2 | 25 | 0 | E | 9 | 0 | E | 9 | 2 | A | 7 | -1 | A | 7 | 80 | A | 7 | 986 | A | 7 | 270 | A | 7 | 1.5 | A | 7 | 16100 | B | 7 | 77777 | A | 7 | 0.7 | E | 8 | 0.079 | F | 8 | 0.16 | F | 8 | 0 | 1 | D | 9 | 79 | C | 8
[26 empty] | 3870200% | 12:00 | 626 | 1412 | 308 | 2 | 9 | 242 | 2 | 21 | 201 | 2 | 9 | 335 | 2 | 9 | 243 | 2 | 21 | 227 | 2 | 9 | 483 | 2 | 25 | 0 | E | 9 | 0 | E | 9 | 2 | A | 7 | -2 | A | 7 | 73 | A | 7 | 986 | A | 7 | 250 | A | 7 | 1.5 | A | 7 | 16100 | B | 7 | 77777 | A | 7 | 0.8 | E | 8 | 0.079 | F | 8 | 0.16 | F | 8 | 0 | 1 | D | 9 | 79 | C | 8
[26 empty] | 3870200% | 13:00 | 633 | 1412 | 71 | 2 | 9 | 0 | 2 | 21 | 71 | 2 | 9 | 86 | 2 | 9 | 0 | 2 | 21 | 86 | 2 | 9 | 331 | 2 | 25 | 10 | E | 9 | 10 | A | 7 | 2 | A | 7 | -2 | A | 7 | 73 | A | 7 | 987 | A | 7 | 210 | A | 7 | 2.1 | A | 7 | 16100 | B | 7 | 1500 | A | 7 | 0.9 | E | 8 | 0.079 | F | 8 | 0.16 | F | 8 | 0 | 1 | D | 9 | 79 | C | 8
[26 empty] | 3870200% | 14:00 | 573 | 1412 | 80 | 2 | 9 | 0 | 2 | 21 | 80 | 2 | 9 | 95 | 2 | 9 | 0 | 2 | 21 | 95 | 2 | 9 | 355 | 2 | 25 | 10 | E | 9 | 10 | A | 7 | 2 | A | 7 | -1 | A | 7 | 80 | A | 7 | 987 | A | 7 | 180 | A | 7 | 1.5 | A | 7 | 16100 | B | 7 | 1800 | A | 7 | 0.9 | E | 8 | 0.079 | F | 8 | 0.16 | F | 8 | 0 | 1 | D | 9 | 79 | C | 8
[26 empty] | 3870200% | 15:00 | 451 | 1412 | 124 | 2 | 9 | 17 | 2 | 21 | 118 | 2 | 9 | 139 | 2 | 9 | 11 | 2 | 21 | 135 | 2 | 9 | 431 | 2 | 25 | 10 | E | 9 | 10 | A | 7 | 3 | A | 7 | -1 | A | 7 | 74 | A | 7 | 988 | A | 7 | 170 | A | 7 | 3.1 | A | 7 | 16100 | B | 7 | 1800 | A | 7 | 0.9 | E | 8 | 0.079 | F | 8 | 0.16 | F | 8 | 0 | 1 | D | 9 | 79 | C | 8
[26 empty] | 3870200% | 16:00 | 273 | 1412 | 112 | 2 | 9 | 182 | 2 | 21 | 77 | 2 | 9 | 118 | 2 | 9 | 134 | 2 | 21 | 92 | 2 | 9 | 149 | 2 | 25 | 10 | E | 9 | 10 | A | 7 | 2 | A | 7 | -1 | A | 7 | 80 | A | 7 | 989 | A | 7 | 190 | A | 7 | 3.1 | A | 7 | 14500 | B | 7 | 2100 | A | 7 | 1 | E | 8 | 0.079 | F | 8 | 0.16 | F | 8 | 0 | 1 | D | 9 | 79 | C | 8
[26 empty] | 3870200% | 17:00 | 65 | 1095 | 16 | 2 | 9 | 81 | 2 | 21 | 12 | 2 | 9 | 19 | 2 | 9 | 32 | 2 | 21 | 17 | 2 | 9 | 20 | 2 | 25 | 10 | E | 9 | 10 | A | 7 | 2 | A | 7 | -1 | A | 7 | 80 | A | 7 | 990 | A | 7 | 0 | A | 7 | 0 | A | 7 | 11300 | B | 7 | 2100 | A | 7 | 0.9 | E | 8 | 0.079 | F | 8 | 0.16 | F | 8 | 0 | 1 | D | 9 | 79 | C | 8
[26 empty] | 3870200% | 18:00 | 0 | 0 | 0 | 2 | 0 | 0 | 2 | 0 | 0 | 2 | 0 | 0 | 2 | 0 | 0 | 2 | 0 | 0 | 2 | 0 | 0 | 2 | 0 | 5 | E | 9 | 5 | A | 7 | 3 | A | 7 | -4 | A | 7 | 58 | A | 7 | 991 | A | 7 | 230 | A | 7 | 4.6 | A | 7 | 16100 | B | 7 | 77777 | A | 7 | 0.9 | E | 8 | 0.079 | F | 8 | 0.16 | F | 8 | 0 | 1 | D | 9 | 79 | C | 8
[26 empty] | 3870200% | 19:00 | 0 | 0 | 0 | 2 | 0 | 0 | 2 | 0 | 0 | 2 | 0 | 0 | 2 | 0 | 0 | 2 | 0 | 0 | 2 | 0 | 0 | 2 | 0 | 5 | E | 9 | 5 | A | 7 | 3 | A | 7 | -4 | A | 7 | 58 | A | 7 | 992 | A | 7 | 240 | A | 7 | 5.1 | A | 7 | 16100 | B | 7 | 77777 | A | 7 | 0.9 | E | 8 | 0.079 | F | 8 | 0.16 | F | 8 | 0 | 1 | D | 9 | 79 | C | 8
[26 empty] | 3870200% | 20:00 | 0 | 0 | 0 | 2 | 0 | 0 | 2 | 0 | 0 | 2 | 0 | 0 | 2 | 0 | 0 | 2 | 0 | 0 | 2 | 0 | 0 | 2 | 0 | 8 | E | 9 | 8 | E | 9 | 1 | A | 7 | -4 | A | 7 | 67 | A | 7 | 993 | A | 7 | 140 | A | 7 | 3.1 | A | 7 | 16100 | B | 7 | 1500 | A | 7 | 0.8 | E | 8 | 0.079 | F | 8 | 0.16 | F | 8 | 0 | 1 | D | 9 | 79 | C | 8
[26 empty] | 3870200% | 21:00 | 0 | 0 | 0 | 2 | 0 | 0 | 2 | 0 | 0 | 2 | 0 | 0 | 2 | 0 | 0 | 2 | 0 | 0 | 2 | 0 | 0 | 2 | 0 | 3 | E | 9 | 3 | E | 9 | 2 | A | 7 | -5 | A | 7 | 57 | A | 7 | 995 | A | 7 | 250 | A | 7 | 5.7 | A | 7 | 16100 | B | 7 | 77777 | A | 7 | 0.7 | E | 8 | 0.079 | F | 8 | 0.16 | F | 8 | 0 | 1 | D | 9 | 79 | C | 8
[26 empty] | 3870200% | 22:00 | 0 | 0 | 0 | 2 | 0 | 0 | 2 | 0 | 0 | 2 | 0 | 0 | 2 | 0 | 0 | 2 | 0 | 0 | 2 | 0 | 0 | 2 | 0 | 0 | E | 9 | 0 | E | 9 | 0 | A | 7 | -7 | A | 7 | 55 | A | 7 | 996 | A | 7 | 290 | A | 7 | 7.2 | A | 7 | 16100 | B | 7 | 77777 | A | 7 | 0.6 | E | 8 | 0.079 | F | 8 | 0.16 | F | 8 | 0 | 1 | D | 9 | 79 | C | 8
[26 empty] | 3870200% | 23:00 | 0 | 0 | 0 | 2 | 0 | 0 | 2 | 0 | 0 | 2 | 0 | 0 | 2 | 0 | 0 | 2 | 0 | 0 | 2 | 0 | 0 | 2 | 0 | 7 | E | 9 | 6 | E | 9 | -1 | A | 7 | -7 | A | 7 | 60 | A | 7 | 997 | A | 7 | 280 | A | 7 | 3.6 | A | 7 | 16100 | B | 7 | 77777 | A | 7 | 0.6 | E | 8 | 0.079 | F | 8 | 0.16 | F | 8 | 0 | 1 | D | 9 | 79 | C | 8
[26 empty] | 3870200% | 24:00 | 0 | 0 | 0 | 2 | 0 | 0 | 2 | 0 | 0 | 2 | 0 | 0 | 2 | 0 | 0 | 2 | 0 | 0 | 2 | 0 | 0 | 2 | 0 | 10 | E | 9 | 9 | E | 9 | -1 | A | 7 | -7 | A | 7 | 60 | A | 7 | 997 | A | 7 | 220 | A | 7 | 1.5 | A | 7 | 16100 | B | 7 | 77777 | A | 7 | 0.6 | E | 8 | 0.079 | F | 8 | 0.16 | F | 8 | 0 | 1 | D | 9 | 79 | C | 8
[26 empty] | 3870300% | 1:00 | 0 | 0 | 0 | 2 | 0 | 0 | 2 | 0 | 0 | 2 | 0 | 0 | 2 | 0 | 0 | 2 | 0 | 0 | 2 | 0 | 0 | 2 | 0 | 10 | E | 9 | 9 | E | 9 | -1 | A | 7 | -8 | A | 7 | 55 | A | 7 | 997 | A | 7 | 250 | A | 7 | 1.5 | A | 7 | 16100 | B | 7 | 77777 | A | 7 | 0.7 | E | 8 | 0.078 | F | 8 | 0.16 | F | 8 | 0 | 1 | D | 9 | 79 | C | 8
[26 empty] | 3870300% | 2:00 | 0 | 0 | 0 | 2 | 0 | 0 | 2 | 0 | 0 | 2 | 0 | 0 | 2 | 0 | 0 | 2 | 0 | 0 | 2 | 0 | 0 | 2 | 0 | 10 | E | 9 | 5 | E | 9 | -1 | A | 7 | -7 | A | 7 | 60 | A | 7 | 998 | A | 7 | 0 | A | 7 | 0 | A | 7 | 16100 | B | 7 | 77777 | A | 7 | 0.6 | E | 8 | 0.078 | F | 8 | 0.16 | F | 8 | 0 | 1 | D | 9 | 79 | C | 8
[26 empty] | 3870300% | 3:00 | 0 | 0 | 0 | 2 | 0 | 0 | 2 | 0 | 0 | 2 | 0 | 0 | 2 | 0 | 0 | 2 | 0 | 0 | 2 | 0 | 0 | 2 | 0 | 10 | E | 9 | 10 | E | 9 | -1 | A | 7 | -8 | A | 7 | 55 | A | 7 | 999 | A | 7 | 0 | A | 7 | 0 | A | 7 | 16100 | B | 7 | 1500 | A | 7 | 0.6 | E | 8 | 0.078 | F | 8 | 0.16 | F | 8 | 0 | 1 | D | 9 | 79 | C | 8
[26 empty] | 3870300% | 4:00 | 0 | 0 | 0 | 2 | 0 | 0 | 2 | 0 | 0 | 2 | 0 | 0 | 2 | 0 | 0 | 2 | 0 | 0 | 2 | 0 | 0 | 2 | 0 | 8 | E | 9 | 7 | E | 9 | -2 | A | 7 | -7 | A | 7 | 65 | A | 7 | 1000 | A | 7 | 0 | A | 7 | 0 | A | 7 | 16100 | B | 7 | 77777 | A | 7 | 0.6 | E | 8 | 0.078 | F | 8 | 0.16 | F | 8 | 0 | 1 | D | 9 | 79 | C | 8
[26 empty] | 3870300% | 5:00 | 0 | 0 | 0 | 2 | 0 | 0 | 2 | 0 | 0 | 2 | 0 | 0 | 2 | 0 | 0 | 2 | 0 | 0 | 2 | 0 | 0 | 2 | 0 | 8 | E | 9 | 5 | E | 9 | -2 | A | 7 | -7 | A | 7 | 65 | A | 7 | 1000 | A | 7 | 160 | A | 7 | 2.1 | A | 7 | 16100 | B | 7 | 77777 | A | 7 | 0.6 | E | 8 | 0.078 | F | 8 | 0.16 | F | 8 | 0 | 1 | D | 9 | 79 | C | 8
[26 empty] | 3870300% | 6:00 | 0 | 0 | 0 | 2 | 0 | 0 | 2 | 0 | 0 | 2 | 0 | 0 | 2 | 0 | 0 | 2 | 0 | 0 | 2 | 0 | 0 | 2 | 0 | 10 | E | 9 | 6 | E | 9 | -1 | A | 7 | -7 | A | 7 | 60 | A | 7 | 1001 | A | 7 | 170 | A | 7 | 1.5 | A | 7 | 16100 | B | 7 | 77777 | A | 7 | 0.7 | E | 8 | 0.078 | F | 8 | 0.16 | F | 8 | 0 | 1 | D | 9 | 79 | C | 8
[26 empty] | 3870300% | 7:00 | 0 | 0 | 0 | 2 | 0 | 0 | 2 | 0 | 0 | 2 | 0 | 0 | 2 | 0 | 0 | 2 | 0 | 0 | 2 | 0 | 0 | 2 | 0 | 9 | B | 8 | 7 | B | 8 | -1.1 | B | 8 | -6.7 | B | 8 | 62 | A | 7 | 1002 | B | 8 | 190 | B | 8 | 1.5 | B | 8 | 16100 | C | 8 | 77777 | B | 8 | 0.7 | E | 8 | 0.078 | F | 8 | 0.16 | F | 8 | 0 | 1 | D | 9 | 79 | C | 8
[26 empty] | 3870300% | 8:00 | 31 | 765 | 1 | 2 | 9 | 37 | 2 | 21 | 1 | 2 | 9 | 3 | 2 | 9 | 20 | 2 | 21 | 2 | 2 | 9 | 4 | 2 | 25 | 8 | E | 9 | 7 | E | 9 | -1 | A | 7 | -7 | A | 7 | 60 | A | 7 | 1003 | A | 7 | 200 | A | 7 | 1.5 | A | 7 | 16100 | B | 7 | 77777 | A | 7 | 0.7 | E | 8 | 0.078 | F | 8 | 0.16 | F | 8 | 0 | 1 | D | 9 | 79 | C | 8
[26 empty] | 3870300% | 9:00 | 225 | 1413 | 111 | 2 | 9 | 191 | 2 | 21 | 80 | 2 | 9 | 114 | 2 | 9 | 125 | 2 | 21 | 94 | 2 | 9 | 163 | 2 | 25 | 10 | E | 9 | 9 | E | 9 | 0 | A | 7 | -6 | A | 7 | 60 | A | 7 | 1005 | A | 7 | 230 | A | 7 | 2.6 | A | 7 | 16100 | B | 7 | 77777 | A | 7 | 0.7 | E | 8 | 0.078 | F | 8 | 0.16 | F | 8 | 0 | 1 | D | 9 | 5 | C | 8
[26 empty] | 3870300% | 10:00 | 413 | 1413 | 126 | 2 | 9 | 31 | 2 | 21 | 117 | 2 | 9 | 138 | 2 | 9 | 28 | 2 | 21 | 130 | 2 | 9 | 305 | 2 | 25 | 2 | E | 9 | 2 | E | 9 | 1 | A | 7 | -6 | A | 7 | 56 | A | 7 | 1006 | A | 7 | 240 | A | 7 | 3.6 | A | 7 | 16100 | B | 7 | 77777 | A | 7 | 0.7 | E | 8 | 0.078 | F | 8 | 0.16 | F | 8 | 0 | 1 | D | 9 | 5 | C | 8
[26 empty] | 3870300% | 11:00 | 550 | 1413 | 323 | 2 | 9 | 410 | 2 | 21 | 162 | 2 | 9 | 331 | 2 | 9 | 389 | 2 | 21 | 178 | 2 | 9 | 324 | 2 | 25 | 4 | E | 9 | 3 | E | 9 | 2 | A | 7 | -6 | A | 7 | 52 | A | 7 | 1006 | A | 7 | 240 | A | 7 | 3.6 | A | 7 | 16100 | B | 7 | 77777 | A | 7 | 0.7 | E | 8 | 0.078 | F | 8 | 0.16 | F | 8 | 0 | 1 | D | 9 | 5 | C | 8
[26 empty] | 3870300% | 12:00 | 625 | 1413 | 407 | 2 | 9 | 574 | 2 | 21 | 152 | 2 | 9 | 428 | 2 | 9 | 563 | 2 | 21 | 178 | 2 | 9 | 307 | 2 | 25 | 0 | E | 9 | 0 | A | 7 | 2 | A | 7 | -7 | A | 7 | 48 | A | 7 | 1005 | A | 7 | 260 | A | 7 | 3.6 | A | 7 | 16100 | B | 7 | 77777 | A | 7 | 0.7 | E | 8 | 0.078 | F | 8 | 0.16 | F | 8 | 0 | 1 | D | 9 | 5 | C | 8
[26 empty] | 3870300% | 13:00 | 633 | 1413 | 303 | 2 | 9 | 222 | 2 | 21 | 204 | 2 | 9 | 329 | 2 | 9 | 223 | 2 | 21 | 229 | 2 | 9 | 492 | 2 | 25 | 0 | E | 9 | 0 | A | 7 | 3 | A | 7 | -6 | A | 7 | 49 | A | 7 | 1005 | A | 7 | 260 | A | 7 | 2.6 | A | 7 | 16100 | B | 7 | 77777 | A | 7 | 0.7 | E | 8 | 0.078 | F | 8 | 0.16 | F | 8 | 0 | 1 | D | 9 | 5 | C | 8
[26 empty] | 3870300% | 14:00 | 574 | 1413 | 97 | 2 | 9 | 0 | 2 | 21 | 97 | 2 | 9 | 114 | 2 | 9 | 0 | 2 | 21 | 114 | 2 | 9 | 416 | 2 | 25 | 0 | E | 9 | 0 | A | 7 | 3 | A | 7 | -7 | A | 7 | 45 | A | 7 | 1005 | A | 7 | 240 | A | 7 | 3.1 | A | 7 | 16100 | B | 7 | 77777 | A | 7 | 0.7 | E | 8 | 0.078 | F | 8 | 0.16 | F | 8 | 0 | 1 | D | 9 | 5 | C | 8
[26 empty] | 3870300% | 15:00 | 451 | 1413 | 92 | 2 | 9 | 0 | 2 | 21 | 92 | 2 | 9 | 106 | 2 | 9 | 0 | 2 | 21 | 106 | 2 | 9 | 361 | 2 | 25 | 4 | E | 9 | 3 | A | 7 | 3 | A | 7 | -7 | A | 7 | 45 | A | 7 | 1005 | A | 7 | 260 | A | 7 | 1.5 | A | 7 | 16100 | B | 7 | 77777 | A | 7 | 0.7 | E | 8 | 0.078 | F | 8 | 0.16 | F | 8 | 0 | 1 | D | 9 | 5 | C | 8
[26 empty] | 3870300% | 16:00 | 274 | 1413 | 84 | 2 | 9 | 61 | 2 | 21 | 72 | 2 | 9 | 92 | 2 | 9 | 49 | 2 | 21 | 82 | 2 | 9 | 179 | 2 | 25 | 0 | E | 9 | 0 | A | 7 | 3 | A | 7 | -6 | A | 7 | 49 | A | 7 | 1005 | A | 7 | 0 | A | 7 | 0 | A | 7 | 16100 | B | 7 | 77777 | A | 7 | 0.7 | E | 8 | 0.078 | F | 8 | 0.16 | F | 8 | 0 | 1 | D | 9 | 5 | C | 8
[26 empty] | 3870300% | 17:00 | 66 | 1095 | 18 | 2 | 9 | 101 | 2 | 21 | 14 | 2 | 9 | 22 | 2 | 9 | 40 | 2 | 21 | 20 | 2 | 9 | 24 | 2 | 25 | 0 | E | 9 | 0 | A | 7 | 3 | A | 7 | -7 | A | 7 | 45 | A | 7 | 1006 | A | 7 | 330 | A | 7 | 1.5 | A | 7 | 16100 | B | 7 | 77777 | A | 7 | 0.8 | E | 8 | 0.078 | F | 8 | 0.16 | F | 8 | 0 | 1 | D | 9 | 5 | C | 8
[26 empty] | 3870300% | 18:00 | 0 | 0 | 0 | 2 | 0 | 0 | 2 | 0 | 0 | 2 | 0 | 0 | 2 | 0 | 0 | 2 | 0 | 0 | 2 | 0 | 0 | 2 | 0 | 0 | E | 9 | 0 | A | 7 | 2 | A | 7 | -7 | A | 7 | 48 | A | 7 | 1006 | A | 7 | 0 | A | 7 | 0 | A | 7 | 14500 | B | 7 | 77777 | A | 7 | 0.8 | E | 8 | 0.078 | F | 8 | 0.16 | F | 8 | 0 | 1 | D | 9 | 5 | C | 8
[26 empty] | 3870300% | 19:00 | 0 | 0 | 0 | 2 | 0 | 0 | 2 | 0 | 0 | 2 | 0 | 0 | 2 | 0 | 0 | 2 | 0 | 0 | 2 | 0 | 0 | 2 | 0 | 0 | E | 9 | 0 | A | 7 | 1 | A | 7 | -7 | A | 7 | 51 | A | 7 | 1006 | A | 7 | 120 | A | 7 | 2.1 | A | 7 | 16100 | B | 7 | 77777 | A | 7 | 0.8 | E | 8 | 0.078 | F | 8 | 0.16 | F | 8 | 0 | 1 | D | 9 | 5 | C | 8
[26 empty] | 3870300% | 20:00 | 0 | 0 | 0 | 2 | 0 | 0 | 2 | 0 | 0 | 2 | 0 | 0 | 2 | 0 | 0 | 2 | 0 | 0 | 2 | 0 | 0 | 2 | 0 | 5 | E | 9 | 4 | E | 9 | -1 | A | 7 | -7 | A | 7 | 60 | A | 7 | 1006 | A | 7 | 70 | A | 7 | 1.5 | A | 7 | 16100 | B | 7 | 77777 | A | 7 | 0.8 | E | 8 | 0.078 | F | 8 | 0.16 | F | 8 | 0 | 1 | D | 9 | 5 | C | 8
[26 empty] | 3870300% | 21:00 | 0 | 0 | 0 | 2 | 0 | 0 | 2 | 0 | 0 | 2 | 0 | 0 | 2 | 0 | 0 | 2 | 0 | 0 | 2 | 0 | 0 | 2 | 0 | 10 | E | 9 | 7 | E | 9 | -1 | A | 7 | -6 | A | 7 | 66 | A | 7 | 1005 | A | 7 | 80 | A | 7 | 2.1 | A | 7 | 16100 | B | 7 | 77777 | A | 7 | 0.8 | E | 8 | 0.078 | F | 8 | 0.16 | F | 8 | 0 | 1 | D | 9 | 5 | C | 8
[26 empty] | 3870300% | 22:00 | 0 | 0 | 0 | 2 | 0 | 0 | 2 | 0 | 0 | 2 | 0 | 0 | 2 | 0 | 0 | 2 | 0 | 0 | 2 | 0 | 0 | 2 | 0 | 9 | E | 9 | 4 | E | 9 | -2 | A | 7 | -6 | A | 7 | 71 | A | 7 | 1006 | A | 7 | 70 | A | 7 | 2.1 | A | 7 | 16100 | B | 7 | 77777 | A | 7 | 0.8 | E | 8 | 0.078 | F | 8 | 0.16 | F | 8 | 0 | 1 | D | 9 | 5 | C | 8
[26 empty] | 3870300% | 23:00 | 0 | 0 | 0 | 2 | 0 | 0 | 2 | 0 | 0 | 2 | 0 | 0 | 2 | 0 | 0 | 2 | 0 | 0 | 2 | 0 | 0 | 2 | 0 | 10 | E | 9 | 5 | E | 9 | -2 | A | 7 | -6 | A | 7 | 71 | A | 7 | 1006 | A | 7 | 0 | A | 7 | 0 | A | 7 | 16100 | B | 7 | 77777 | A | 7 | 0.8 | E | 8 | 0.078 | F | 8 | 0.16 | F | 8 | 0 | 1 | D | 9 | 5 | C | 8
[26 empty] | 3870300% | 24:00 | 0 | 0 | 0 | 2 | 0 | 0 | 2 | 0 | 0 | 2 | 0 | 0 | 2 | 0 | 0 | 2 | 0 | 0 | 2 | 0 | 0 | 2 | 0 | 10 | E | 9 | 4 | E | 9 | -2 | A | 7 | -7 | A | 7 | 65 | A | 7 | 1006 | A | 7 | 0 | A | 7 | 0 | A | 7 | 16100 | B | 7 | 77777 | A | 7 | 0.8 | E | 8 | 0.078 | F | 8 | 0.16 | F | 8 | 0 | 1 | D | 9 | 5 | C | 8
[26 empty] | 3870400% | 1:00 | 0 | 0 | 0 | 2 | 0 | 0 | 2 | 0 | 0 | 2 | 0 | 0 | 2 | 0 | 0 | 2 | 0 | 0 | 2 | 0 | 0 | 2 | 0 | 10 | E | 9 | 4 | E | 9 | -2 | A | 7 | -7 | A | 7 | 65 | A | 7 | 1006 | A | 7 | 70 | A | 7 | 2.1 | A | 7 | 16100 | B | 7 | 77777 | A | 7 | 0.9 | E | 8 | 0.078 | F | 8 | 0.16 | F | 8 | 0 | 1 | D | 9 | 5 | C | 8
[26 empty] | 3870400% | 2:00 | 0 | 0 | 0 | 2 | 0 | 0 | 2 | 0 | 0 | 2 | 0 | 0 | 2 | 0 | 0 | 2 | 0 | 0 | 2 | 0 | 0 | 2 | 0 | 10 | E | 9 | 4 | E | 9 | -3 | A | 7 | -7 | A | 7 | 71 | A | 7 | 1006 | A | 7 | 0 | A | 7 | 0 | A | 7 | 14500 | B | 7 | 77777 | A | 7 | 0.9 | E | 8 | 0.078 | F | 8 | 0.16 | F | 8 | 0 | 1 | D | 9 | 5 | C | 8
[26 empty] | 3870400% | 3:00 | 0 | 0 | 0 | 2 | 0 | 0 | 2 | 0 | 0 | 2 | 0 | 0 | 2 | 0 | 0 | 2 | 0 | 0 | 2 | 0 | 0 | 2 | 0 | 10 | E | 9 | 10 | E | 9 | -2 | A | 7 | -7 | A | 7 | 65 | A | 7 | 1006 | A | 7 | 0 | A | 7 | 0 | A | 7 | 14500 | B | 7 | 3300 | A | 7 | 0.9 | E | 8 | 0.078 | F | 8 | 0.16 | F | 8 | 0 | 1 | D | 9 | 5 | C | 8
[26 empty] | 3870400% | 4:00 | 0 | 0 | 0 | 2 | 0 | 0 | 2 | 0 | 0 | 2 | 0 | 0 | 2 | 0 | 0 | 2 | 0 | 0 | 2 | 0 | 0 | 2 | 0 | 10 | E | 9 | 10 | E | 9 | -2 | A | 7 | -7 | A | 7 | 65 | A | 7 | 1006 | A | 7 | 0 | A | 7 | 0 | A | 7 | 16100 | B | 7 | 3300 | A | 7 | 0.9 | E | 8 | 0.078 | F | 8 | 0.16 | F | 8 | 0 | 1 | D | 9 | 5 | C | 8
[26 empty] | 3870400% | 5:00 | 0 | 0 | 0 | 2 | 0 | 0 | 2 | 0 | 0 | 2 | 0 | 0 | 2 | 0 | 0 | 2 | 0 | 0 | 2 | 0 | 0 | 2 | 0 | 10 | E | 9 | 10 | E | 9 | -3 | A | 7 | -6 | A | 7 | 77 | A | 7 | 1006 | A | 7 | 0 | A | 7 | 0 | A | 7 | 14500 | B | 7 | 3300 | A | 7 | 0.9 | E | 8 | 0.078 | F | 8 | 0.16 | F | 8 | 0 | 1 | D | 9 | 5 | C | 8
[26 empty] | 3870400% | 6:00 | 0 | 0 | 0 | 2 | 0 | 0 | 2 | 0 | 0 | 2 | 0 | 0 | 2 | 0 | 0 | 2 | 0 | 0 | 2 | 0 | 0 | 2 | 0 | 10 | E | 9 | 10 | E | 9 | -4 | A | 7 | -7 | A | 7 | 77 | A | 7 | 1005 | A | 7 | 340 | A | 7 | 1.5 | A | 7 | 12900 | B | 7 | 3300 | A | 7 | 0.9 | E | 8 | 0.078 | F | 8 | 0.16 | F | 8 | 0 | 1 | D | 9 | 5 | C | 8
[26 empty] | 3870400% | 7:00 | 0 | 0 | 0 | 2 | 0 | 0 | 2 | 0 | 0 | 2 | 0 | 0 | 2 | 0 | 0 | 2 | 0 | 0 | 2 | 0 | 0 | 2 | 0 | 10 | E | 9 | 10 | E | 9 | -3 | A | 7 | -7 | A | 7 | 71 | A | 7 | 1006 | A | 7 | 0 | A | 7 | 0 | A | 7 | 11300 | B | 7 | 3000 | A | 7 | 0.9 | E | 8 | 0.078 | F | 8 | 0.16 | F | 8 | 0 | 1 | D | 9 | 5 | C | 8
[26 empty] | 3870400% | 8:00 | 30 | 742 | 1 | 2 | 9 | 75 | 2 | 21 | 0 | 2 | 9 | 0 | 2 | 9 | 0 | 2 | 21 | 0 | 2 | 9 | 0 | 2 | 25 | 10 | E | 9 | 10 | E | 9 | -2 | A | 7 | -7 | A | 7 | 65 | A | 7 | 1006 | A | 7 | 0 | A | 7 | 0 | A | 7 | 11300 | B | 7 | 3300 | A | 7 | 0.9 | E | 8 | 0.078 | F | 8 | 0.16 | F | 8 | 0 | 1 | D | 9 | 5 | C | 8
[26 empty] | 3870400% | 9:00 | 223 | 1413 | 130 | 2 | 9 | 405 | 2 | 21 | 66 | 2 | 9 | 132 | 2 | 9 | 269 | 2 | 21 | 89 | 2 | 9 | 123 | 2 | 25 | 8 | E | 9 | 8 | E | 9 | -3 | A | 7 | -6 | A | 7 | 77 | A | 7 | 1006 | A | 7 | 190 | A | 7 | 2.6 | A | 7 | 8000 | B | 7 | 2700 | A | 7 | 0.9 | E | 8 | 0.078 | F | 8 | 0.16 | F | 8 | 0 | 1 | D | 9 | 5 | C | 8
[26 empty] | 3870400% | 10:00 | 411 | 1413 | 260 | 2 | 9 | 637 | 2 | 21 | 74 | 2 | 9 | 268 | 2 | 9 | 556 | 2 | 21 | 106 | 2 | 9 | 137 | 2 | 25 | 10 | E | 9 | 10 | E | 9 | -1 | A | 7 | -6 | A | 7 | 66 | A | 7 | 1007 | A | 7 | 220 | A | 7 | 3.1 | A | 7 | 12900 | B | 7 | 2700 | A | 7 | 0.8 | E | 8 | 0.078 | F | 8 | 0.16 | F | 8 | 0 | 1 | D | 9 | 5 | C | 8
[26 empty] | 3870400% | 11:00 | 548 | 1413 | 375 | 2 | 9 | 704 | 2 | 21 | 100 | 2 | 9 | 387 | 2 | 9 | 661 | 2 | 21 | 130 | 2 | 9 | 193 | 2 | 25 | 0 | E | 9 | 0 | E | 9 | 1 | A | 7 | -5 | A | 7 | 61 | A | 7 | 1007 | A | 7 | 180 | A | 7 | 2.6 | A | 7 | 14500 | B | 7 | 77777 | A | 7 | 0.9 | E | 8 | 0.078 | F | 8 | 0.16 | F | 8 | 0 | 1 | D | 9 | 5 | C | 8
[26 empty] | 3870400% | 12:00 | 624 | 1413 | 382 | 2 | 9 | 495 | 2 | 21 | 163 | 2 | 9 | 399 | 2 | 9 | 484 | 2 | 21 | 184 | 2 | 9 | 332 | 2 | 25 | 0 | E | 9 | 0 | E | 9 | 2 | A | 7 | -6 | A | 7 | 52 | A | 7 | 1006 | A | 7 | 200 | B | 8 | 1.5 | A | 7 | 16100 | B | 7 | 77777 | A | 7 | 0.9 | E | 8 | 0.078 | F | 8 | 0.16 | F | 8 | 0 | 1 | D | 9 | 5 | C | 8
[26 empty] | 3870400% | 13:00 | 632 | 1413 | 440 | 2 | 9 | 730 | 2 | 21 | 112 | 2 | 9 | 458 | 2 | 9 | 706 | 2 | 21 | 141 | 2 | 9 | 226 | 2 | 25 | 0 | E | 9 | 0 | E | 9 | 3 | A | 7 | -6 | A | 7 | 49 | A | 7 | 1005 | A | 7 | 220 | A | 7 | 2.1 | A | 7 | 16100 | B | 7 | 77777 | A | 7 | 0.9 | E | 8 | 0.078 | F | 8 | 0.16 | F | 8 | 0 | 1 | D | 9 | 5 | C | 8
[26 empty] | 3870400% | 14:00 | 574 | 1413 | 389 | 2 | 9 | 765 | 2 | 21 | 77 | 2 | 9 | 402 | 2 | 9 | 725 | 2 | 21 | 106 | 2 | 9 | 152 | 2 | 25 | 0 | E | 9 | 0 | A | 7 | 3 | A | 7 | -6 | A | 7 | 49 | A | 7 | 1004 | A | 7 | 190 | A | 7 | 2.1 | A | 7 | 16100 | B | 7 | 77777 | A | 7 | 0.9 | E | 8 | 0.078 | F | 8 | 0.16 | F | 8 | 0 | 1 | D | 9 | 5 | C | 8
[26 empty] | 3870400% | 15:00 | 452 | 1413 | 280 | 2 | 9 | 541 | 2 | 21 | 106 | 2 | 9 | 293 | 2 | 9 | 489 | 2 | 21 | 136 | 2 | 9 | 200 | 2 | 25 | 0 | E | 9 | 0 | A | 7 | 4 | A | 7 | -6 | A | 7 | 45 | A | 7 | 1003 | A | 7 | 190 | A | 7 | 2.1 | A | 7 | 16100 | B | 7 | 77777 | A | 7 | 0.9 | E | 8 | 0.078 | F | 8 | 0.16 | F | 8 | 0 | 1 | D | 9 | 5 | C | 8
[26 empty] | 3870400% | 16:00 | 276 | 1413 | 117 | 2 | 9 | 204 | 2 | 21 | 77 | 2 | 9 | 123 | 2 | 9 | 151 | 2 | 21 | 93 | 2 | 9 | 149 | 2 | 25 | 0 | E | 9 | 0 | A | 7 | 4 | A | 7 | -6 | A | 7 | 45 | A | 7 | 1003 | A | 7 | 170 | A | 7 | 2.1 | A | 7 | 16100 | B | 7 | 77777 | A | 7 | 0.9 | E | 8 | 0.078 | F | 8 | 0.16 | F | 8 | 0 | 1 | D | 9 | 5 | C | 8
[26 empty] | 3870400% | 17:00 | 67 | 1095 | 18 | 2 | 9 | 109 | 2 | 21 | 14 | 2 | 9 | 23 | 2 | 9 | 44 | 2 | 21 | 20 | 2 | 9 | 24 | 2 | 25 | 0 | E | 9 | 0 | A | 7 | 3 | A | 7 | -6 | A | 7 | 49 | A | 7 | 1003 | A | 7 | 130 | A | 7 | 2.1 | A | 7 | 16100 | B | 7 | 77777 | A | 7 | 0.9 | E | 8 | 0.078 | F | 8 | 0.16 | F | 8 | 0 | 1 | D | 9 | 5 | C | 8
[26 empty] | 3870400% | 18:00 | 0 | 0 | 0 | 2 | 0 | 0 | 2 | 0 | 0 | 2 | 0 | 0 | 2 | 0 | 0 | 2 | 0 | 0 | 2 | 0 | 0 | 2 | 0 | 0 | E | 9 | 0 | A | 7 | 2 | A | 7 | -6 | A | 7 | 52 | A | 7 | 1003 | A | 7 | 110 | A | 7 | 1.5 | A | 7 | 16100 | B | 7 | 77777 | A | 7 | 0.9 | E | 8 | 0.078 | F | 8 | 0.16 | F | 8 | 0 | 1 | D | 9 | 5 | C | 8
[26 empty] | 3870400% | 19:00 | 0 | 0 | 0 | 2 | 0 | 0 | 2 | 0 | 0 | 2 | 0 | 0 | 2 | 0 | 0 | 2 | 0 | 0 | 2 | 0 | 0 | 2 | 0 | 0 | E | 9 | 0 | A | 7 | 2 | A | 7 | -6 | A | 7 | 52 | A | 7 | 1003 | A | 7 | 140 | A | 7 | 2.1 | A | 7 | 16100 | B | 7 | 77777 | A | 7 | 1 | E | 8 | 0.078 | F | 8 | 0.16 | F | 8 | 0 | 1 | D | 9 | 5 | C | 8
[26 empty] | 3870400% | 20:00 | 0 | 0 | 0 | 2 | 0 | 0 | 2 | 0 | 0 | 2 | 0 | 0 | 2 | 0 | 0 | 2 | 0 | 0 | 2 | 0 | 0 | 2 | 0 | 2 | E | 9 | 2 | E | 9 | 0 | A | 7 | -6 | A | 7 | 60 | A | 7 | 1002 | A | 7 | 90 | A | 7 | 1.5 | A | 7 | 16100 | B | 7 | 77777 | A | 7 | 1 | E | 8 | 0.078 | F | 8 | 0.16 | F | 8 | 0 | 1 | D | 9 | 5 | C | 8
[26 empty] | 3870400% | 21:00 | 0 | 0 | 0 | 2 | 0 | 0 | 2 | 0 | 0 | 2 | 0 | 0 | 2 | 0 | 0 | 2 | 0 | 0 | 2 | 0 | 0 | 2 | 0 | 10 | E | 9 | 10 | E | 9 | -1 | A | 7 | -6 | A | 7 | 66 | A | 7 | 1002 | A | 7 | 340 | A | 7 | 1.5 | A | 7 | 14500 | B | 7 | 77777 | A | 7 | 1 | E | 8 | 0.078 | F | 8 | 0.16 | F | 8 | 0 | 1 | D | 9 | 5 | C | 8
[26 empty] | 3870400% | 22:00 | 0 | 0 | 0 | 2 | 0 | 0 | 2 | 0 | 0 | 2 | 0 | 0 | 2 | 0 | 0 | 2 | 0 | 0 | 2 | 0 | 0 | 2 | 0 | 10 | E | 9 | 10 | E | 9 | -1 | A | 7 | -6 | A | 7 | 66 | A | 7 | 1001 | A | 7 | 0 | A | 7 | 0 | A | 7 | 16100 | B | 7 | 3300 | A | 7 | 1 | E | 8 | 0.078 | F | 8 | 0.16 | F | 8 | 0 | 1 | D | 9 | 5 | C | 8
[26 empty] | 3870400% | 23:00 | 0 | 0 | 0 | 2 | 0 | 0 | 2 | 0 | 0 | 2 | 0 | 0 | 2 | 0 | 0 | 2 | 0 | 0 | 2 | 0 | 0 | 2 | 0 | 10 | E | 9 | 9 | E | 9 | -2 | A | 7 | -6 | A | 7 | 71 | A | 7 | 1000 | A | 7 | 0 | A | 7 | 0 | A | 7 | 9700 | B | 7 | 77777 | A | 7 | 1 | E | 8 | 0.078 | F | 8 | 0.16 | F | 8 | 0 | 1 | D | 9 | 5 | C | 8
[26 empty] | 3870400% | 24:00 | 0 | 0 | 0 | 2 | 0 | 0 | 2 | 0 | 0 | 2 | 0 | 0 | 2 | 0 | 0 | 2 | 0 | 0 | 2 | 0 | 0 | 2 | 0 | 10 | E | 9 | 8 | E | 9 | 0 | A | 7 | -7 | A | 7 | 55 | A | 7 | 1000 | A | 7 | 250 | A | 7 | 2.1 | A | 7 | 16100 | B | 7 | 77777 | A | 7 | 0.9 | E | 8 | 0.078 | F | 8 | 0.16 | F | 8 | 0 | 1 | D | 9 | 5 | C | 8
[26 empty] | 3870500% | 1:00 | 0 | 0 | 0 | 2 | 0 | 0 | 2 | 0 | 0 | 2 | 0 | 0 | 2 | 0 | 0 | 2 | 0 | 0 | 2 | 0 | 0 | 2 | 0 | 8 | E | 9 | 8 | E | 9 | -2 | A | 7 | -6 | A | 7 | 71 | A | 7 | 999 | A | 7 | 180 | A | 7 | 2.6 | A | 7 | 12900 | B | 7 | 2400 | A | 7 | 0.9 | E | 8 | 0.078 | F | 8 | 0.16 | F | 8 | 0 | 1 | D | 9 | 5 | C | 8
[26 empty] | 3870500% | 2:00 | 0 | 0 | 0 | 2 | 0 | 0 | 2 | 0 | 0 | 2 | 0 | 0 | 2 | 0 | 0 | 2 | 0 | 0 | 2 | 0 | 0 | 2 | 0 | 10 | E | 9 | 10 | E | 9 | -1 | A | 7 | -7 | A | 7 | 60 | A | 7 | 999 | A | 7 | 180 | A | 7 | 1.5 | A | 7 | 16100 | B | 7 | 3000 | A | 7 | 0.9 | E | 8 | 0.078 | F | 8 | 0.16 | F | 8 | 0 | 1 | D | 9 | 5 | C | 8
[26 empty] | 3870500% | 3:00 | 0 | 0 | 0 | 2 | 0 | 0 | 2 | 0 | 0 | 2 | 0 | 0 | 2 | 0 | 0 | 2 | 0 | 0 | 2 | 0 | 0 | 2 | 0 | 10 | E | 9 | 10 | E | 9 | -2 | A | 7 | -6 | A | 7 | 71 | A | 7 | 999 | A | 7 | 0 | A | 7 | 0 | A | 7 | 12900 | B | 7 | 2700 | A | 7 | 0.9 | E | 8 | 0.078 | F | 8 | 0.16 | F | 8 | 0 | 1 | D | 9 | 5 | C | 8
[26 empty] | 3870500% | 4:00 | 0 | 0 | 0 | 2 | 0 | 0 | 2 | 0 | 0 | 2 | 0 | 0 | 2 | 0 | 0 | 2 | 0 | 0 | 2 | 0 | 0 | 2 | 0 | 10 | B | 8 | 10 | B | 8 | -2 | B | 8 | -6 | B | 8 | 71 | A | 7 | 999 | B | 8 | 80 | B | 8 | 0.8 | B | 8 | 14500 | C | 8 | 2700 | B | 8 | 0.9 | E | 8 | 0.078 | F | 8 | 0.16 | F | 8 | 0 | 1 | D | 9 | 5 | C | 8
[26 empty] | 3870500% | 5:00 | 0 | 0 | 0 | 2 | 0 | 0 | 2 | 0 | 0 | 2 | 0 | 0 | 2 | 0 | 0 | 2 | 0 | 0 | 2 | 0 | 0 | 2 | 0 | 10 | E | 9 | 10 | E | 9 | -2 | A | 7 | -6 | A | 7 | 71 | A | 7 | 998 | A | 7 | 160 | A | 7 | 1.5 | A | 7 | 16100 | B | 7 | 2700 | A | 7 | 0.8 | E | 8 | 0.078 | F | 8 | 0.16 | F | 8 | 0 | 1 | D | 9 | 5 | C | 8
[26 empty] | 3870500% | 6:00 | 0 | 0 | 0 | 2 | 0 | 0 | 2 | 0 | 0 | 2 | 0 | 0 | 2 | 0 | 0 | 2 | 0 | 0 | 2 | 0 | 0 | 2 | 0 | 5 | E | 9 | 5 | E | 9 | 0 | A | 7 | -6 | A | 7 | 60 | A | 7 | 998 | A | 7 | 240 | A | 7 | 3.6 | A | 7 | 16100 | B | 7 | 77777 | A | 7 | 0.8 | E | 8 | 0.078 | F | 8 | 0.16 | F | 8 | 0 | 1 | D | 9 | 5 | C | 8
[26 empty] | 3870500% | 7:00 | 0 | 0 | 0 | 2 | 0 | 0 | 2 | 0 | 0 | 2 | 0 | 0 | 2 | 0 | 0 | 2 | 0 | 0 | 2 | 0 | 0 | 2 | 0 | 3 | E | 9 | 3 | E | 9 | 0 | A | 7 | -6 | A | 7 | 60 | A | 7 | 998 | A | 7 | 260 | A | 7 | 5.1 | A | 7 | 16100 | B | 7 | 77777 | A | 7 | 0.8 | E | 8 | 0.078 | F | 8 | 0.16 | F | 8 | 0 | 1 | D | 9 | 5 | C | 8
[26 empty] | 3870500% | 8:00 | 29 | 742 | 0 | 2 | 9 | 41 | 2 | 21 | 0 | 2 | 9 | 0 | 2 | 9 | 0 | 2 | 21 | 0 | 2 | 9 | 0 | 2 | 25 | 8 | E | 9 | 8 | E | 9 | -1 | A | 7 | -6 | A | 7 | 66 | A | 7 | 998 | A | 7 | 260 | A | 7 | 4.6 | A | 7 | 16100 | B | 7 | 1500 | A | 7 | 0.7 | E | 8 | 0.078 | F | 8 | 0.16 | F | 8 | 0 | 1 | D | 9 | 5 | C | 8
[26 empty] | 3870500% | 9:00 | 221 | 1413 | 131 | 2 | 9 | 228 | 2 | 21 | 95 | 2 | 9 | 132 | 2 | 9 | 147 | 2 | 21 | 109 | 2 | 9 | 204 | 2 | 25 | 8 | E | 9 | 8 | E | 9 | -1 | A | 7 | -5 | A | 7 | 71 | A | 7 | 998 | A | 7 | 260 | A | 7 | 3.6 | A | 7 | 16100 | B | 7 | 990 | A | 7 | 0.7 | E | 8 | 0.078 | F | 8 | 0.16 | F | 8 | 0 | 1 | D | 9 | 5 | C | 8
[26 empty] | 3870500% | 10:00 | 410 | 1413 | 127 | 2 | 9 | 69 | 2 | 21 | 107 | 2 | 9 | 139 | 2 | 9 | 62 | 2 | 21 | 121 | 2 | 9 | 284 | 2 | 25 | 8 | E | 9 | 8 | E | 9 | -1 | A | 7 | -8 | A | 7 | 55 | A | 7 | 999 | A | 7 | 290 | A | 7 | 7.7 | A | 7 | 16100 | B | 7 | 1260 | A | 7 | 0.6 | E | 8 | 0.078 | F | 8 | 0.16 | F | 8 | 0 | 1 | D | 9 | 5 | C | 8
[26 empty] | 3870500% | 11:00 | 547 | 1413 | 265 | 2 | 9 | 239 | 2 | 21 | 172 | 2 | 9 | 279 | 2 | 9 | 234 | 2 | 21 | 188 | 2 | 9 | 369 | 2 | 25 | 3 | E | 9 | 3 | E | 9 | -1 | A | 7 | -9 | A | 7 | 50 | A | 7 | 1000 | A | 7 | 310 | A | 7 | 7.7 | A | 7 | 16100 | B | 7 | 77777 | A | 7 | 0.6 | E | 8 | 0.078 | F | 8 | 0.16 | F | 8 | 0 | 1 | D | 9 | 5 | C | 8
[26 empty] | 3870500% | 12:00 | 623 | 1413 | 395 | 2 | 9 | 526 | 2 | 21 | 162 | 2 | 9 | 412 | 2 | 9 | 515 | 2 | 21 | 184 | 2 | 9 | 330 | 2 | 25 | 0 | E | 9 | 0 | E | 9 | -2 | A | 7 | -11 | A | 7 | 46 | A | 7 | 999 | A | 7 | 300 | A | 7 | 7.7 | A | 7 | 16100 | B | 7 | 77777 | A | 7 | 0.6 | E | 8 | 0.078 | F | 8 | 0.16 | F | 8 | 0 | 1 | D | 9 | 5 | C | 8
[26 empty] | 3870500% | 13:00 | 632 | 1413 | 411 | 2 | 9 | 629 | 2 | 21 | 128 | 2 | 9 | 423 | 2 | 9 | 604 | 2 | 21 | 152 | 2 | 9 | 252 | 2 | 25 | 0 | E | 9 | 0 | E | 9 | -2 | A | 7 | -11 | A | 7 | 46 | A | 7 | 998 | A | 7 | 320 | A | 7 | 6.2 | A | 7 | 16100 | B | 7 | 77777 | A | 7 | 0.6 | E | 8 | 0.078 | F | 8 | 0.16 | F | 8 | 0 | 1 | D | 9 | 5 | C | 8
[26 empty] | 3870500% | 14:00 | 574 | 1413 | 320 | 2 | 9 | 385 | 2 | 21 | 163 | 2 | 9 | 341 | 2 | 9 | 382 | 2 | 21 | 185 | 2 | 9 | 345 | 2 | 25 | 0 | E | 9 | 0 | E | 9 | -2 | A | 7 | -11 | A | 7 | 46 | A | 7 | 998 | A | 7 | 310 | A | 7 | 5.1 | A | 7 | 16100 | B | 7 | 77777 | A | 7 | 0.5 | E | 8 | 0.078 | F | 8 | 0.16 | F | 8 | 0 | 1 | D | 9 | 5 | C | 8
[26 empty] | 3870500% | 15:00 | 453 | 1413 | 291 | 2 | 9 | 588 | 2 | 21 | 102 | 2 | 9 | 296 | 2 | 9 | 520 | 2 | 21 | 128 | 2 | 9 | 182 | 2 | 25 | 0 | E | 9 | 0 | E | 9 | -3 | A | 7 | -12 | A | 7 | 46 | A | 7 | 998 | A | 7 | 290 | A | 7 | 5.7 | A | 7 | 16100 | B | 7 | 77777 | A | 7 | 0.5 | E | 8 | 0.078 | F | 8 | 0.16 | F | 8 | 0 | 1 | D | 9 | 5 | C | 8
[26 empty] | 3870500% | 16:00 | 277 | 1413 | 150 | 2 | 9 | 519 | 2 | 21 | 48 | 2 | 9 | 155 | 2 | 9 | 395 | 2 | 21 | 77 | 2 | 9 | 87 | 2 | 25 | 0 | E | 9 | 0 | E | 9 | -3 | A | 7 | -12 | A | 7 | 46 | A | 7 | 998 | A | 7 | 320 | A | 7 | 3.6 | A | 7 | 16100 | B | 7 | 77777 | A | 7 | 0.4 | E | 8 | 0.078 | F | 8 | 0.16 | F | 8 | 0 | 1 | D | 9 | 5 | C | 8
[26 empty] | 3870500% | 17:00 | 68 | 1119 | 19 | 2 | 9 | 180 | 2 | 21 | 11 | 2 | 9 | 24 | 2 | 9 | 99 | 2 | 21 | 17 | 2 | 9 | 24 | 2 | 25 | 0 | E | 9 | 0 | E | 9 | -4 | A | 7 | -12 | A | 7 | 50 | A | 7 | 998 | A | 7 | 290 | A | 7 | 6.2 | A | 7 | 16100 | B | 7 | 77777 | A | 7 | 0.4 | E | 8 | 0.078 | F | 8 | 0.16 | F | 8 | 0 | 1 | D | 9 | 5 | C | 8
[26 empty] | 3870500% | 18:00 | 0 | 0 | 0 | 2 | 0 | 0 | 2 | 0 | 0 | 2 | 0 | 0 | 2 | 0 | 0 | 2 | 0 | 0 | 2 | 0 | 0 | 2 | 0 | 0 | E | 9 | 0 | E | 9 | -5 | A | 7 | -13 | A | 7 | 49 | A | 7 | 998 | A | 7 | 290 | A | 7 | 5.1 | A | 7 | 16100 | B | 7 | 77777 | A | 7 | 0.4 | E | 8 | 0.078 | F | 8 | 0.16 | F | 8 | 0 | 1 | D | 9 | 5 | C | 8
[26 empty] | 3870500% | 19:00 | 0 | 0 | 0 | 2 | 0 | 0 | 2 | 0 | 0 | 2 | 0 | 0 | 2 | 0 | 0 | 2 | 0 | 0 | 2 | 0 | 0 | 2 | 0 | 0 | E | 9 | 0 | A | 7 | -6 | A | 7 | -13 | A | 7 | 54 | A | 7 | 998 | A | 7 | 280 | A | 7 | 5.1 | A | 7 | 16100 | B | 7 | 77777 | A | 7 | 0.4 | E | 8 | 0.078 | F | 8 | 0.16 | F | 8 | 0 | 1 | D | 9 | 5 | C | 8
[26 empty] | 3870500% | 20:00 | 0 | 0 | 0 | 2 | 0 | 0 | 2 | 0 | 0 | 2 | 0 | 0 | 2 | 0 | 0 | 2 | 0 | 0 | 2 | 0 | 0 | 2 | 0 | 0 | E | 9 | 0 | E | 9 | -6 | A | 7 | -13 | A | 7 | 54 | A | 7 | 998 | A | 7 | 290 | A | 7 | 2.6 | A | 7 | 16100 | B | 7 | 77777 | A | 7 | 0.3 | E | 8 | 0.078 | F | 8 | 0.16 | F | 8 | 0 | 1 | D | 9 | 5 | C | 8
[26 empty] | 3870500% | 21:00 | 0 | 0 | 0 | 2 | 0 | 0 | 2 | 0 | 0 | 2 | 0 | 0 | 2 | 0 | 0 | 2 | 0 | 0 | 2 | 0 | 0 | 2 | 0 | 0 | E | 9 | 0 | E | 9 | -7 | A | 7 | -13 | A | 7 | 59 | A | 7 | 998 | A | 7 | 290 | A | 7 | 3.1 | A | 7 | 16100 | B | 7 | 77777 | A | 7 | 0.3 | E | 8 | 0.078 | F | 8 | 0.16 | F | 8 | 0 | 1 | D | 9 | 5 | C | 8
[26 empty] | 3870500% | 22:00 | 0 | 0 | 0 | 2 | 0 | 0 | 2 | 0 | 0 | 2 | 0 | 0 | 2 | 0 | 0 | 2 | 0 | 0 | 2 | 0 | 0 | 2 | 0 | 1 | E | 9 | 1 | E | 9 | -6 | A | 7 | -14 | A | 7 | 49 | A | 7 | 998 | A | 7 | 0 | A | 7 | 0 | A | 7 | 16100 | B | 7 | 77777 | A | 7 | 0.3 | E | 8 | 0.078 | F | 8 | 0.16 | F | 8 | 0 | 1 | D | 9 | 5 | C | 8
[26 empty] | 3870500% | 23:00 | 0 | 0 | 0 | 2 | 0 | 0 | 2 | 0 | 0 | 2 | 0 | 0 | 2 | 0 | 0 | 2 | 0 | 0 | 2 | 0 | 0 | 2 | 0 | 1 | E | 9 | 1 | E | 9 | -6 | A | 7 | -15 | A | 7 | 45 | A | 7 | 998 | A | 7 | 320 | B | 8 | 3.1 | A | 7 | 16100 | B | 7 | 77777 | A | 7 | 0.3 | E | 8 | 0.078 | F | 8 | 0.16 | F | 8 | 0 | 1 | D | 9 | 5 | C | 8
[26 empty] | 3870500% | 24:00 | 0 | 0 | 0 | 2 | 0 | 0 | 2 | 0 | 0 | 2 | 0 | 0 | 2 | 0 | 0 | 2 | 0 | 0 | 2 | 0 | 0 | 2 | 0 | 2 | E | 9 | 2 | E | 9 | -7 | A | 7 | -15 | A | 7 | 49 | A | 7 | 997 | A | 7 | 270 | A | 7 | 3.6 | A | 7 | 16100 | B | 7 | 77777 | A | 7 | 0.3 | E | 8 | 0.078 | F | 8 | 0.16 | F | 8 | 0 | 1 | D | 9 | 5 | C | 8
[26 empty] | 3870600% | 1:00 | 0 | 0 | 0 | 2 | 0 | 0 | 2 | 0 | 0 | 2 | 0 | 0 | 2 | 0 | 0 | 2 | 0 | 0 | 2 | 0 | 0 | 2 | 0 | 3 | E | 9 | 3 | E | 9 | -7 | A | 7 | -16 | A | 7 | 45 | A | 7 | 997 | A | 7 | 230 | A | 7 | 3.1 | A | 7 | 16100 | B | 7 | 77777 | A | 7 | 0.3 | E | 8 | 0.077 | F | 8 | 0.16 | F | 8 | 0 | 1 | D | 9 | 5 | C | 8
[26 empty] | 3870600% | 2:00 | 0 | 0 | 0 | 2 | 0 | 0 | 2 | 0 | 0 | 2 | 0 | 0 | 2 | 0 | 0 | 2 | 0 | 0 | 2 | 0 | 0 | 2 | 0 | 3 | E | 9 | 3 | E | 9 | -7 | A | 7 | -16 | A | 7 | 45 | A | 7 | 997 | A | 7 | 250 | A | 7 | 3.1 | A | 7 | 16100 | B | 7 | 77777 | A | 7 | 0.3 | E | 8 | 0.077 | F | 8 | 0.16 | F | 8 | 0 | 1 | D | 9 | 5 | C | 8
[26 empty] | 3870600% | 3:00 | 0 | 0 | 0 | 2 | 0 | 0 | 2 | 0 | 0 | 2 | 0 | 0 | 2 | 0 | 0 | 2 | 0 | 0 | 2 | 0 | 0 | 2 | 0 | 3 | E | 9 | 3 | E | 9 | -7 | A | 7 | -17 | A | 7 | 41 | A | 7 | 997 | A | 7 | 250 | B | 8 | 1.5 | A | 7 | 16100 | B | 7 | 77777 | A | 7 | 0.3 | E | 8 | 0.077 | F | 8 | 0.16 | F | 8 | 0 | 1 | D | 9 | 5 | C | 8
[26 empty] | 3870600% | 4:00 | 0 | 0 | 0 | 2 | 0 | 0 | 2 | 0 | 0 | 2 | 0 | 0 | 2 | 0 | 0 | 2 | 0 | 0 | 2 | 0 | 0 | 2 | 0 | 1 | E | 9 | 1 | E | 9 | -7 | A | 7 | -17 | A | 7 | 41 | A | 7 | 997 | A | 7 | 250 | A | 7 | 3.1 | A | 7 | 16100 | B | 7 | 77777 | A | 7 | 0.3 | E | 8 | 0.077 | F | 8 | 0.16 | F | 8 | 0 | 1 | D | 9 | 5 | C | 8
[26 empty] | 3870600% | 5:00 | 0 | 0 | 0 | 2 | 0 | 0 | 2 | 0 | 0 | 2 | 0 | 0 | 2 | 0 | 0 | 2 | 0 | 0 | 2 | 0 | 0 | 2 | 0 | 2 | E | 9 | 2 | E | 9 | -8 | A | 7 | -17 | A | 7 | 44 | A | 7 | 996 | A | 7 | 260 | A | 7 | 7.2 | A | 7 | 16100 | B | 7 | 77777 | A | 7 | 0.3 | E | 8 | 0.077 | F | 8 | 0.16 | F | 8 | 0 | 1 | D | 9 | 5 | C | 8
[26 empty] | 3870600% | 6:00 | 0 | 0 | 0 | 2 | 0 | 0 | 2 | 0 | 0 | 2 | 0 | 0 | 2 | 0 | 0 | 2 | 0 | 0 | 2 | 0 | 0 | 2 | 0 | 2 | E | 9 | 2 | E | 9 | -7 | A | 7 | -18 | A | 7 | 37 | A | 7 | 996 | A | 7 | 270 | A | 7 | 5.1 | A | 7 | 16100 | B | 7 | 77777 | A | 7 | 0.3 | E | 8 | 0.077 | F | 8 | 0.16 | F | 8 | 0 | 1 | D | 9 | 5 | C | 8
[26 empty] | 3870600% | 7:00 | 0 | 0 | 0 | 2 | 0 | 0 | 2 | 0 | 0 | 2 | 0 | 0 | 2 | 0 | 0 | 2 | 0 | 0 | 2 | 0 | 0 | 2 | 0 | 3 | E | 9 | 3 | E | 9 | -7 | A | 7 | -17 | A | 7 | 41 | A | 7 | 996 | A | 7 | 270 | A | 7 | 5.7 | A | 7 | 16100 | B | 7 | 77777 | A | 7 | 0.3 | E | 8 | 0.077 | F | 8 | 0.16 | F | 8 | 0 | 1 | D | 9 | 5 | C | 8
[26 empty] | 3870600% | 8:00 | 28 | 718 | 0 | 2 | 9 | 54 | 2 | 21 | 0 | 2 | 9 | 0 | 2 | 9 | 0 | 2 | 21 | 0 | 2 | 9 | 0 | 2 | 25 | 4 | E | 9 | 4 | E | 9 | -7 | A | 7 | -17 | A | 7 | 41 | A | 7 | 996 | A | 7 | 210 | A | 7 | 2.6 | A | 7 | 16100 | B | 7 | 77777 | A | 7 | 0.3 | E | 8 | 0.077 | F | 8 | 0.16 | F | 8 | 0 | 1 | D | 9 | 5 | C | 8
[26 empty] | 3870600% | 9:00 | 219 | 1413 | 132 | 2 | 9 | 314 | 2 | 21 | 83 | 2 | 9 | 130 | 2 | 9 | 205 | 2 | 21 | 98 | 2 | 9 | 161 | 2 | 25 | 2 | E | 9 | 2 | E | 9 | -6 | A | 7 | -17 | A | 7 | 37 | A | 7 | 996 | A | 7 | 230 | A | 7 | 3.6 | A | 7 | 16100 | B | 7 | 77777 | A | 7 | 0.3 | E | 8 | 0.077 | F | 8 | 0.16 | F | 8 | 0 | 1 | D | 9 | 5 | C | 8
[26 empty] | 3870600% | 10:00 | 408 | 1413 | 247 | 2 | 9 | 543 | 2 | 21 | 89 | 2 | 9 | 250 | 2 | 9 | 467 | 2 | 21 | 115 | 2 | 9 | 158 | 2 | 25 | 0 | E | 9 | 0 | A | 7 | -4 | A | 7 | -17 | A | 7 | 31 | A | 7 | 996 | A | 7 | 250 | A | 7 | 5.7 | A | 7 | 16100 | B | 7 | 77777 | A | 7 | 0.3 | E | 8 | 0.077 | F | 8 | 0.16 | F | 8 | 0 | 1 | D | 9 | 5 | C | 8
[26 empty] | 3870600% | 11:00 | 546 | 1413 | 330 | 2 | 9 | 545 | 2 | 21 | 118 | 2 | 9 | 349 | 2 | 9 | 519 | 2 | 21 | 148 | 2 | 9 | 227 | 2 | 25 | 0 | E | 9 | 0 | A | 7 | -3 | A | 7 | -17 | A | 7 | 29 | A | 7 | 996 | A | 7 | 250 | A | 7 | 6.2 | A | 7 | 16100 | B | 7 | 77777 | A | 7 | 0.3 | E | 8 | 0.077 | F | 8 | 0.16 | F | 8 | 0 | 1 | D | 9 | 5 | C | 8
[26 empty] | 3870600% | 12:00 | 622 | 1413 | 376 | 2 | 9 | 471 | 2 | 21 | 168 | 2 | 9 | 391 | 2 | 9 | 461 | 2 | 21 | 187 | 2 | 9 | 343 | 2 | 25 | 0 | E | 9 | 0 | A | 7 | -2 | A | 7 | -17 | A | 7 | 27 | A | 7 | 995 | A | 7 | 250 | A | 7 | 4.6 | A | 7 | 16100 | B | 7 | 77777 | A | 7 | 0.4 | E | 8 | 0.077 | F | 8 | 0.16 | F | 8 | 0 | 1 | D | 9 | 5 | C | 8
[26 empty] | 3870600% | 13:00 | 632 | 1413 | 226 | 2 | 9 | 60 | 2 | 21 | 199 | 2 | 9 | 248 | 2 | 9 | 59 | 2 | 21 | 221 | 2 | 9 | 567 | 2 | 25 | 0 | E | 9 | 0 | A | 7 | -1 | A | 7 | -18 | A | 7 | 22 | A | 7 | 994 | A | 7 | 250 | A | 7 | 6.7 | A | 7 | 16100 | B | 7 | 77777 | A | 7 | 0.4 | E | 8 | 0.077 | F | 8 | 0.16 | F | 8 | 0 | 1 | D | 9 | 5 | C | 8
[26 empty] | 3870600% | 14:00 | 575 | 1413 | 206 | 2 | 9 | 53 | 2 | 21 | 184 | 2 | 9 | 225 | 2 | 9 | 51 | 2 | 21 | 204 | 2 | 9 | 506 | 2 | 25 | 0 | E | 9 | 0 | A | 7 | -1 | A | 7 | -17 | A | 7 | 24 | A | 7 | 994 | A | 7 | 250 | A | 7 | 5.1 | A | 7 | 16100 | B | 7 | 77777 | A | 7 | 0.5 | E | 8 | 0.077 | F | 8 | 0.16 | F | 8 | 0 | 1 | D | 9 | 5 | C | 8
[26 empty] | 3870600% | 15:00 | 454 | 1413 | 151 | 2 | 9 | 58 | 2 | 21 | 132 | 2 | 9 | 165 | 2 | 9 | 54 | 2 | 21 | 148 | 2 | 9 | 349 | 2 | 25 | 0 | E | 9 | 0 | A | 7 | -1 | A | 7 | -16 | A | 7 | 27 | A | 7 | 993 | A | 7 | 260 | A | 7 | 7.2 | A | 7 | 16100 | B | 7 | 77777 | A | 7 | 0.5 | E | 8 | 0.077 | F | 8 | 0.16 | F | 8 | 0 | 1 | D | 9 | 5 | C | 8
[26 empty] | 3870600% | 16:00 | 278 | 1413 | 155 | 2 | 9 | 348 | 2 | 21 | 86 | 2 | 9 | 156 | 2 | 9 | 258 | 2 | 21 | 105 | 2 | 9 | 163 | 2 | 25 | 0 | E | 9 | 0 | A | 7 | -1 | A | 7 | -16 | A | 7 | 27 | A | 7 | 994 | A | 7 | 260 | A | 7 | 6.2 | A | 7 | 16100 | B | 7 | 77777 | A | 7 | 0.6 | E | 8 | 0.077 | F | 8 | 0.16 | F | 8 | 0 | 1 | D | 9 | 5 | C | 8
[26 empty] | 3870600% | 17:00 | 69 | 1119 | 19 | 2 | 9 | 178 | 2 | 21 | 11 | 2 | 9 | 24 | 2 | 9 | 98 | 2 | 21 | 17 | 2 | 9 | 24 | 2 | 25 | 0 | E | 9 | 0 | A | 7 | -2 | A | 7 | -15 | A | 7 | 32 | A | 7 | 994 | A | 7 | 250 | A | 7 | 5.1 | A | 7 | 16100 | B | 7 | 77777 | A | 7 | 0.6 | E | 8 | 0.077 | F | 8 | 0.16 | F | 8 | 0 | 1 | D | 9 | 5 | C | 8
[26 empty] | 3870600% | 18:00 | 0 | 0 | 0 | 2 | 0 | 0 | 2 | 0 | 0 | 2 | 0 | 0 | 2 | 0 | 0 | 2 | 0 | 0 | 2 | 0 | 0 | 2 | 0 | 0 | E | 9 | 0 | A | 7 | -3 | A | 7 | -14 | A | 7 | 38 | A | 7 | 995 | A | 7 | 260 | A | 7 | 4.6 | A | 7 | 16100 | B | 7 | 77777 | A | 7 | 0.6 | E | 8 | 0.077 | F | 8 | 0.16 | F | 8 | 0 | 1 | D | 9 | 5 | C | 8
[26 empty] | 3870600% | 19:00 | 0 | 0 | 0 | 2 | 0 | 0 | 2 | 0 | 0 | 2 | 0 | 0 | 2 | 0 | 0 | 2 | 0 | 0 | 2 | 0 | 0 | 2 | 0 | 0 | E | 9 | 0 | A | 7 | -3 | A | 7 | -12 | A | 7 | 46 | A | 7 | 995 | A | 7 | 280 | A | 7 | 6.2 | A | 7 | 16100 | B | 7 | 77777 | A | 7 | 0.6 | E | 8 | 0.077 | F | 8 | 0.16 | F | 8 | 0 | 1 | D | 9 | 5 | C | 8
[26 empty] | 3870600% | 20:00 | 0 | 0 | 0 | 2 | 0 | 0 | 2 | 0 | 0 | 2 | 0 | 0 | 2 | 0 | 0 | 2 | 0 | 0 | 2 | 0 | 0 | 2 | 0 | 0 | E | 9 | 0 | A | 7 | -4 | A | 7 | -12 | A | 7 | 50 | A | 7 | 996 | A | 7 | 280 | A | 7 | 5.1 | A | 7 | 16100 | B | 7 | 77777 | A | 7 | 0.6 | E | 8 | 0.077 | F | 8 | 0.16 | F | 8 | 0 | 1 | D | 9 | 5 | C | 8
[26 empty] | 3870600% | 21:00 | 0 | 0 | 0 | 2 | 0 | 0 | 2 | 0 | 0 | 2 | 0 | 0 | 2 | 0 | 0 | 2 | 0 | 0 | 2 | 0 | 0 | 2 | 0 | 6 | E | 9 | 5 | E | 9 | -4 | A | 7 | -11 | A | 7 | 54 | A | 7 | 996 | A | 7 | 300 | A | 7 | 4.6 | A | 7 | 16100 | B | 7 | 77777 | A | 7 | 0.6 | E | 8 | 0.077 | F | 8 | 0.16 | F | 8 | 0 | 1 | D | 9 | 5 | C | 8
[26 empty] | 3870600% | 22:00 | 0 | 0 | 0 | 2 | 0 | 0 | 2 | 0 | 0 | 2 | 0 | 0 | 2 | 0 | 0 | 2 | 0 | 0 | 2 | 0 | 0 | 2 | 0 | 9 | E | 9 | 9 | E | 9 | -4 | A | 7 | -11 | A | 7 | 54 | A | 7 | 997 | A | 7 | 300 | A | 7 | 5.1 | A | 7 | 16100 | B | 7 | 1110 | A | 7 | 0.6 | E | 8 | 0.077 | F | 8 | 0.16 | F | 8 | 0 | 1 | D | 9 | 5 | C | 8
[26 empty] | 3870600% | 23:00 | 0 | 0 | 0 | 2 | 0 | 0 | 2 | 0 | 0 | 2 | 0 | 0 | 2 | 0 | 0 | 2 | 0 | 0 | 2 | 0 | 0 | 2 | 0 | 10 | E | 9 | 10 | E | 9 | -4 | A | 7 | -10 | A | 7 | 59 | A | 7 | 997 | A | 7 | 290 | A | 7 | 2.1 | A | 7 | 16100 | B | 7 | 1440 | A | 7 | 0.6 | E | 8 | 0.077 | F | 8 | 0.16 | F | 8 | 0 | 1 | D | 9 | 5 | C | 8
[26 empty] | 3870600% | 24:00 | 0 | 0 | 0 | 2 | 0 | 0 | 2 | 0 | 0 | 2 | 0 | 0 | 2 | 0 | 0 | 2 | 0 | 0 | 2 | 0 | 0 | 2 | 0 | 10 | E | 9 | 10 | E | 9 | -3 | A | 7 | -10 | A | 7 | 55 | A | 7 | 997 | A | 7 | 270 | A | 7 | 3.1 | A | 7 | 16100 | B | 7 | 1320 | A | 7 | 0.6 | E | 8 | 0.077 | F | 8 | 0.16 | F | 8 | 0 | 1 | D | 9 | 5 | C | 8
[26 empty] | 3870700% | 1:00 | 0 | 0 | 0 | 2 | 0 | 0 | 2 | 0 | 0 | 2 | 0 | 0 | 2 | 0 | 0 | 2 | 0 | 0 | 2 | 0 | 0 | 2 | 0 | 10 | E | 9 | 10 | E | 9 | -3 | A | 7 | -10 | A | 7 | 55 | A | 7 | 997 | A | 7 | 280 | A | 7 | 4.6 | A | 7 | 16100 | B | 7 | 1500 | A | 7 | 0.6 | E | 8 | 0.077 | F | 8 | 0.16 | F | 8 | 0 | 1 | D | 9 | 5 | C | 8
[26 empty] | 3870700% | 2:00 | 0 | 0 | 0 | 2 | 0 | 0 | 2 | 0 | 0 | 2 | 0 | 0 | 2 | 0 | 0 | 2 | 0 | 0 | 2 | 0 | 0 | 2 | 0 | 10 | E | 9 | 10 | E | 9 | -4 | A | 7 | -10 | A | 7 | 59 | A | 7 | 997 | A | 7 | 290 | A | 7 | 4.6 | A | 7 | 16100 | B | 7 | 1500 | A | 7 | 0.5 | E | 8 | 0.077 | F | 8 | 0.16 | F | 8 | 0 | 1 | D | 9 | 5 | C | 8
[26 empty] | 3870700% | 3:00 | 0 | 0 | 0 | 2 | 0 | 0 | 2 | 0 | 0 | 2 | 0 | 0 | 2 | 0 | 0 | 2 | 0 | 0 | 2 | 0 | 0 | 2 | 0 | 8 | E | 9 | 8 | E | 9 | -5 | A | 7 | -11 | A | 7 | 59 | A | 7 | 997 | A | 7 | 270 | A | 7 | 3.6 | A | 7 | 16100 | B | 7 | 1500 | A | 7 | 0.5 | E | 8 | 0.077 | F | 8 | 0.16 | F | 8 | 0 | 1 | D | 9 | 5 | C | 8
[26 empty] | 3870700% | 4:00 | 0 | 0 | 0 | 2 | 0 | 0 | 2 | 0 | 0 | 2 | 0 | 0 | 2 | 0 | 0 | 2 | 0 | 0 | 2 | 0 | 0 | 2 | 0 | 0 | E | 9 | 0 | E | 9 | -7 | A | 7 | -11 | A | 7 | 70 | A | 7 | 996 | A | 7 | 280 | A | 7 | 3.1 | A | 7 | 16100 | B | 7 | 77777 | A | 7 | 0.4 | E | 8 | 0.077 | F | 8 | 0.16 | F | 8 | 0 | 1 | D | 9 | 5 | C | 8
[26 empty] | 3870700% | 5:00 | 0 | 0 | 0 | 2 | 0 | 0 | 2 | 0 | 0 | 2 | 0 | 0 | 2 | 0 | 0 | 2 | 0 | 0 | 2 | 0 | 0 | 2 | 0 | 4 | E | 9 | 4 | E | 9 | -6 | A | 7 | -11 | A | 7 | 64 | A | 7 | 996 | A | 7 | 260 | A | 7 | 3.1 | A | 7 | 16100 | B | 7 | 77777 | A | 7 | 0.4 | E | 8 | 0.077 | F | 8 | 0.16 | F | 8 | 0 | 1 | D | 9 | 5 | C | 8
[26 empty] | 3870700% | 6:00 | 0 | 0 | 0 | 2 | 0 | 0 | 2 | 0 | 0 | 2 | 0 | 0 | 2 | 0 | 0 | 2 | 0 | 0 | 2 | 0 | 0 | 2 | 0 | 0 | E | 9 | 0 | E | 9 | -6 | A | 7 | -12 | A | 7 | 59 | A | 7 | 997 | A | 7 | 200 | A | 7 | 2.1 | A | 7 | 16100 | B | 7 | 77777 | A | 7 | 0.5 | E | 8 | 0.077 | F | 8 | 0.16 | F | 8 | 0 | 1 | D | 9 | 5 | C | 8
[26 empty] | 3870700% | 7:00 | 0 | 0 | 0 | 2 | 0 | 0 | 2 | 0 | 0 | 2 | 0 | 0 | 2 | 0 | 0 | 2 | 0 | 0 | 2 | 0 | 0 | 2 | 0 | 10 | E | 9 | 10 | E | 9 | -5 | A | 7 | -12 | A | 7 | 54 | A | 7 | 997 | A | 7 | 220 | B | 8 | 2.1 | A | 7 | 16100 | B | 7 | 1380 | A | 7 | 0.5 | E | 8 | 0.077 | F | 8 | 0.16 | F | 8 | 0 | 1 | D | 9 | 5 | C | 8
[26 empty] | 3870700% | 8:00 | 27 | 695 | 0 | 2 | 9 | 0 | 2 | 21 | 0 | 2 | 9 | 0 | 2 | 9 | 0 | 2 | 21 | 0 | 2 | 9 | 0 | 2 | 25 | 4 | E | 9 | 4 | E | 9 | -6 | A | 7 | -12 | A | 7 | 59 | A | 7 | 998 | A | 7 | 230 | A | 7 | 1.5 | A | 7 | 16100 | B | 7 | 77777 | A | 7 | 0.5 | E | 8 | 0.077 | F | 8 | 0.16 | F | 8 | 0 | 1 | D | 9 | 5 | C | 8
[26 empty] | 3870700% | 9:00 | 217 | 1414 | 114 | 2 | 9 | 164 | 2 | 21 | 88 | 2 | 9 | 120 | 2 | 9 | 112 | 2 | 21 | 103 | 2 | 9 | 187 | 2 | 25 | 10 | E | 9 | 10 | E | 9 | -4 | A | 7 | -11 | A | 7 | 54 | A | 7 | 998 | A | 7 | 0 | A | 7 | 0 | A | 7 | 16100 | B | 7 | 1080 | A | 7 | 0.5 | E | 8 | 0.077 | F | 8 | 0.16 | F | 8 | 0 | 1 | D | 9 | 5 | C | 8
[26 empty] | 3870700% | 10:00 | 407 | 1414 | 92 | 2 | 9 | 0 | 2 | 21 | 92 | 2 | 9 | 104 | 2 | 9 | 0 | 2 | 21 | 104 | 2 | 9 | 344 | 2 | 25 | 10 | E | 9 | 10 | E | 9 | -3 | A | 7 | -11 | A | 7 | 50 | A | 7 | 998 | A | 7 | 250 | A | 7 | 3.1 | A | 7 | 16100 | B | 7 | 1140 | A | 7 | 0.5 | E | 8 | 0.077 | F | 8 | 0.16 | F | 8 | 0 | 1 | D | 9 | 5 | C | 8
[26 empty] | 3870700% | 11:00 | 545 | 1414 | 129 | 2 | 9 | 0 | 2 | 21 | 129 | 2 | 9 | 147 | 2 | 9 | 0 | 2 | 21 | 147 | 2 | 9 | 507 | 2 | 25 | 10 | E | 9 | 10 | E | 9 | -3 | A | 7 | -10 | A | 7 | 55 | A | 7 | 998 | A | 7 | 240 | A | 7 | 3.1 | A | 7 | 16100 | B | 7 | 1080 | A | 7 | 0.5 | E | 8 | 0.077 | F | 8 | 0.16 | F | 8 | 0 | 1 | D | 9 | 5 | C | 8
[26 empty] | 3870700% | 12:00 | 622 | 1414 | 167 | 2 | 9 | 6 | 2 | 21 | 164 | 2 | 9 | 189 | 2 | 9 | 5 | 2 | 21 | 187 | 2 | 9 | 644 | 2 | 25 | 8 | E | 9 | 8 | E | 9 | -2 | A | 7 | -10 | A | 7 | 50 | A | 7 | 996 | A | 7 | 250 | A | 7 | 5.7 | A | 7 | 16100 | B | 7 | 1020 | A | 7 | 0.5 | E | 8 | 0.077 | F | 8 | 0.16 | F | 8 | 0 | 1 | D | 9 | 5 | C | 8
[26 empty] | 3870700% | 13:00 | 632 | 1414 | 179 | 2 | 9 | 12 | 2 | 21 | 173 | 2 | 9 | 202 | 2 | 9 | 9 | 2 | 21 | 198 | 2 | 9 | 675 | 2 | 25 | 3 | E | 9 | 3 | A | 7 | -1 | A | 7 | -9 | A | 7 | 50 | A | 7 | 995 | A | 7 | 250 | A | 7 | 4.6 | A | 7 | 16100 | B | 7 | 77777 | A | 7 | 0.5 | E | 8 | 0.077 | F | 8 | 0.16 | F | 8 | 0 | 1 | D | 9 | 5 | C | 8
[26 empty] | 3870700% | 14:00 | 576 | 1414 | 246 | 2 | 9 | 136 | 2 | 21 | 190 | 2 | 9 | 265 | 2 | 9 | 134 | 2 | 21 | 211 | 2 | 9 | 447 | 2 | 25 | 0 | E | 9 | 0 | A | 7 | -1 | A | 7 | -9 | A | 7 | 50 | A | 7 | 994 | A | 7 | 240 | A | 7 | 3.6 | A | 7 | 16100 | B | 7 | 77777 | A | 7 | 0.6 | E | 8 | 0.077 | F | 8 | 0.16 | F | 8 | 0 | 1 | D | 9 | 5 | C | 8
[26 empty] | 3870700% | 15:00 | 455 | 1414 | 167 | 2 | 9 | 93 | 2 | 21 | 137 | 2 | 9 | 183 | 2 | 9 | 86 | 2 | 21 | 155 | 2 | 9 | 359 | 2 | 25 | 0 | E | 9 | 0 | A | 7 | 0 | A | 7 | -10 | A | 7 | 43 | A | 7 | 994 | A | 7 | 230 | A | 7 | 5.1 | A | 7 | 16100 | B | 7 | 77777 | A | 7 | 0.7 | E | 8 | 0.077 | F | 8 | 0.16 | F | 8 | 0 | 1 | D | 9 | 5 | C | 8
[26 empty] | 3870700% | 16:00 | 280 | 1414 | 146 | 2 | 9 | 326 | 2 | 21 | 81 | 2 | 9 | 148 | 2 | 9 | 243 | 2 | 21 | 100 | 2 | 9 | 152 | 2 | 25 | 9 | E | 9 | 9 | A | 7 | 0 | A | 7 | -9 | A | 7 | 46 | A | 7 | 994 | A | 7 | 250 | A | 7 | 4.6 | A | 7 | 16100 | B | 7 | 1500 | A | 7 | 0.7 | E | 8 | 0.077 | F | 8 | 0.16 | F | 8 | 0 | 1 | D | 9 | 5 | C | 8
[26 empty] | 3870700% | 17:00 | 71 | 1143 | 15 | 2 | 9 | 76 | 2 | 21 | 12 | 2 | 9 | 19 | 2 | 9 | 31 | 2 | 21 | 17 | 2 | 9 | 20 | 2 | 25 | 3 | E | 9 | 3 | A | 7 | -1 | A | 7 | -9 | A | 7 | 50 | A | 7 | 995 | A | 7 | 250 | A | 7 | 4.6 | A | 7 | 16100 | B | 7 | 77777 | A | 7 | 0.7 | E | 8 | 0.077 | F | 8 | 0.16 | F | 8 | 0 | 1 | D | 9 | 5 | C | 8
[26 empty] | 3870700% | 18:00 | 0 | 0 | 0 | 2 | 0 | 0 | 2 | 0 | 0 | 2 | 0 | 0 | 2 | 0 | 0 | 2 | 0 | 0 | 2 | 0 | 0 | 2 | 0 | 9 | E | 9 | 9 | A | 7 | -1 | A | 7 | -9 | A | 7 | 50 | A | 7 | 995 | A | 7 | 240 | A | 7 | 2.6 | A | 7 | 16100 | B | 7 | 1410 | A | 7 | 0.7 | E | 8 | 0.077 | F | 8 | 0.16 | F | 8 | 0 | 1 | D | 9 | 5 | C | 8
[26 empty] | 3870700% | 19:00 | 0 | 0 | 0 | 2 | 0 | 0 | 2 | 0 | 0 | 2 | 0 | 0 | 2 | 0 | 0 | 2 | 0 | 0 | 2 | 0 | 0 | 2 | 0 | 10 | E | 9 | 10 | A | 7 | -1 | A | 7 | -9 | A | 7 | 50 | A | 7 | 996 | A | 7 | 260 | A | 7 | 3.1 | A | 7 | 16100 | B | 7 | 1350 | A | 7 | 0.6 | E | 8 | 0.077 | F | 8 | 0.16 | F | 8 | 0 | 1 | D | 9 | 5 | C | 8
[26 empty] | 3870700% | 20:00 | 0 | 0 | 0 | 2 | 0 | 0 | 2 | 0 | 0 | 2 | 0 | 0 | 2 | 0 | 0 | 2 | 0 | 0 | 2 | 0 | 0 | 2 | 0 | 10 | E | 9 | 10 | E | 9 | -1 | A | 7 | -9 | A | 7 | 50 | A | 7 | 996 | A | 7 | 240 | A | 7 | 3.6 | A | 7 | 16100 | B | 7 | 1290 | A | 7 | 0.6 | E | 8 | 0.077 | F | 8 | 0.16 | F | 8 | 0 | 1 | D | 9 | 5 | C | 8
[26 empty] | 3870700% | 21:00 | 0 | 0 | 0 | 2 | 0 | 0 | 2 | 0 | 0 | 2 | 0 | 0 | 2 | 0 | 0 | 2 | 0 | 0 | 2 | 0 | 0 | 2 | 0 | 10 | E | 9 | 10 | E | 9 | -1 | A | 7 | -9 | A | 7 | 50 | A | 7 | 996 | A | 7 | 240 | A | 7 | 3.6 | A | 7 | 16100 | B | 7 | 1290 | A | 7 | 0.5 | E | 8 | 0.077 | F | 8 | 0.16 | F | 8 | 0 | 1 | D | 9 | 5 | C | 8
[26 empty] | 3870700% | 22:00 | 0 | 0 | 0 | 2 | 0 | 0 | 2 | 0 | 0 | 2 | 0 | 0 | 2 | 0 | 0 | 2 | 0 | 0 | 2 | 0 | 0 | 2 | 0 | 10 | E | 9 | 10 | E | 9 | -1 | A | 7 | -9 | A | 7 | 50 | A | 7 | 996 | A | 7 | 210 | A | 7 | 3.1 | A | 7 | 16100 | B | 7 | 1290 | A | 7 | 0.5 | E | 8 | 0.077 | F | 8 | 0.16 | F | 8 | 0 | 1 | D | 9 | 5 | C | 8
[26 empty] | 3870700% | 23:00 | 0 | 0 | 0 | 2 | 0 | 0 | 2 | 0 | 0 | 2 | 0 | 0 | 2 | 0 | 0 | 2 | 0 | 0 | 2 | 0 | 0 | 2 | 0 | 10 | E | 9 | 10 | E | 9 | -2 | A | 7 | -8 | A | 7 | 60 | A | 7 | 996 | A | 7 | 250 | A | 7 | 3.6 | A | 7 | 16100 | B | 7 | 1230 | A | 7 | 0.5 | E | 8 | 0.077 | F | 8 | 0.16 | F | 8 | 0 | 1 | D | 9 | 5 | C | 8
[26 empty] | 3870700% | 24:00 | 0 | 0 | 0 | 2 | 0 | 0 | 2 | 0 | 0 | 2 | 0 | 0 | 2 | 0 | 0 | 2 | 0 | 0 | 2 | 0 | 0 | 2 | 0 | 10 | E | 9 | 10 | E | 9 | -1 | A | 7 | -8 | A | 7 | 55 | A | 7 | 996 | A | 7 | 230 | A | 7 | 3.1 | A | 7 | 16100 | B | 7 | 1170 | A | 7 | 0.5 | E | 8 | 0.077 | F | 8 | 0.16 | F | 8 | 0 | 1 | D | 9 | 5 | C | 8
[26 empty] | 3870800% | 1:00 | 0 | 0 | 0 | 2 | 0 | 0 | 2 | 0 | 0 | 2 | 0 | 0 | 2 | 0 | 0 | 2 | 0 | 0 | 2 | 0 | 0 | 2 | 0 | 10 | E | 9 | 10 | E | 9 | -2 | A | 7 | -8 | A | 7 | 60 | A | 7 | 996 | A | 7 | 180 | A | 7 | 2.1 | A | 7 | 16100 | B | 7 | 1170 | A | 7 | 0.5 | E | 8 | 0.077 | F | 8 | 0.16 | F | 8 | 0 | 1 | D | 9 | 5 | C | 8
[26 empty] | 3870800% | 2:00 | 0 | 0 | 0 | 2 | 0 | 0 | 2 | 0 | 0 | 2 | 0 | 0 | 2 | 0 | 0 | 2 | 0 | 0 | 2 | 0 | 0 | 2 | 0 | 8 | E | 9 | 8 | E | 9 | -2 | A | 7 | -7 | A | 7 | 65 | A | 7 | 997 | A | 7 | 270 | A | 7 | 4.1 | A | 7 | 16100 | B | 7 | 1110 | A | 7 | 0.5 | E | 8 | 0.077 | F | 8 | 0.16 | F | 8 | 0 | 1 | D | 9 | 5 | C | 8
[26 empty] | 3870800% | 3:00 | 0 | 0 | 0 | 2 | 0 | 0 | 2 | 0 | 0 | 2 | 0 | 0 | 2 | 0 | 0 | 2 | 0 | 0 | 2 | 0 | 0 | 2 | 0 | 10 | E | 9 | 10 | E | 9 | -1 | A | 7 | -7 | A | 7 | 60 | A | 7 | 997 | A | 7 | 270 | A | 7 | 5.1 | A | 7 | 16100 | B | 7 | 1050 | A | 7 | 0.5 | E | 8 | 0.077 | F | 8 | 0.16 | F | 8 | 0 | 1 | D | 9 | 5 | C | 8
[26 empty] | 3870800% | 4:00 | 0 | 0 | 0 | 2 | 0 | 0 | 2 | 0 | 0 | 2 | 0 | 0 | 2 | 0 | 0 | 2 | 0 | 0 | 2 | 0 | 0 | 2 | 0 | 10 | E | 9 | 9 | E | 9 | -2 | A | 7 | -7 | A | 7 | 65 | A | 7 | 997 | A | 7 | 270 | A | 7 | 4.6 | A | 7 | 16100 | B | 7 | 990 | A | 7 | 0.5 | E | 8 | 0.077 | F | 8 | 0.16 | F | 8 | 0 | 1 | D | 9 | 5 | C | 8
[26 empty] | 3870800% | 5:00 | 0 | 0 | 0 | 2 | 0 | 0 | 2 | 0 | 0 | 2 | 0 | 0 | 2 | 0 | 0 | 2 | 0 | 0 | 2 | 0 | 0 | 2 | 0 | 8 | E | 9 | 8 | E | 9 | -1 | A | 7 | -7 | A | 7 | 60 | A | 7 | 997 | A | 7 | 0 | A | 7 | 0 | A | 7 | 16100 | B | 7 | 990 | A | 7 | 0.5 | E | 8 | 0.077 | F | 8 | 0.16 | F | 8 | 0 | 1 | D | 9 | 5 | C | 8
[26 empty] | 3870800% | 6:00 | 0 | 0 | 0 | 2 | 0 | 0 | 2 | 0 | 0 | 2 | 0 | 0 | 2 | 0 | 0 | 2 | 0 | 0 | 2 | 0 | 0 | 2 | 0 | 5 | E | 9 | 5 | E | 9 | -2 | A | 7 | -7 | A | 7 | 65 | A | 7 | 997 | A | 7 | 290 | A | 7 | 3.6 | A | 7 | 16100 | B | 7 | 77777 | A | 7 | 0.6 | E | 8 | 0.077 | F | 8 | 0.16 | F | 8 | 0 | 1 | D | 9 | 5 | C | 8
[26 empty] | 3870800% | 7:00 | 0 | 0 | 0 | 2 | 0 | 0 | 2 | 0 | 0 | 2 | 0 | 0 | 2 | 0 | 0 | 2 | 0 | 0 | 2 | 0 | 0 | 2 | 0 | 10 | E | 9 | 10 | E | 9 | -2 | A | 7 | -7 | A | 7 | 65 | A | 7 | 998 | A | 7 | 250 | A | 7 | 1.5 | A | 7 | 16100 | B | 7 | 960 | A | 7 | 0.6 | E | 8 | 0.077 | F | 8 | 0.16 | F | 8 | 0 | 1 | D | 9 | 5 | C | 8
[26 empty] | 3870800% | 8:00 | 26 | 695 | 0 | 2 | 9 | 0 | 2 | 21 | 0 | 2 | 9 | 0 | 2 | 9 | 0 | 2 | 21 | 0 | 2 | 9 | 0 | 2 | 25 | 10 | E | 9 | 10 | E | 9 | -2 | A | 7 | -7 | A | 7 | 65 | A | 7 | 998 | A | 7 | 220 | A | 7 | 2.1 | A | 7 | 12900 | B | 7 | 900 | A | 7 | 0.6 | E | 8 | 0.077 | F | 8 | 0.16 | F | 8 | 0 | 1 | D | 9 | 5 | C | 8
[26 empty] | 3870800% | 9:00 | 216 | 1414 | 114 | 2 | 9 | 301 | 2 | 21 | 68 | 2 | 9 | 115 | 2 | 9 | 196 | 2 | 21 | 85 | 2 | 9 | 128 | 2 | 25 | 10 | E | 9 | 10 | E | 9 | -1 | A | 7 | -7 | A | 7 | 60 | A | 7 | 999 | A | 7 | 200 | A | 7 | 1.5 | A | 7 | 14500 | B | 7 | 900 | A | 7 | 0.6 | E | 8 | 0.077 | F | 8 | 0.16 | F | 8 | 0 | 1 | D | 9 | 5 | C | 8
[26 empty] | 3870800% | 10:00 | 405 | 1414 | 254 | 2 | 9 | 594 | 2 | 21 | 83 | 2 | 9 | 259 | 2 | 9 | 512 | 2 | 21 | 112 | 2 | 9 | 149 | 2 | 25 | 2 | E | 9 | 2 | E | 9 | 0 | A | 7 | -7 | A | 7 | 55 | A | 7 | 999 | A | 7 | 190 | A | 7 | 3.6 | A | 7 | 16100 | B | 7 | 77777 | A | 7 | 0.6 | E | 8 | 0.077 | F | 8 | 0.16 | F | 8 | 0 | 1 | D | 9 | 5 | C | 8
[26 empty] | 3870800% | 11:00 | 544 | 1414 | 330 | 2 | 9 | 490 | 2 | 21 | 141 | 2 | 9 | 344 | 2 | 9 | 465 | 2 | 21 | 164 | 2 | 9 | 277 | 2 | 25 | 0 | E | 9 | 0 | E | 9 | 0 | A | 7 | -7 | A | 7 | 55 | A | 7 | 998 | A | 7 | 220 | A | 7 | 4.1 | A | 7 | 16100 | B | 7 | 77777 | A | 7 | 0.6 | E | 8 | 0.077 | F | 8 | 0.16 | F | 8 | 0 | 1 | D | 9 | 5 | C | 8
[26 empty] | 3870800% | 12:00 | 622 | 1414 | 432 | 2 | 9 | 604 | 2 | 21 | 165 | 2 | 9 | 450 | 2 | 9 | 591 | 2 | 21 | 189 | 2 | 9 | 336 | 2 | 25 | 1 | E | 9 | 1 | E | 9 | 2 | A | 7 | -7 | A | 7 | 48 | A | 7 | 997 | A | 7 | 220 | A | 7 | 3.1 | A | 7 | 16100 | B | 7 | 77777 | A | 7 | 0.6 | E | 8 | 0.077 | F | 8 | 0.16 | F | 8 | 0 | 1 | D | 9 | 5 | C | 8
[26 empty] | 3870800% | 13:00 | 633 | 1414 | 286 | 2 | 9 | 174 | 2 | 21 | 208 | 2 | 9 | 310 | 2 | 9 | 175 | 2 | 21 | 231 | 2 | 9 | 501 | 2 | 25 | 5 | E | 9 | 5 | E | 9 | 2 | A | 7 | -7 | A | 7 | 48 | A | 7 | 996 | A | 7 | 210 | A | 7 | 4.1 | A | 7 | 16100 | B | 7 | 77777 | A | 7 | 0.7 | E | 8 | 0.077 | F | 8 | 0.16 | F | 8 | 0 | 1 | D | 9 | 5 | C | 8
[26 empty] | 3870800% | 14:00 | 576 | 1414 | 223 | 2 | 9 | 77 | 2 | 21 | 192 | 2 | 9 | 245 | 2 | 9 | 75 | 2 | 21 | 214 | 2 | 9 | 523 | 2 | 25 | 8 | E | 9 | 8 | E | 9 | 3 | A | 7 | -7 | A | 7 | 45 | A | 7 | 996 | A | 7 | 190 | A | 7 | 3.1 | A | 7 | 16100 | B | 7 | 77777 | A | 7 | 0.6 | E | 8 | 0.077 | F | 8 | 0.16 | F | 8 | 0 | 1 | D | 9 | 5 | C | 8
[26 empty] | 3870800% | 15:00 | 457 | 1414 | 146 | 2 | 9 | 35 | 2 | 21 | 135 | 2 | 9 | 160 | 2 | 9 | 32 | 2 | 21 | 150 | 2 | 9 | 356 | 2 | 25 | 8 | E | 9 | 7 | E | 9 | 3 | A | 7 | -7 | A | 7 | 45 | A | 7 | 995 | A | 7 | 190 | A | 7 | 4.1 | A | 7 | 16100 | B | 7 | 77777 | A | 7 | 0.6 | E | 8 | 0.077 | F | 8 | 0.16 | F | 8 | 0 | 1 | D | 9 | 5 | C | 8
[26 empty] | 3870800% | 16:00 | 282 | 1414 | 104 | 2 | 9 | 144 | 2 | 21 | 75 | 2 | 9 | 109 | 2 | 9 | 108 | 2 | 21 | 88 | 2 | 9 | 144 | 2 | 25 | 10 | E | 9 | 9 | E | 9 | 3 | A | 7 | -6 | A | 7 | 49 | A | 7 | 995 | A | 7 | 150 | A | 7 | 4.6 | A | 7 | 16100 | B | 7 | 77777 | A | 7 | 0.5 | E | 8 | 0.077 | F | 8 | 0.16 | F | 8 | 0 | 1 | D | 9 | 5 | C | 8
[26 empty] | 3870800% | 17:00 | 72 | 1143 | 20 | 2 | 9 | 92 | 2 | 21 | 15 | 2 | 9 | 23 | 2 | 9 | 38 | 2 | 21 | 21 | 2 | 9 | 26 | 2 | 25 | 9 | E | 9 | 8 | E | 9 | 3 | A | 7 | -6 | A | 7 | 49 | A | 7 | 995 | A | 7 | 180 | A | 7 | 4.1 | A | 7 | 16100 | B | 7 | 77777 | A | 7 | 0.5 | E | 8 | 0.077 | F | 8 | 0.16 | F | 8 | 0 | 1 | D | 9 | 5 | C | 8
[26 empty] | 3870800% | 18:00 | 0 | 0 | 0 | 2 | 0 | 0 | 2 | 0 | 0 | 2 | 0 | 0 | 2 | 0 | 0 | 2 | 0 | 0 | 2 | 0 | 0 | 2 | 0 | 9 | E | 9 | 7 | E | 9 | 2 | A | 7 | -6 | A | 7 | 52 | A | 7 | 995 | A | 7 | 190 | A | 7 | 5.1 | A | 7 | 16100 | B | 7 | 77777 | A | 7 | 0.5 | E | 8 | 0.077 | F | 8 | 0.16 | F | 8 | 0 | 1 | D | 9 | 5 | C | 8
[26 empty] | 3870800% | 19:00 | 0 | 0 | 0 | 2 | 0 | 0 | 2 | 0 | 0 | 2 | 0 | 0 | 2 | 0 | 0 | 2 | 0 | 0 | 2 | 0 | 0 | 2 | 0 | 0 | E | 9 | 0 | A | 7 | 2 | A | 7 | -6 | A | 7 | 52 | A | 7 | 994 | A | 7 | 170 | A | 7 | 5.1 | A | 7 | 16100 | B | 7 | 77777 | A | 7 | 0.5 | E | 8 | 0.077 | F | 8 | 0.16 | F | 8 | 0 | 1 | D | 9 | 5 | C | 8
[26 empty] | 3870800% | 20:00 | 0 | 0 | 0 | 2 | 0 | 0 | 2 | 0 | 0 | 2 | 0 | 0 | 2 | 0 | 0 | 2 | 0 | 0 | 2 | 0 | 0 | 2 | 0 | 8 | E | 9 | 4 | E | 9 | 2 | A | 7 | -6 | A | 7 | 52 | A | 7 | 994 | A | 7 | 190 | A | 7 | 2.1 | A | 7 | 16100 | B | 7 | 77777 | A | 7 | 0.6 | E | 8 | 0.077 | F | 8 | 0.16 | F | 8 | 0 | 1 | D | 9 | 5 | C | 8
[26 empty] | 3870800% | 21:00 | 0 | 0 | 0 | 2 | 0 | 0 | 2 | 0 | 0 | 2 | 0 | 0 | 2 | 0 | 0 | 2 | 0 | 0 | 2 | 0 | 0 | 2 | 0 | 9 | E | 9 | 6 | E | 9 | 1 | A | 7 | -6 | A | 7 | 56 | A | 7 | 993 | A | 7 | 180 | A | 7 | 1.5 | A | 7 | 16100 | B | 7 | 77777 | A | 7 | 0.6 | E | 8 | 0.077 | F | 8 | 0.16 | F | 8 | 0 | 1 | D | 9 | 10 | C | 8
[26 empty] | 3870800% | 22:00 | 0 | 0 | 0 | 2 | 0 | 0 | 2 | 0 | 0 | 2 | 0 | 0 | 2 | 0 | 0 | 2 | 0 | 0 | 2 | 0 | 0 | 2 | 0 | 9 | E | 9 | 7 | E | 9 | 1 | A | 7 | -6 | A | 7 | 56 | A | 7 | 993 | A | 7 | 170 | A | 7 | 2.1 | A | 7 | 16100 | B | 7 | 77777 | A | 7 | 0.7 | E | 8 | 0.077 | F | 8 | 0.16 | F | 8 | 0 | 1 | D | 9 | 10 | C | 8
[26 empty] | 3870800% | 23:00 | 0 | 0 | 0 | 2 | 0 | 0 | 2 | 0 | 0 | 2 | 0 | 0 | 2 | 0 | 0 | 2 | 0 | 0 | 2 | 0 | 0 | 2 | 0 | 10 | E | 9 | 6 | E | 9 | 1 | A | 7 | -6 | A | 7 | 56 | A | 7 | 992 | A | 7 | 180 | A | 7 | 3.6 | A | 7 | 16100 | B | 7 | 77777 | A | 7 | 0.7 | E | 8 | 0.077 | F | 8 | 0.16 | F | 8 | 0 | 1 | D | 9 | 10 | C | 8
[26 empty] | 3870800% | 24:00 | 0 | 0 | 0 | 2 | 0 | 0 | 2 | 0 | 0 | 2 | 0 | 0 | 2 | 0 | 0 | 2 | 0 | 0 | 2 | 0 | 0 | 2 | 0 | 9 | E | 9 | 7 | E | 9 | 1 | A | 7 | -6 | A | 7 | 56 | A | 7 | 992 | A | 7 | 160 | A | 7 | 3.1 | A | 7 | 16100 | B | 7 | 77777 | A | 7 | 0.7 | E | 8 | 0.077 | F | 8 | 0.16 | F | 8 | 0 | 1 | D | 9 | 10 | C | 8
[26 empty] | 3870900% | 1:00 | 0 | 0 | 0 | 2 | 0 | 0 | 2 | 0 | 0 | 2 | 0 | 0 | 2 | 0 | 0 | 2 | 0 | 0 | 2 | 0 | 0 | 2 | 0 | 8 | E | 9 | 8 | E | 9 | 1 | A | 7 | -6 | A | 7 | 56 | A | 7 | 992 | A | 7 | 170 | A | 7 | 3.1 | A | 7 | 16100 | B | 7 | 77777 | A | 7 | 0.7 | E | 8 | 0.076 | F | 8 | 0.16 | F | 8 | 0 | 1 | D | 9 | 10 | C | 8
[26 empty] | 3870900% | 2:00 | 0 | 0 | 0 | 2 | 0 | 0 | 2 | 0 | 0 | 2 | 0 | 0 | 2 | 0 | 0 | 2 | 0 | 0 | 2 | 0 | 0 | 2 | 0 | 9 | E | 9 | 9 | E | 9 | 1 | A | 7 | -6 | A | 7 | 56 | A | 7 | 991 | A | 7 | 160 | A | 7 | 3.1 | A | 7 | 16100 | B | 7 | 77777 | A | 7 | 0.8 | E | 8 | 0.076 | F | 8 | 0.16 | F | 8 | 0 | 1 | D | 9 | 10 | C | 8
[26 empty] | 3870900% | 3:00 | 0 | 0 | 0 | 2 | 0 | 0 | 2 | 0 | 0 | 2 | 0 | 0 | 2 | 0 | 0 | 2 | 0 | 0 | 2 | 0 | 0 | 2 | 0 | 8 | E | 9 | 8 | E | 9 | 1 | A | 7 | -7 | A | 7 | 51 | A | 7 | 991 | A | 7 | 160 | A | 7 | 3.6 | A | 7 | 16100 | B | 7 | 77777 | A | 7 | 0.8 | E | 8 | 0.076 | F | 8 | 0.16 | F | 8 | 0 | 1 | D | 9 | 10 | C | 8
[26 empty] | 3870900% | 4:00 | 0 | 0 | 0 | 2 | 0 | 0 | 2 | 0 | 0 | 2 | 0 | 0 | 2 | 0 | 0 | 2 | 0 | 0 | 2 | 0 | 0 | 2 | 0 | 6 | E | 9 | 6 | E | 9 | 1 | A | 7 | -7 | A | 7 | 51 | A | 7 | 991 | A | 7 | 180 | A | 7 | 4.1 | A | 7 | 16100 | B | 7 | 77777 | A | 7 | 0.9 | E | 8 | 0.076 | F | 8 | 0.16 | F | 8 | 0 | 1 | D | 9 | 10 | C | 8
[26 empty] | 3870900% | 5:00 | 0 | 0 | 0 | 2 | 0 | 0 | 2 | 0 | 0 | 2 | 0 | 0 | 2 | 0 | 0 | 2 | 0 | 0 | 2 | 0 | 0 | 2 | 0 | 7 | E | 9 | 6 | E | 9 | 1 | A | 7 | -7 | A | 7 | 51 | A | 7 | 991 | A | 7 | 170 | A | 7 | 4.1 | A | 7 | 16100 | B | 7 | 77777 | A | 7 | 0.9 | E | 8 | 0.076 | F | 8 | 0.16 | F | 8 | 0 | 1 | D | 9 | 10 | C | 8
[26 empty] | 3870900% | 6:00 | 0 | 0 | 0 | 2 | 0 | 0 | 2 | 0 | 0 | 2 | 0 | 0 | 2 | 0 | 0 | 2 | 0 | 0 | 2 | 0 | 0 | 2 | 0 | 7 | E | 9 | 6 | E | 9 | 1 | A | 7 | -7 | A | 7 | 51 | A | 7 | 990 | A | 7 | 160 | A | 7 | 3.1 | A | 7 | 16100 | B | 7 | 77777 | A | 7 | 0.9 | E | 8 | 0.076 | F | 8 | 0.16 | F | 8 | 0 | 1 | D | 9 | 10 | C | 8
[26 empty] | 3870900% | 7:00 | 0 | 0 | 0 | 2 | 0 | 0 | 2 | 0 | 0 | 2 | 0 | 0 | 2 | 0 | 0 | 2 | 0 | 0 | 2 | 0 | 0 | 2 | 0 | 7 | E | 9 | 5 | E | 9 | 1 | A | 7 | -8 | A | 7 | 47 | A | 7 | 991 | A | 7 | 160 | A | 7 | 3.6 | A | 7 | 16100 | B | 7 | 77777 | A | 7 | 0.9 | E | 8 | 0.076 | F | 8 | 0.16 | F | 8 | 0 | 1 | D | 9 | 10 | C | 8
[26 empty] | 3870900% | 8:00 | 25 | 672 | 0 | 2 | 9 | 0 | 2 | 21 | 0 | 2 | 9 | 0 | 2 | 9 | 0 | 2 | 21 | 0 | 2 | 9 | 0 | 2 | 25 | 10 | E | 9 | 6 | E | 9 | 1 | A | 7 | -8 | A | 7 | 47 | A | 7 | 990 | A | 7 | 150 | A | 7 | 3.6 | A | 7 | 16100 | B | 7 | 77777 | A | 7 | 1 | E | 8 | 0.076 | F | 8 | 0.16 | F | 8 | 0 | 1 | D | 9 | 10 | C | 8
[26 empty] | 3870900% | 9:00 | 214 | 1414 | 38 | 2 | 9 | 0 | 2 | 21 | 38 | 2 | 9 | 43 | 2 | 9 | 0 | 2 | 21 | 43 | 2 | 9 | 139 | 2 | 25 | 6 | E | 9 | 4 | E | 9 | 3 | A | 7 | -7 | A | 7 | 45 | A | 7 | 991 | A | 7 | 130 | A | 7 | 3.1 | A | 7 | 16100 | B | 7 | 77777 | A | 7 | 1 | E | 8 | 0.076 | F | 8 | 0.16 | F | 8 | 0 | 1 | D | 9 | 10 | C | 8
[26 empty] | 3870900% | 10:00 | 404 | 1414 | 184 | 2 | 9 | 208 | 2 | 21 | 124 | 2 | 9 | 193 | 2 | 9 | 184 | 2 | 21 | 140 | 2 | 9 | 253 | 2 | 25 | 4 | E | 9 | 4 | E | 9 | 4 | A | 7 | -8 | A | 7 | 38 | A | 7 | 991 | A | 7 | 130 | A | 7 | 3.1 | A | 7 | 16100 | B | 7 | 77777 | A | 7 | 1 | E | 8 | 0.076 | F | 8 | 0.16 | F | 8 | 0 | 1 | D | 9 | 10 | C | 8
[26 empty] | 3870900% | 11:00 | 544 | 1414 | 285 | 2 | 9 | 337 | 2 | 21 | 155 | 2 | 9 | 303 | 2 | 9 | 330 | 2 | 21 | 175 | 2 | 9 | 325 | 2 | 25 | 5 | E | 9 | 4 | E | 9 | 6 | A | 7 | -7 | A | 7 | 36 | A | 7 | 990 | A | 7 | 150 | A | 7 | 3.1 | A | 7 | 16100 | B | 7 | 77777 | A | 7 | 1.1 | E | 8 | 0.076 | F | 8 | 0.16 | F | 8 | 0 | 1 | D | 9 | 10 | C | 8
[26 empty] | 3870900% | 12:00 | 622 | 1414 | 358 | 2 | 9 | 441 | 2 | 21 | 163 | 2 | 9 | 373 | 2 | 9 | 431 | 2 | 21 | 182 | 2 | 9 | 332 | 2 | 25 | 5 | E | 9 | 4 | E | 9 | 7 | A | 7 | -8 | A | 7 | 31 | A | 7 | 989 | A | 7 | 170 | A | 7 | 2.1 | A | 7 | 16100 | B | 7 | 77777 | A | 7 | 1.2 | E | 8 | 0.076 | F | 8 | 0.16 | F | 8 | 0 | 1 | D | 9 | 10 | C | 8
[26 empty] | 3870900% | 13:00 | 633 | 1414 | 340 | 2 | 9 | 359 | 2 | 21 | 178 | 2 | 9 | 363 | 2 | 9 | 365 | 2 | 21 | 199 | 2 | 9 | 386 | 2 | 25 | 0 | E | 9 | 0 | E | 9 | 9 | A | 7 | -8 | A | 7 | 27 | A | 7 | 988 | A | 7 | 180 | A | 7 | 3.1 | A | 7 | 16100 | B | 7 | 77777 | A | 7 | 1.2 | E | 8 | 0.076 | F | 8 | 0.16 | F | 8 | 0 | 1 | D | 9 | 10 | C | 8
[26 empty] | 3870900% | 14:00 | 577 | 1414 | 304 | 2 | 9 | 338 | 2 | 21 | 165 | 2 | 9 | 323 | 2 | 9 | 336 | 2 | 21 | 185 | 2 | 9 | 350 | 2 | 25 | 0 | E | 9 | 0 | E | 9 | 9 | A | 7 | -8 | A | 7 | 27 | A | 7 | 987 | A | 7 | 160 | A | 7 | 3.6 | A | 7 | 16100 | B | 7 | 77777 | A | 7 | 1.2 | E | 8 | 0.076 | F | 8 | 0.16 | F | 8 | 0 | 1 | D | 9 | 10 | C | 8
[26 empty] | 3870900% | 15:00 | 458 | 1414 | 227 | 2 | 9 | 320 | 2 | 21 | 123 | 2 | 9 | 241 | 2 | 9 | 297 | 2 | 21 | 145 | 2 | 9 | 247 | 2 | 25 | 2 | E | 9 | 2 | E | 9 | 10 | A | 7 | -7 | A | 7 | 28 | A | 7 | 987 | A | 7 | 160 | A | 7 | 4.1 | A | 7 | 16100 | B | 7 | 77777 | A | 7 | 1.3 | E | 8 | 0.076 | F | 8 | 0.16 | F | 8 | 0 | 1 | D | 9 | 10 | C | 8
[26 empty] | 3870900% | 16:00 | 284 | 1414 | 147 | 2 | 9 | 366 | 2 | 21 | 73 | 2 | 9 | 151 | 2 | 9 | 275 | 2 | 21 | 96 | 2 | 9 | 135 | 2 | 25 | 7 | E | 9 | 5 | E | 9 | 10 | A | 7 | -7 | A | 7 | 28 | A | 7 | 987 | A | 7 | 170 | A | 7 | 4.6 | A | 7 | 16100 | B | 7 | 77777 | A | 7 | 1.3 | E | 8 | 0.076 | F | 8 | 0.16 | F | 8 | 0 | 1 | D | 9 | 10 | C | 8
[26 empty] | 3870900% | 17:00 | 74 | 1167 | 22 | 2 | 9 | 150 | 2 | 21 | 15 | 2 | 9 | 26 | 2 | 9 | 72 | 2 | 21 | 21 | 2 | 9 | 28 | 2 | 25 | 8 | E | 9 | 7 | E | 9 | 9 | A | 7 | -7 | A | 7 | 29 | A | 7 | 986 | A | 7 | 160 | A | 7 | 3.1 | A | 7 | 16100 | B | 7 | 77777 | A | 7 | 1.3 | E | 8 | 0.076 | F | 8 | 0.16 | F | 8 | 0 | 1 | D | 9 | 10 | C | 8
[26 empty] | 3870900% | 18:00 | 0 | 0 | 0 | 2 | 0 | 0 | 2 | 0 | 0 | 2 | 0 | 0 | 2 | 0 | 0 | 2 | 0 | 0 | 2 | 0 | 0 | 2 | 0 | 9 | E | 9 | 8 | E | 9 | 8 | A | 7 | -6 | A | 7 | 34 | A | 7 | 987 | A | 7 | 160 | A | 7 | 3.1 | A | 7 | 16100 | B | 7 | 77777 | A | 7 | 1.3 | E | 8 | 0.076 | F | 8 | 0.16 | F | 8 | 0 | 1 | D | 9 | 10 | C | 8
[26 empty] | 3870900% | 19:00 | 0 | 0 | 0 | 2 | 0 | 0 | 2 | 0 | 0 | 2 | 0 | 0 | 2 | 0 | 0 | 2 | 0 | 0 | 2 | 0 | 0 | 2 | 0 | 0 | E | 9 | 0 | A | 7 | 7 | A | 7 | -5 | A | 7 | 40 | A | 7 | 986 | A | 7 | 150 | A | 7 | 5.1 | A | 7 | 16100 | B | 7 | 77777 | A | 7 | 1.3 | E | 8 | 0.076 | F | 8 | 0.16 | F | 8 | 0 | 1 | D | 9 | 10 | C | 8
[26 empty] | 3870900% | 20:00 | 0 | 0 | 0 | 2 | 0 | 0 | 2 | 0 | 0 | 2 | 0 | 0 | 2 | 0 | 0 | 2 | 0 | 0 | 2 | 0 | 0 | 2 | 0 | 4 | E | 9 | 4 | E | 9 | 7 | A | 7 | -6 | A | 7 | 37 | A | 7 | 986 | A | 7 | 180 | A | 7 | 3.6 | A | 7 | 16100 | B | 7 | 77777 | A | 7 | 1.3 | E | 8 | 0.076 | F | 8 | 0.16 | F | 8 | 0 | 1 | D | 9 | 10 | C | 8
[26 empty] | 3870900% | 21:00 | 0 | 0 | 0 | 2 | 0 | 0 | 2 | 0 | 0 | 2 | 0 | 0 | 2 | 0 | 0 | 2 | 0 | 0 | 2 | 0 | 0 | 2 | 0 | 6 | E | 9 | 5 | E | 9 | 7 | A | 7 | -8 | A | 7 | 31 | A | 7 | 986 | A | 7 | 180 | A | 7 | 4.1 | A | 7 | 16100 | B | 7 | 77777 | A | 7 | 1.3 | E | 8 | 0.076 | F | 8 | 0.16 | F | 8 | 0 | 1 | D | 9 | 10 | C | 8
[26 empty] | 3870900% | 22:00 | 0 | 0 | 0 | 2 | 0 | 0 | 2 | 0 | 0 | 2 | 0 | 0 | 2 | 0 | 0 | 2 | 0 | 0 | 2 | 0 | 0 | 2 | 0 | 5 | E | 9 | 5 | E | 9 | 6 | A | 7 | -7 | A | 7 | 36 | A | 7 | 986 | A | 7 | 170 | A | 7 | 2.6 | A | 7 | 16100 | B | 7 | 77777 | A | 7 | 1.4 | E | 8 | 0.076 | F | 8 | 0.16 | F | 8 | 0 | 1 | D | 9 | 10 | C | 8
[26 empty] | 3870900% | 23:00 | 0 | 0 | 0 | 2 | 0 | 0 | 2 | 0 | 0 | 2 | 0 | 0 | 2 | 0 | 0 | 2 | 0 | 0 | 2 | 0 | 0 | 2 | 0 | 4 | E | 9 | 4 | E | 9 | 5 | A | 7 | -7 | A | 7 | 39 | A | 7 | 986 | A | 7 | 170 | A | 7 | 2.6 | A | 7 | 16100 | B | 7 | 77777 | A | 7 | 1.4 | E | 8 | 0.076 | F | 8 | 0.16 | F | 8 | 0 | 1 | D | 9 | 10 | C | 8
[26 empty] | 3870900% | 24:00 | 0 | 0 | 0 | 2 | 0 | 0 | 2 | 0 | 0 | 2 | 0 | 0 | 2 | 0 | 0 | 2 | 0 | 0 | 2 | 0 | 0 | 2 | 0 | 3 | E | 9 | 3 | E | 9 | 4 | A | 7 | -8 | A | 7 | 38 | A | 7 | 985 | A | 7 | 150 | A | 7 | 3.1 | A | 7 | 16100 | B | 7 | 77777 | A | 7 | 1.4 | E | 8 | 0.076 | F | 8 | 0.16 | F | 8 | 0 | 1 | D | 9 | 10 | C | 8
[26 empty] | 3871000% | 1:00 | 0 | 0 | 0 | 2 | 0 | 0 | 2 | 0 | 0 | 2 | 0 | 0 | 2 | 0 | 0 | 2 | 0 | 0 | 2 | 0 | 0 | 2 | 0 | 4 | B | 8 | 3 | B | 8 | 4 | B | 8 | -7.7 | B | 8 | 39 | A | 7 | 986 | B | 8 | 160 | B | 8 | 3.1 | B | 8 | 16100 | C | 8 | 77777 | B | 8 | 1.4 | E | 8 | 0.076 | F | 8 | 0.16 | F | 8 | 0 | 1 | D | 9 | 10 | C | 8
[26 empty] | 3871000% | 2:00 | 0 | 0 | 0 | 2 | 0 | 0 | 2 | 0 | 0 | 2 | 0 | 0 | 2 | 0 | 0 | 2 | 0 | 0 | 2 | 0 | 0 | 2 | 0 | 4 | B | 8 | 4 | B | 8 | 4.2 | B | 8 | -7.3 | B | 8 | 40 | A | 7 | 986 | B | 8 | 170 | B | 8 | 3.1 | B | 8 | 16100 | C | 8 | 77777 | B | 8 | 1.4 | E | 8 | 0.076 | F | 8 | 0.16 | F | 8 | 0 | 1 | D | 9 | 10 | C | 8
[26 empty] | 3871000% | 3:00 | 0 | 0 | 0 | 2 | 0 | 0 | 2 | 0 | 0 | 2 | 0 | 0 | 2 | 0 | 0 | 2 | 0 | 0 | 2 | 0 | 0 | 2 | 0 | 5 | E | 9 | 5 | E | 9 | 4 | A | 7 | -7 | A | 7 | 42 | A | 7 | 986 | A | 7 | 180 | A | 7 | 3.1 | A | 7 | 16100 | B | 7 | 77777 | A | 7 | 1.4 | E | 8 | 0.076 | F | 8 | 0.16 | F | 8 | 0 | 1 | D | 9 | 10 | C | 8
[26 empty] | 3871000% | 4:00 | 0 | 0 | 0 | 2 | 0 | 0 | 2 | 0 | 0 | 2 | 0 | 0 | 2 | 0 | 0 | 2 | 0 | 0 | 2 | 0 | 0 | 2 | 0 | 4 | E | 9 | 4 | E | 9 | 6 | A | 7 | -8 | A | 7 | 33 | A | 7 | 987 | A | 7 | 190 | A | 7 | 4.1 | A | 7 | 16100 | B | 7 | 77777 | A | 7 | 1.4 | E | 8 | 0.076 | F | 8 | 0.16 | F | 8 | 0 | 1 | D | 9 | 10 | C | 8
[26 empty] | 3871000% | 5:00 | 0 | 0 | 0 | 2 | 0 | 0 | 2 | 0 | 0 | 2 | 0 | 0 | 2 | 0 | 0 | 2 | 0 | 0 | 2 | 0 | 0 | 2 | 0 | 9 | E | 9 | 8 | E | 9 | 4 | A | 7 | -7 | A | 7 | 42 | A | 7 | 987 | A | 7 | 170 | A | 7 | 2.6 | A | 7 | 16100 | B | 7 | 77777 | A | 7 | 1.4 | E | 8 | 0.076 | F | 8 | 0.16 | F | 8 | 0 | 1 | D | 9 | 10 | C | 8
[26 empty] | 3871000% | 6:00 | 0 | 0 | 0 | 2 | 0 | 0 | 2 | 0 | 0 | 2 | 0 | 0 | 2 | 0 | 0 | 2 | 0 | 0 | 2 | 0 | 0 | 2 | 0 | 9 | E | 9 | 8 | E | 9 | 4 | A | 7 | -7 | A | 7 | 42 | A | 7 | 987 | A | 7 | 0 | A | 7 | 0 | A | 7 | 16100 | B | 7 | 77777 | A | 7 | 1.3 | E | 8 | 0.076 | F | 8 | 0.16 | F | 8 | 0 | 1 | D | 9 | 10 | C | 8
[26 empty] | 3871000% | 7:00 | 0 | 0 | 0 | 2 | 0 | 0 | 2 | 0 | 0 | 2 | 0 | 0 | 2 | 0 | 0 | 2 | 0 | 0 | 2 | 0 | 0 | 2 | 0 | 6 | E | 9 | 5 | E | 9 | 4 | A | 7 | -7 | A | 7 | 42 | A | 7 | 987 | A | 7 | 100 | A | 7 | 3.1 | A | 7 | 16100 | B | 7 | 77777 | A | 7 | 1.3 | E | 8 | 0.076 | F | 8 | 0.16 | F | 8 | 0 | 1 | D | 9 | 10 | C | 8
[26 empty] | 3871000% | 8:00 | 24 | 672 | 0 | 2 | 9 | 0 | 2 | 21 | 0 | 2 | 9 | 0 | 2 | 9 | 0 | 2 | 21 | 0 | 2 | 9 | 0 | 2 | 25 | 0 | E | 9 | 0 | E | 9 | 3 | A | 7 | -7 | A | 7 | 45 | A | 7 | 988 | A | 7 | 140 | A | 7 | 3.1 | A | 7 | 16100 | B | 7 | 77777 | A | 7 | 1.3 | E | 8 | 0.076 | F | 8 | 0.16 | F | 8 | 0 | 1 | D | 9 | 10 | C | 8
[26 empty] | 3871000% | 9:00 | 213 | 1414 | 125 | 2 | 9 | 374 | 2 | 21 | 69 | 2 | 9 | 126 | 2 | 9 | 242 | 2 | 21 | 89 | 2 | 9 | 130 | 2 | 25 | 1 | E | 9 | 1 | E | 9 | 4 | A | 7 | -7 | A | 7 | 42 | A | 7 | 988 | A | 7 | 140 | A | 7 | 2.6 | A | 7 | 16100 | B | 7 | 77777 | A | 7 | 1.2 | E | 8 | 0.076 | F | 8 | 0.16 | F | 8 | 0 | 1 | D | 9 | 10 | C | 8
[26 empty] | 3871000% | 10:00 | 403 | 1414 | 241 | 2 | 9 | 430 | 2 | 21 | 117 | 2 | 9 | 245 | 2 | 9 | 372 | 2 | 21 | 139 | 2 | 9 | 224 | 2 | 25 | 4 | B | 8 | 4 | B | 8 | 6 | B | 8 | -6.5 | B | 8 | 38 | A | 7 | 988 | B | 8 | 150 | B | 8 | 2.4 | B | 8 | 16100 | C | 8 | 77777 | B | 8 | 1.2 | E | 8 | 0.076 | F | 8 | 0.16 | F | 8 | 0 | 1 | D | 9 | 10 | C | 8
[26 empty] | 3871000% | 11:00 | 543 | 1414 | 298 | 2 | 9 | 355 | 2 | 21 | 161 | 2 | 9 | 315 | 2 | 9 | 347 | 2 | 21 | 182 | 2 | 9 | 340 | 2 | 25 | 8 | E | 9 | 7 | E | 9 | 8 | A | 7 | -6 | A | 7 | 34 | A | 7 | 988 | A | 7 | 150 | A | 7 | 2.1 | A | 7 | 16100 | B | 7 | 77777 | A | 7 | 1.3 | E | 8 | 0.076 | F | 8 | 0.16 | F | 8 | 0 | 1 | D | 9 | 10 | C | 8
[26 empty] | 3871000% | 12:00 | 622 | 1414 | 290 | 2 | 9 | 181 | 2 | 21 | 210 | 2 | 9 | 313 | 2 | 9 | 181 | 2 | 21 | 233 | 2 | 9 | 504 | 2 | 25 | 4 | E | 9 | 3 | E | 9 | 10 | A | 7 | -5 | A | 7 | 33 | A | 7 | 987 | A | 7 | 50 | A | 7 | 2.1 | A | 7 | 16100 | B | 7 | 77777 | A | 7 | 1.3 | E | 8 | 0.076 | F | 8 | 0.16 | F | 8 | 0 | 1 | D | 9 | 10 | C | 8
[26 empty] | 3871000% | 13:00 | 634 | 1414 | 375 | 2 | 9 | 443 | 2 | 21 | 176 | 2 | 9 | 389 | 2 | 9 | 434 | 2 | 21 | 194 | 2 | 9 | 363 | 2 | 25 | 0 | E | 9 | 0 | E | 9 | 11 | A | 7 | -6 | A | 7 | 28 | A | 7 | 986 | A | 7 | 140 | A | 7 | 3.1 | A | 7 | 16100 | B | 7 | 77777 | A | 7 | 1.4 | E | 8 | 0.076 | F | 8 | 0.16 | F | 8 | 0 | 1 | D | 9 | 10 | C | 8
[26 empty] | 3871000% | 14:00 | 579 | 1414 | 396 | 2 | 9 | 712 | 2 | 21 | 103 | 2 | 9 | 411 | 2 | 9 | 677 | 2 | 21 | 132 | 2 | 9 | 202 | 2 | 25 | 0 | E | 9 | 0 | E | 9 | 11 | A | 7 | -5 | A | 7 | 31 | A | 7 | 986 | A | 7 | 180 | A | 7 | 3.1 | A | 7 | 16100 | B | 7 | 77777 | A | 7 | 1.3 | E | 8 | 0.076 | F | 8 | 0.16 | F | 8 | 0 | 1 | D | 9 | 10 | C | 8
[26 empty] | 3871000% | 15:00 | 460 | 1414 | 292 | 2 | 9 | 682 | 2 | 21 | 69 | 2 | 9 | 305 | 2 | 9 | 620 | 2 | 21 | 103 | 2 | 9 | 133 | 2 | 25 | 0 | E | 9 | 0 | E | 9 | 11 | A | 7 | -4 | A | 7 | 33 | A | 7 | 986 | A | 7 | 150 | A | 7 | 2.1 | A | 7 | 16100 | B | 7 | 77777 | A | 7 | 1.3 | E | 8 | 0.076 | F | 8 | 0.16 | F | 8 | 0 | 1 | D | 9 | 10 | C | 8
[26 empty] | 3871000% | 16:00 | 286 | 1414 | 161 | 2 | 9 | 560 | 2 | 21 | 48 | 2 | 9 | 167 | 2 | 9 | 432 | 2 | 21 | 79 | 2 | 9 | 88 | 2 | 25 | 0 | E | 9 | 0 | E | 9 | 12 | A | 7 | -3 | A | 7 | 34 | A | 7 | 986 | A | 7 | 150 | A | 7 | 2.1 | A | 7 | 16100 | B | 7 | 77777 | A | 7 | 1.2 | E | 8 | 0.076 | F | 8 | 0.16 | F | 8 | 0 | 1 | D | 9 | 10 | C | 8
[26 empty] | 3871000% | 17:00 | 76 | 1167 | 23 | 2 | 9 | 200 | 2 | 21 | 13 | 2 | 9 | 28 | 2 | 9 | 97 | 2 | 21 | 21 | 2 | 9 | 25 | 2 | 25 | 0 | E | 9 | 0 | E | 9 | 11 | A | 7 | -4 | A | 7 | 33 | A | 7 | 986 | A | 7 | 100 | A | 7 | 2.6 | A | 7 | 16100 | B | 7 | 77777 | A | 7 | 1.1 | E | 8 | 0.076 | F | 8 | 0.16 | F | 8 | 0 | 1 | D | 9 | 10 | C | 8
[26 empty] | 3871000% | 18:00 | 0 | 0 | 0 | 2 | 0 | 0 | 2 | 0 | 0 | 2 | 0 | 0 | 2 | 0 | 0 | 2 | 0 | 0 | 2 | 0 | 0 | 2 | 0 | 0 | E | 9 | 0 | E | 9 | 10 | A | 7 | -4 | A | 7 | 36 | A | 7 | 987 | A | 7 | 130 | A | 7 | 2.6 | A | 7 | 16100 | B | 7 | 77777 | A | 7 | 1 | E | 8 | 0.076 | F | 8 | 0.16 | F | 8 | 0 | 1 | D | 9 | 10 | C | 8
[26 empty] | 3871000% | 19:00 | 0 | 0 | 0 | 2 | 0 | 0 | 2 | 0 | 0 | 2 | 0 | 0 | 2 | 0 | 0 | 2 | 0 | 0 | 2 | 0 | 0 | 2 | 0 | 0 | E | 9 | 0 | A | 7 | 9 | A | 7 | -4 | A | 7 | 38 | A | 7 | 986 | A | 7 | 130 | A | 7 | 2.6 | A | 7 | 16100 | B | 7 | 77777 | A | 7 | 0.9 | E | 8 | 0.076 | F | 8 | 0.16 | F | 8 | 0 | 1 | D | 9 | 10 | C | 8
[26 empty] | 3871000% | 20:00 | 0 | 0 | 0 | 2 | 0 | 0 | 2 | 0 | 0 | 2 | 0 | 0 | 2 | 0 | 0 | 2 | 0 | 0 | 2 | 0 | 0 | 2 | 0 | 2 | E | 9 | 2 | E | 9 | 5 | A | 7 | -3 | A | 7 | 55 | A | 7 | 986 | A | 7 | 0 | A | 7 | 0 | A | 7 | 16100 | B | 7 | 77777 | A | 7 | 0.9 | E | 8 | 0.076 | F | 8 | 0.16 | F | 8 | 0 | 1 | D | 9 | 10 | C | 8
[26 empty] | 3871000% | 21:00 | 0 | 0 | 0 | 2 | 0 | 0 | 2 | 0 | 0 | 2 | 0 | 0 | 2 | 0 | 0 | 2 | 0 | 0 | 2 | 0 | 0 | 2 | 0 | 1 | E | 9 | 1 | E | 9 | 4 | A | 7 | -4 | A | 7 | 54 | A | 7 | 985 | A | 7 | 0 | A | 7 | 0 | A | 7 | 16100 | B | 7 | 77777 | A | 7 | 0.9 | E | 8 | 0.076 | F | 8 | 0.16 | F | 8 | 0 | 1 | D | 9 | 10 | C | 8
[26 empty] | 3871000% | 22:00 | 0 | 0 | 0 | 2 | 0 | 0 | 2 | 0 | 0 | 2 | 0 | 0 | 2 | 0 | 0 | 2 | 0 | 0 | 2 | 0 | 0 | 2 | 0 | 2 | E | 9 | 2 | E | 9 | 4 | A | 7 | -4 | A | 7 | 54 | A | 7 | 985 | A | 7 | 0 | A | 7 | 0 | A | 7 | 16100 | B | 7 | 77777 | A | 7 | 0.8 | E | 8 | 0.076 | F | 8 | 0.16 | F | 8 | 0 | 1 | D | 9 | 10 | C | 8
[26 empty] | 3871000% | 23:00 | 0 | 0 | 0 | 2 | 0 | 0 | 2 | 0 | 0 | 2 | 0 | 0 | 2 | 0 | 0 | 2 | 0 | 0 | 2 | 0 | 0 | 2 | 0 | 0 | E | 9 | 0 | E | 9 | 3 | A | 7 | -4 | A | 7 | 58 | A | 7 | 985 | A | 7 | 60 | A | 7 | 1.5 | A | 7 | 16100 | B | 7 | 77777 | A | 7 | 0.8 | E | 8 | 0.076 | F | 8 | 0.16 | F | 8 | 0 | 1 | D | 9 | 10 | C | 8
[26 empty] | 3871000% | 24:00 | 0 | 0 | 0 | 2 | 0 | 0 | 2 | 0 | 0 | 2 | 0 | 0 | 2 | 0 | 0 | 2 | 0 | 0 | 2 | 0 | 0 | 2 | 0 | 0 | E | 9 | 0 | E | 9 | 3 | A | 7 | -4 | A | 7 | 58 | A | 7 | 984 | A | 7 | 300 | A | 7 | 1.5 | A | 7 | 16100 | B | 7 | 77777 | A | 7 | 0.8 | E | 8 | 0.076 | F | 8 | 0.16 | F | 8 | 0 | 1 | D | 9 | 10 | C | 8
[26 empty] | 3871100% | 1:00 | 0 | 0 | 0 | 2 | 0 | 0 | 2 | 0 | 0 | 2 | 0 | 0 | 2 | 0 | 0 | 2 | 0 | 0 | 2 | 0 | 0 | 2 | 0 | 0 | E | 9 | 0 | E | 9 | -2 | A | 7 | -5 | A | 7 | 78 | A | 7 | 983 | A | 7 | 310 | A | 7 | 2.6 | A | 7 | 12900 | B | 7 | 77777 | A | 7 | 0.8 | E | 8 | 0.076 | F | 8 | 0.16 | F | 8 | 0 | 1 | D | 9 | 10 | C | 8
[26 empty] | 3871100% | 2:00 | 0 | 0 | 0 | 2 | 0 | 0 | 2 | 0 | 0 | 2 | 0 | 0 | 2 | 0 | 0 | 2 | 0 | 0 | 2 | 0 | 0 | 2 | 0 | 0 | E | 9 | 0 | E | 9 | 1 | A | 7 | -4 | A | 7 | 67 | A | 7 | 983 | A | 7 | 0 | A | 7 | 0 | A | 7 | 14500 | B | 7 | 77777 | A | 7 | 0.9 | E | 8 | 0.076 | F | 8 | 0.16 | F | 8 | 0 | 1 | D | 9 | 10 | C | 8
[26 empty] | 3871100% | 3:00 | 0 | 0 | 0 | 2 | 0 | 0 | 2 | 0 | 0 | 2 | 0 | 0 | 2 | 0 | 0 | 2 | 0 | 0 | 2 | 0 | 0 | 2 | 0 | 1 | E | 9 | 1 | E | 9 | -2 | A | 7 | -5 | A | 7 | 78 | A | 7 | 983 | A | 7 | 0 | A | 7 | 0 | A | 7 | 11300 | B | 7 | 77777 | A | 7 | 0.9 | E | 8 | 0.076 | F | 8 | 0.16 | F | 8 | 0 | 1 | D | 9 | 10 | C | 8
[26 empty] | 3871100% | 4:00 | 0 | 0 | 0 | 2 | 0 | 0 | 2 | 0 | 0 | 2 | 0 | 0 | 2 | 0 | 0 | 2 | 0 | 0 | 2 | 0 | 0 | 2 | 0 | 0 | E | 9 | 0 | E | 9 | -3 | A | 7 | -5 | A | 7 | 84 | A | 7 | 983 | A | 7 | 290 | A | 7 | 3.1 | A | 7 | 9700 | B | 7 | 77777 | A | 7 | 1 | E | 8 | 0.076 | F | 8 | 0.16 | F | 8 | 0 | 1 | D | 9 | 10 | C | 8
[26 empty] | 3871100% | 5:00 | 0 | 0 | 0 | 2 | 0 | 0 | 2 | 0 | 0 | 2 | 0 | 0 | 2 | 0 | 0 | 2 | 0 | 0 | 2 | 0 | 0 | 2 | 0 | 2 | E | 9 | 2 | E | 9 | -2 | A | 7 | -5 | A | 7 | 78 | A | 7 | 982 | A | 7 | 0 | A | 7 | 0 | A | 7 | 11300 | B | 7 | 77777 | A | 7 | 1.2 | E | 8 | 0.076 | F | 8 | 0.16 | F | 8 | 0 | 1 | D | 9 | 10 | C | 8
[26 empty] | 3871100% | 6:00 | 0 | 0 | 0 | 2 | 0 | 0 | 2 | 0 | 0 | 2 | 0 | 0 | 2 | 0 | 0 | 2 | 0 | 0 | 2 | 0 | 0 | 2 | 0 | 8 | E | 9 | 8 | E | 9 | -2 | A | 7 | -4 | A | 7 | 85 | A | 7 | 982 | A | 7 | 0 | A | 7 | 0 | A | 7 | 8000 | B | 7 | 2700 | A | 7 | 1.3 | E | 8 | 0.076 | F | 8 | 0.16 | F | 8 | 0 | 1 | D | 9 | 10 | C | 8
[26 empty] | 3871100% | 7:00 | 0 | 0 | 0 | 2 | 0 | 0 | 2 | 0 | 0 | 2 | 0 | 0 | 2 | 0 | 0 | 2 | 0 | 0 | 2 | 0 | 0 | 2 | 0 | 10 | E | 9 | 10 | E | 9 | -1 | A | 7 | -3 | A | 7 | 85 | A | 7 | 982 | A | 7 | 0 | A | 7 | 0 | A | 7 | 8000 | B | 7 | 1350 | A | 7 | 1.5 | E | 8 | 0.076 | F | 8 | 0.16 | F | 8 | 0 | 1 | D | 9 | 10 | C | 8
[26 empty] | 3871100% | 8:00 | 24 | 672 | 0 | 2 | 9 | 0 | 2 | 21 | 0 | 2 | 9 | 0 | 2 | 9 | 0 | 2 | 21 | 0 | 2 | 9 | 0 | 2 | 25 | 9 | E | 9 | 9 | E | 9 | 1 | A | 7 | -1 | A | 7 | 86 | A | 7 | 981 | A | 7 | 50 | A | 7 | 2.6 | A | 7 | 6400 | B | 7 | 2400 | A | 7 | 1.7 | E | 8 | 0.076 | F | 8 | 0.16 | F | 8 | 0 | 1 | D | 9 | 10 | C | 8
[26 empty] | 3871100% | 9:00 | 211 | 1414 | 126 | 2 | 9 | 224 | 2 | 21 | 92 | 2 | 9 | 127 | 2 | 9 | 140 | 2 | 21 | 106 | 2 | 9 | 198 | 2 | 25 | 10 | E | 9 | 10 | E | 9 | -1 | A | 7 | -2 | A | 7 | 92 | A | 7 | 981 | A | 7 | 330 | A | 7 | 2.1 | A | 7 | 4000 | B | 7 | 2400 | A | 7 | 2 | E | 8 | 0.076 | F | 8 | 0.16 | F | 8 | 0 | 1 | D | 9 | 10 | C | 8
[26 empty] | 3871100% | 10:00 | 403 | 1414 | 149 | 2 | 9 | 82 | 2 | 21 | 125 | 2 | 9 | 162 | 2 | 9 | 74 | 2 | 21 | 141 | 2 | 9 | 317 | 2 | 25 | 10 | E | 9 | 10 | E | 9 | 1 | A | 7 | -1 | A | 7 | 86 | A | 7 | 980 | A | 7 | 350 | A | 7 | 2.6 | A | 7 | 4800 | B | 7 | 960 | A | 7 | 2.2 | E | 8 | 0.076 | F | 8 | 0.16 | F | 8 | 0 | 1 | D | 9 | 10 | C | 8
[26 empty] | 3871100% | 11:00 | 543 | 1414 | 58 | 2 | 9 | 0 | 2 | 21 | 58 | 2 | 9 | 70 | 2 | 9 | 0 | 2 | 21 | 70 | 2 | 9 | 263 | 2 | 25 | 10 | E | 9 | 10 | E | 9 | 1 | A | 7 | -2 | A | 7 | 79 | A | 7 | 979 | A | 7 | 360 | A | 7 | 3.6 | A | 7 | 4800 | B | 7 | 750 | A | 7 | 2.3 | E | 8 | 0.076 | F | 8 | 0.16 | F | 8 | 0 | 1 | D | 9 | 5 | C | 8
[26 empty] | 3871100% | 12:00 | 622 | 1414 | 68 | 2 | 9 | 0 | 2 | 21 | 68 | 2 | 9 | 83 | 2 | 9 | 0 | 2 | 21 | 83 | 2 | 9 | 316 | 2 | 25 | 10 | E | 9 | 10 | E | 9 | 0 | A | 7 | -1 | A | 7 | 92 | A | 7 | 978 | A | 7 | 310 | A | 7 | 3.6 | A | 7 | 2400 | B | 7 | 690 | A | 7 | 2.4 | E | 8 | 0.076 | F | 8 | 0.16 | F | 8 | 0 | 1 | D | 9 | 10 | C | 8
[26 empty] | 3871100% | 13:00 | 635 | 1414 | 72 | 2 | 9 | 0 | 2 | 21 | 72 | 2 | 9 | 87 | 2 | 9 | 0 | 2 | 21 | 87 | 2 | 9 | 335 | 2 | 25 | 10 | E | 9 | 10 | E | 9 | 0 | A | 7 | -1 | A | 7 | 92 | A | 7 | 977 | A | 7 | 340 | A | 7 | 2.6 | A | 7 | 1200 | B | 7 | 630 | A | 7 | 2.5 | E | 8 | 0.076 | F | 8 | 0.16 | F | 8 | 0 | 1 | D | 9 | 10 | C | 8
[26 empty] | 3871100% | 14:00 | 580 | 1414 | 63 | 2 | 9 | 0 | 2 | 21 | 63 | 2 | 9 | 77 | 2 | 9 | 0 | 2 | 21 | 77 | 2 | 9 | 289 | 2 | 25 | 10 | E | 9 | 10 | E | 9 | 2 | A | 7 | 1 | A | 7 | 93 | A | 7 | 976 | A | 7 | 360 | A | 7 | 2.6 | A | 7 | 2000 | B | 7 | 330 | A | 7 | 2.3 | E | 8 | 0.076 | F | 8 | 0.16 | F | 8 | 0 | 1 | D | 9 | 10 | C | 8
[26 empty] | 3871100% | 15:00 | 462 | 1414 | 119 | 2 | 9 | 12 | 2 | 21 | 115 | 2 | 9 | 134 | 2 | 9 | 8 | 2 | 21 | 132 | 2 | 9 | 429 | 2 | 25 | 10 | E | 9 | 10 | E | 9 | 1 | A | 7 | 1 | A | 7 | 100 | A | 7 | 974 | A | 7 | 30 | A | 7 | 3.1 | A | 7 | 1200 | B | 7 | 270 | A | 7 | 2.2 | E | 8 | 0.076 | F | 8 | 0.16 | F | 8 | 0 | 1 | D | 9 | 10 | C | 8
[26 empty] | 3871100% | 16:00 | 288 | 1414 | 29 | 2 | 9 | 0 | 2 | 21 | 29 | 2 | 9 | 35 | 2 | 9 | 0 | 2 | 21 | 35 | 2 | 9 | 120 | 2 | 25 | 10 | E | 9 | 10 | E | 9 | 1 | A | 7 | 1 | A | 7 | 100 | A | 7 | 974 | A | 7 | 330 | A | 7 | 4.6 | A | 7 | 800 | B | 7 | 60 | A | 7 | 2 | E | 8 | 0.076 | F | 8 | 0.16 | F | 8 | 0 | 1 | D | 9 | 10 | C | 8
[26 empty] | 3871100% | 17:00 | 78 | 1190 | 21 | 2 | 9 | 82 | 2 | 21 | 17 | 2 | 9 | 25 | 2 | 9 | 34 | 2 | 21 | 22 | 2 | 9 | 29 | 2 | 25 | 10 | E | 9 | 10 | E | 9 | 1 | A | 7 | 1 | A | 7 | 100 | A | 7 | 974 | A | 7 | 340 | A | 7 | 3.6 | A | 7 | 2400 | B | 7 | 60 | A | 7 | 1.8 | E | 8 | 0.076 | F | 8 | 0.16 | F | 8 | 0 | 1 | D | 9 | 44 | C | 8
[26 empty] | 3871100% | 18:00 | 0 | 0 | 0 | 2 | 0 | 0 | 2 | 0 | 0 | 2 | 0 | 0 | 2 | 0 | 0 | 2 | 0 | 0 | 2 | 0 | 0 | 2 | 0 | 10 | E | 9 | 10 | E | 9 | 1 | A | 7 | 0 | A | 7 | 93 | A | 7 | 973 | A | 7 | 360 | A | 7 | 4.1 | A | 7 | 2800 | B | 7 | 330 | A | 7 | 1.5 | E | 8 | 0.076 | F | 8 | 0.16 | F | 8 | 0 | 1 | D | 9 | 10 | C | 8
[26 empty] | 3871100% | 19:00 | 0 | 0 | 0 | 2 | 0 | 0 | 2 | 0 | 0 | 2 | 0 | 0 | 2 | 0 | 0 | 2 | 0 | 0 | 2 | 0 | 0 | 2 | 0 | 10 | E | 9 | 10 | A | 7 | 1 | A | 7 | 1 | A | 7 | 100 | A | 7 | 973 | A | 7 | 330 | A | 7 | 2.1 | A | 7 | 2400 | B | 7 | 330 | A | 7 | 1.2 | E | 8 | 0.076 | F | 8 | 0.16 | F | 8 | 0 | 1 | D | 9 | 10 | C | 8
[26 empty] | 3871100% | 20:00 | 0 | 0 | 0 | 2 | 0 | 0 | 2 | 0 | 0 | 2 | 0 | 0 | 2 | 0 | 0 | 2 | 0 | 0 | 2 | 0 | 0 | 2 | 0 | 10 | E | 9 | 10 | E | 9 | 1 | A | 7 | 1 | A | 7 | 100 | A | 7 | 973 | A | 7 | 320 | A | 7 | 2.6 | A | 7 | 1200 | B | 7 | 180 | A | 7 | 1.3 | E | 8 | 0.076 | F | 8 | 0.16 | F | 8 | 0 | 1 | D | 9 | 10 | C | 8
[26 empty] | 3871100% | 21:00 | 0 | 0 | 0 | 2 | 0 | 0 | 2 | 0 | 0 | 2 | 0 | 0 | 2 | 0 | 0 | 2 | 0 | 0 | 2 | 0 | 0 | 2 | 0 | 10 | E | 9 | 10 | E | 9 | 1 | A | 7 | 1 | A | 7 | 100 | A | 7 | 972 | A | 7 | 300 | A | 7 | 3.1 | A | 7 | 800 | B | 7 | 30 | A | 7 | 1.4 | E | 8 | 0.076 | F | 8 | 0.16 | F | 8 | 0 | 1 | D | 9 | 10 | C | 8
[26 empty] | 3871100% | 22:00 | 0 | 0 | 0 | 2 | 0 | 0 | 2 | 0 | 0 | 2 | 0 | 0 | 2 | 0 | 0 | 2 | 0 | 0 | 2 | 0 | 0 | 2 | 0 | 10 | E | 9 | 10 | E | 9 | 1 | A | 7 | 1 | A | 7 | 100 | A | 7 | 972 | A | 7 | 0 | A | 7 | 0 | A | 7 | 2000 | B | 7 | 30 | A | 7 | 1.4 | E | 8 | 0.076 | F | 8 | 0.16 | F | 8 | 0 | 1 | D | 9 | 10 | C | 8
[26 empty] | 3871100% | 23:00 | 0 | 0 | 0 | 2 | 0 | 0 | 2 | 0 | 0 | 2 | 0 | 0 | 2 | 0 | 0 | 2 | 0 | 0 | 2 | 0 | 0 | 2 | 0 | 10 | E | 9 | 10 | E | 9 | 1 | A | 7 | 1 | A | 7 | 100 | A | 7 | 971 | A | 7 | 0 | A | 7 | 0 | A | 7 | 2400 | B | 7 | 210 | A | 7 | 1.5 | E | 8 | 0.076 | F | 8 | 0.16 | F | 8 | 0 | 1 | D | 9 | 10 | C | 8
[26 empty] | 3871100% | 24:00 | 0 | 0 | 0 | 2 | 0 | 0 | 2 | 0 | 0 | 2 | 0 | 0 | 2 | 0 | 0 | 2 | 0 | 0 | 2 | 0 | 0 | 2 | 0 | 10 | E | 9 | 10 | E | 9 | 1 | A | 7 | 1 | A | 7 | 100 | A | 7 | 971 | A | 7 | 170 | A | 7 | 2.1 | A | 7 | 800 | B | 7 | 30 | A | 7 | 1.5 | E | 8 | 0.076 | F | 8 | 0.16 | F | 8 | 0 | 1 | D | 9 | 10 | C | 8
[26 empty] | 3871200% | 1:00 | 0 | 0 | 0 | 2 | 0 | 0 | 2 | 0 | 0 | 2 | 0 | 0 | 2 | 0 | 0 | 2 | 0 | 0 | 2 | 0 | 0 | 2 | 0 | 10 | E | 9 | 10 | E | 9 | 1 | A | 7 | 1 | A | 7 | 100 | A | 7 | 971 | A | 7 | 170 | A | 7 | 1.5 | A | 7 | 800 | B | 7 | 90 | A | 7 | 1.6 | E | 8 | 0.075 | F | 8 | 0.16 | F | 8 | 20 | 1 | D | 9 | 10 | C | 8
[26 empty] | 3871200% | 2:00 | 0 | 0 | 0 | 2 | 0 | 0 | 2 | 0 | 0 | 2 | 0 | 0 | 2 | 0 | 0 | 2 | 0 | 0 | 2 | 0 | 0 | 2 | 0 | 10 | E | 9 | 10 | E | 9 | 2 | A | 7 | 1 | A | 7 | 93 | A | 7 | 971 | A | 7 | 190 | A | 7 | 2.1 | A | 7 | 1600 | B | 7 | 30 | A | 7 | 1.6 | E | 8 | 0.075 | F | 8 | 0.16 | F | 8 | 12 | 1 | D | 9 | 10 | C | 8
[26 empty] | 3871200% | 3:00 | 0 | 0 | 0 | 2 | 0 | 0 | 2 | 0 | 0 | 2 | 0 | 0 | 2 | 0 | 0 | 2 | 0 | 0 | 2 | 0 | 0 | 2 | 0 | 10 | E | 9 | 10 | E | 9 | 1 | A | 7 | 1 | A | 7 | 100 | A | 7 | 970 | A | 7 | 80 | A | 7 | 2.1 | A | 7 | 400 | B | 7 | 30 | A | 7 | 1.6 | E | 8 | 0.075 | F | 8 | 0.16 | F | 8 | 0 | 1 | D | 9 | 10 | C | 8
[26 empty] | 3871200% | 4:00 | 0 | 0 | 0 | 2 | 0 | 0 | 2 | 0 | 0 | 2 | 0 | 0 | 2 | 0 | 0 | 2 | 0 | 0 | 2 | 0 | 0 | 2 | 0 | 10 | E | 9 | 10 | E | 9 | 1 | A | 7 | 1 | A | 7 | 100 | A | 7 | 970 | A | 7 | 170 | A | 7 | 2.6 | A | 7 | 2000 | B | 7 | 1500 | A | 7 | 1.6 | E | 8 | 0.075 | F | 8 | 0.16 | F | 8 | 0 | 1 | D | 9 | 44 | C | 8
[26 empty] | 3871200% | 5:00 | 0 | 0 | 0 | 2 | 0 | 0 | 2 | 0 | 0 | 2 | 0 | 0 | 2 | 0 | 0 | 2 | 0 | 0 | 2 | 0 | 0 | 2 | 0 | 10 | E | 9 | 10 | E | 9 | 1 | A | 7 | 1 | A | 7 | 100 | A | 7 | 970 | A | 7 | 180 | A | 7 | 2.1 | A | 7 | 2400 | B | 7 | 1350 | A | 7 | 1.6 | E | 8 | 0.075 | F | 8 | 0.16 | F | 8 | 0 | 1 | D | 9 | 10 | C | 8
[26 empty] | 3871200% | 6:00 | 0 | 0 | 0 | 2 | 0 | 0 | 2 | 0 | 0 | 2 | 0 | 0 | 2 | 0 | 0 | 2 | 0 | 0 | 2 | 0 | 0 | 2 | 0 | 10 | E | 9 | 10 | E | 9 | 2 | A | 7 | 1 | A | 7 | 93 | A | 7 | 970 | A | 7 | 170 | A | 7 | 2.1 | A | 7 | 4000 | B | 7 | 990 | A | 7 | 1.5 | E | 8 | 0.075 | F | 8 | 0.16 | F | 8 | 0 | 1 | D | 9 | 10 | C | 8
[26 empty] | 3871200% | 7:00 | 0 | 0 | 0 | 2 | 0 | 0 | 2 | 0 | 0 | 2 | 0 | 0 | 2 | 0 | 0 | 2 | 0 | 0 | 2 | 0 | 0 | 2 | 0 | 10 | E | 9 | 10 | E | 9 | 1 | A | 7 | 1 | A | 7 | 100 | A | 7 | 971 | A | 7 | 180 | A | 7 | 3.1 | A | 7 | 2000 | B | 7 | 60 | A | 7 | 1.5 | E | 8 | 0.075 | F | 8 | 0.16 | F | 8 | 0 | 1 | D | 9 | 10 | C | 8
[26 empty] | 3871200% | 8:00 | 23 | 648 | 0 | 2 | 9 | 0 | 2 | 21 | 0 | 2 | 9 | 0 | 2 | 9 | 0 | 2 | 21 | 0 | 2 | 9 | 0 | 2 | 25 | 10 | E | 9 | 10 | E | 9 | 2 | A | 7 | 1 | A | 7 | 93 | A | 7 | 971 | A | 7 | 210 | A | 7 | 2.6 | A | 7 | 4800 | B | 7 | 690 | A | 7 | 1.4 | E | 8 | 0.075 | F | 8 | 0.16 | F | 8 | 0 | 1 | D | 9 | 10 | C | 8
[26 empty] | 3871200% | 9:00 | 210 | 1414 | 19 | 2 | 9 | 0 | 2 | 21 | 19 | 2 | 9 | 23 | 2 | 9 | 0 | 2 | 21 | 23 | 2 | 9 | 77 | 2 | 25 | 10 | E | 9 | 10 | E | 9 | 4 | A | 7 | 2 | A | 7 | 87 | A | 7 | 972 | A | 7 | 260 | A | 7 | 7.2 | A | 7 | 4800 | B | 7 | 780 | A | 7 | 1.3 | E | 8 | 0.075 | F | 8 | 0.16 | F | 8 | 0 | 1 | D | 9 | 10 | C | 8
[26 empty] | 3871200% | 10:00 | 402 | 1414 | 262 | 2 | 9 | 424 | 2 | 21 | 141 | 2 | 9 | 272 | 2 | 9 | 373 | 2 | 21 | 165 | 2 | 9 | 298 | 2 | 25 | 10 | E | 9 | 10 | E | 9 | 4 | A | 7 | -1 | A | 7 | 69 | A | 7 | 973 | A | 7 | 280 | A | 7 | 9.3 | A | 7 | 16100 | B | 7 | 900 | A | 7 | 1.3 | E | 8 | 0.075 | F | 8 | 0.16 | F | 8 | 0 | 1 | D | 9 | 10 | C | 8
[26 empty] | 3871200% | 11:00 | 543 | 1414 | 58 | 2 | 9 | 0 | 2 | 21 | 58 | 2 | 9 | 70 | 2 | 9 | 0 | 2 | 21 | 70 | 2 | 9 | 263 | 2 | 25 | 10 | E | 9 | 10 | E | 9 | 4 | A | 7 | -1 | A | 7 | 69 | A | 7 | 973 | A | 7 | 270 | A | 7 | 7.7 | A | 7 | 16100 | B | 7 | 960 | A | 7 | 1.3 | E | 8 | 0.075 | F | 8 | 0.16 | F | 8 | 0 | 1 | D | 9 | 10 | C | 8
[26 empty] | 3871200% | 12:00 | 623 | 1414 | 204 | 2 | 9 | 42 | 2 | 21 | 185 | 2 | 9 | 223 | 2 | 9 | 41 | 2 | 21 | 205 | 2 | 9 | 531 | 2 | 25 | 10 | E | 9 | 10 | E | 9 | 4 | A | 7 | -1 | A | 7 | 69 | A | 7 | 973 | A | 7 | 280 | A | 7 | 8.2 | A | 7 | 16100 | B | 7 | 1140 | A | 7 | 1.3 | E | 8 | 0.075 | F | 8 | 0.16 | F | 8 | 0 | 1 | D | 9 | 10 | C | 8
[26 empty] | 3871200% | 13:00 | 636 | 1414 | 107 | 2 | 9 | 0 | 2 | 21 | 107 | 2 | 9 | 126 | 2 | 9 | 0 | 2 | 21 | 126 | 2 | 9 | 471 | 2 | 25 | 10 | E | 9 | 10 | E | 9 | 4 | A | 7 | -2 | A | 7 | 64 | A | 7 | 973 | A | 7 | 290 | A | 7 | 9.8 | A | 7 | 16100 | B | 7 | 1080 | A | 7 | 1.2 | E | 8 | 0.075 | F | 8 | 0.16 | F | 8 | 0 | 1 | D | 9 | 10 | C | 8
[26 empty] | 3871200% | 14:00 | 582 | 1414 | 63 | 2 | 9 | 0 | 2 | 21 | 63 | 2 | 9 | 77 | 2 | 9 | 0 | 2 | 21 | 77 | 2 | 9 | 289 | 2 | 25 | 10 | E | 9 | 10 | E | 9 | 4 | A | 7 | -2 | A | 7 | 64 | A | 7 | 974 | A | 7 | 290 | A | 7 | 10.8 | A | 7 | 16100 | B | 7 | 1080 | A | 7 | 1.2 | E | 8 | 0.075 | F | 8 | 0.16 | F | 8 | 0 | 1 | D | 9 | 10 | C | 8
[26 empty] | 3871200% | 15:00 | 464 | 1414 | 168 | 2 | 9 | 87 | 2 | 21 | 139 | 2 | 9 | 184 | 2 | 9 | 81 | 2 | 21 | 157 | 2 | 9 | 367 | 2 | 25 | 10 | E | 9 | 10 | E | 9 | 4 | A | 7 | -2 | A | 7 | 64 | A | 7 | 974 | A | 7 | 290 | A | 7 | 9.8 | A | 7 | 16100 | B | 7 | 1020 | A | 7 | 1.2 | E | 8 | 0.075 | F | 8 | 0.16 | F | 8 | 0 | 1 | D | 9 | 10 | C | 8
[26 empty] | 3871200% | 16:00 | 290 | 1414 | 119 | 2 | 9 | 205 | 2 | 21 | 77 | 2 | 9 | 126 | 2 | 9 | 156 | 2 | 21 | 94 | 2 | 9 | 148 | 2 | 25 | 10 | E | 9 | 10 | E | 9 | 4 | A | 7 | -1 | A | 7 | 69 | A | 7 | 976 | A | 7 | 300 | A | 7 | 9.8 | A | 7 | 16100 | B | 7 | 1080 | A | 7 | 1.2 | E | 8 | 0.075 | F | 8 | 0.16 | F | 8 | 0 | 1 | D | 9 | 10 | C | 8
[26 empty] | 3871200% | 17:00 | 80 | 1214 | 14 | 2 | 9 | 17 | 2 | 21 | 14 | 2 | 9 | 17 | 2 | 9 | 8 | 2 | 21 | 17 | 2 | 9 | 29 | 2 | 25 | 10 | E | 9 | 10 | E | 9 | 4 | A | 7 | -2 | A | 7 | 64 | A | 7 | 977 | A | 7 | 290 | A | 7 | 9.8 | A | 7 | 16100 | B | 7 | 1080 | A | 7 | 1.2 | E | 8 | 0.075 | F | 8 | 0.16 | F | 8 | 0 | 1 | D | 9 | 10 | C | 8
[26 empty] | 3871200% | 18:00 | 0 | 0 | 0 | 2 | 0 | 0 | 2 | 0 | 0 | 2 | 0 | 0 | 2 | 0 | 0 | 2 | 0 | 0 | 2 | 0 | 0 | 2 | 0 | 10 | E | 9 | 10 | E | 9 | 4 | A | 7 | -1 | A | 7 | 69 | A | 7 | 978 | A | 7 | 300 | A | 7 | 9.3 | A | 7 | 16100 | B | 7 | 900 | A | 7 | 1.2 | E | 8 | 0.075 | F | 8 | 0.16 | F | 8 | 0 | 1 | D | 9 | 10 | C | 8
[26 empty] | 3871200% | 19:00 | 0 | 0 | 0 | 2 | 0 | 0 | 2 | 0 | 0 | 2 | 0 | 0 | 2 | 0 | 0 | 2 | 0 | 0 | 2 | 0 | 0 | 2 | 0 | 10 | E | 9 | 10 | A | 7 | 3 | A | 7 | -2 | A | 7 | 68 | A | 7 | 979 | A | 7 | 280 | A | 7 | 7.7 | A | 7 | 16100 | B | 7 | 900 | A | 7 | 1.1 | E | 8 | 0.075 | F | 8 | 0.16 | F | 8 | 0 | 1 | D | 9 | 10 | C | 8
[26 empty] | 3871200% | 20:00 | 0 | 0 | 0 | 2 | 0 | 0 | 2 | 0 | 0 | 2 | 0 | 0 | 2 | 0 | 0 | 2 | 0 | 0 | 2 | 0 | 0 | 2 | 0 | 10 | E | 9 | 10 | E | 9 | 3 | A | 7 | -3 | A | 7 | 63 | A | 7 | 980 | A | 7 | 290 | A | 7 | 9.8 | A | 7 | 16100 | B | 7 | 1170 | A | 7 | 1.1 | E | 8 | 0.075 | F | 8 | 0.16 | F | 8 | 0 | 1 | D | 9 | 10 | C | 8
[26 empty] | 3871200% | 21:00 | 0 | 0 | 0 | 2 | 0 | 0 | 2 | 0 | 0 | 2 | 0 | 0 | 2 | 0 | 0 | 2 | 0 | 0 | 2 | 0 | 0 | 2 | 0 | 10 | E | 9 | 10 | E | 9 | 3 | A | 7 | -3 | A | 7 | 63 | A | 7 | 982 | A | 7 | 290 | A | 7 | 6.2 | A | 7 | 16100 | B | 7 | 990 | A | 7 | 1 | E | 8 | 0.075 | F | 8 | 0.16 | F | 8 | 0 | 1 | D | 9 | 10 | C | 8
[26 empty] | 3871200% | 22:00 | 0 | 0 | 0 | 2 | 0 | 0 | 2 | 0 | 0 | 2 | 0 | 0 | 2 | 0 | 0 | 2 | 0 | 0 | 2 | 0 | 0 | 2 | 0 | 10 | E | 9 | 10 | E | 9 | 3 | A | 7 | -3 | A | 7 | 63 | A | 7 | 982 | A | 7 | 290 | A | 7 | 6.7 | A | 7 | 16100 | B | 7 | 1050 | A | 7 | 1 | E | 8 | 0.075 | F | 8 | 0.16 | F | 8 | 0 | 1 | D | 9 | 10 | C | 8
[26 empty] | 3871200% | 23:00 | 0 | 0 | 0 | 2 | 0 | 0 | 2 | 0 | 0 | 2 | 0 | 0 | 2 | 0 | 0 | 2 | 0 | 0 | 2 | 0 | 0 | 2 | 0 | 10 | E | 9 | 10 | E | 9 | 3 | A | 7 | -3 | A | 7 | 63 | A | 7 | 983 | A | 7 | 280 | A | 7 | 9.3 | A | 7 | 16100 | B | 7 | 1110 | A | 7 | 1 | E | 8 | 0.075 | F | 8 | 0.16 | F | 8 | 0 | 1 | D | 9 | 10 | C | 8
[26 empty] | 3871200% | 24:00 | 0 | 0 | 0 | 2 | 0 | 0 | 2 | 0 | 0 | 2 | 0 | 0 | 2 | 0 | 0 | 2 | 0 | 0 | 2 | 0 | 0 | 2 | 0 | 10 | E | 9 | 10 | E | 9 | 2 | A | 7 | -4 | A | 7 | 62 | A | 7 | 983 | A | 7 | 280 | A | 7 | 7.2 | A | 7 | 16100 | B | 7 | 1170 | A | 7 | 1 | E | 8 | 0.075 | F | 8 | 0.16 | F | 8 | 0 | 1 | D | 9 | 10 | C | 8
[26 empty] | 3871300% | 1:00 | 0 | 0 | 0 | 2 | 0 | 0 | 2 | 0 | 0 | 2 | 0 | 0 | 2 | 0 | 0 | 2 | 0 | 0 | 2 | 0 | 0 | 2 | 0 | 10 | E | 9 | 10 | E | 9 | 3 | A | 7 | -4 | A | 7 | 58 | A | 7 | 983 | A | 7 | 280 | A | 7 | 9.3 | A | 7 | 16100 | B | 7 | 1200 | A | 7 | 1 | E | 8 | 0.075 | F | 8 | 0.16 | F | 8 | 0 | 1 | D | 9 | 10 | C | 8
[26 empty] | 3871300% | 2:00 | 0 | 0 | 0 | 2 | 0 | 0 | 2 | 0 | 0 | 2 | 0 | 0 | 2 | 0 | 0 | 2 | 0 | 0 | 2 | 0 | 0 | 2 | 0 | 10 | E | 9 | 10 | E | 9 | 3 | A | 7 | -4 | A | 7 | 58 | A | 7 | 983 | A | 7 | 290 | A | 7 | 12.3 | A | 7 | 16100 | B | 7 | 1230 | A | 7 | 1 | E | 8 | 0.075 | F | 8 | 0.16 | F | 8 | 0 | 1 | D | 9 | 10 | C | 8
[26 empty] | 3871300% | 3:00 | 0 | 0 | 0 | 2 | 0 | 0 | 2 | 0 | 0 | 2 | 0 | 0 | 2 | 0 | 0 | 2 | 0 | 0 | 2 | 0 | 0 | 2 | 0 | 4 | E | 9 | 4 | E | 9 | 2 | A | 7 | -4 | A | 7 | 62 | A | 7 | 983 | A | 7 | 290 | A | 7 | 10.3 | A | 7 | 16100 | B | 7 | 77777 | A | 7 | 1 | E | 8 | 0.075 | F | 8 | 0.16 | F | 8 | 0 | 1 | D | 9 | 10 | C | 8
[26 empty] | 3871300% | 4:00 | 0 | 0 | 0 | 2 | 0 | 0 | 2 | 0 | 0 | 2 | 0 | 0 | 2 | 0 | 0 | 2 | 0 | 0 | 2 | 0 | 0 | 2 | 0 | 8 | E | 9 | 8 | E | 9 | 2 | A | 7 | -4 | A | 7 | 62 | A | 7 | 984 | A | 7 | 300 | A | 7 | 6.2 | A | 7 | 16100 | B | 7 | 1110 | A | 7 | 1.1 | E | 8 | 0.075 | F | 8 | 0.16 | F | 8 | 0 | 1 | D | 9 | 10 | C | 8
[26 empty] | 3871300% | 5:00 | 0 | 0 | 0 | 2 | 0 | 0 | 2 | 0 | 0 | 2 | 0 | 0 | 2 | 0 | 0 | 2 | 0 | 0 | 2 | 0 | 0 | 2 | 0 | 10 | E | 9 | 10 | E | 9 | 2 | A | 7 | -4 | A | 7 | 62 | A | 7 | 985 | A | 7 | 310 | A | 7 | 6.2 | A | 7 | 16100 | B | 7 | 1050 | A | 7 | 1 | E | 8 | 0.075 | F | 8 | 0.16 | F | 8 | 0 | 1 | D | 9 | 10 | C | 8
[26 empty] | 3871300% | 6:00 | 0 | 0 | 0 | 2 | 0 | 0 | 2 | 0 | 0 | 2 | 0 | 0 | 2 | 0 | 0 | 2 | 0 | 0 | 2 | 0 | 0 | 2 | 0 | 10 | E | 9 | 10 | E | 9 | 2 | A | 7 | -4 | A | 7 | 62 | A | 7 | 985 | A | 7 | 290 | A | 7 | 7.7 | A | 7 | 16100 | B | 7 | 990 | A | 7 | 0.9 | E | 8 | 0.075 | F | 8 | 0.16 | F | 8 | 0 | 1 | D | 9 | 10 | C | 8
[26 empty] | 3871300% | 7:00 | 0 | 0 | 0 | 2 | 0 | 0 | 2 | 0 | 0 | 2 | 0 | 0 | 2 | 0 | 0 | 2 | 0 | 0 | 2 | 0 | 0 | 2 | 0 | 10 | E | 9 | 10 | E | 9 | 2 | A | 7 | -4 | A | 7 | 62 | A | 7 | 986 | A | 7 | 310 | A | 7 | 8.2 | A | 7 | 16100 | B | 7 | 990 | A | 7 | 0.8 | E | 8 | 0.075 | F | 8 | 0.16 | F | 8 | 0 | 1 | D | 9 | 10 | C | 8
[26 empty] | 3871300% | 8:00 | 23 | 648 | 0 | 2 | 9 | 0 | 2 | 21 | 0 | 2 | 9 | 0 | 2 | 9 | 0 | 2 | 21 | 0 | 2 | 9 | 0 | 2 | 25 | 8 | E | 9 | 8 | E | 9 | 2 | A | 7 | -4 | A | 7 | 62 | A | 7 | 987 | A | 7 | 300 | A | 7 | 6.7 | A | 7 | 16100 | B | 7 | 990 | A | 7 | 0.8 | E | 8 | 0.075 | F | 8 | 0.16 | F | 8 | 0 | 1 | D | 9 | 10 | C | 8
[26 empty] | 3871300% | 9:00 | 209 | 1415 | 127 | 2 | 9 | 232 | 2 | 21 | 92 | 2 | 9 | 128 | 2 | 9 | 145 | 2 | 21 | 106 | 2 | 9 | 198 | 2 | 25 | 10 | E | 9 | 10 | E | 9 | 2 | A | 7 | -3 | A | 7 | 67 | A | 7 | 988 | A | 7 | 290 | A | 7 | 5.1 | A | 7 | 16100 | B | 7 | 930 | A | 7 | 0.9 | E | 8 | 0.075 | F | 8 | 0.16 | F | 8 | 0 | 1 | D | 9 | 10 | C | 8
[26 empty] | 3871300% | 10:00 | 401 | 1415 | 92 | 2 | 9 | 0 | 2 | 21 | 92 | 2 | 9 | 104 | 2 | 9 | 0 | 2 | 21 | 104 | 2 | 9 | 342 | 2 | 25 | 10 | E | 9 | 10 | E | 9 | 3 | A | 7 | -3 | A | 7 | 63 | A | 7 | 989 | A | 7 | 290 | A | 7 | 6.2 | A | 7 | 16100 | B | 7 | 870 | A | 7 | 0.9 | E | 8 | 0.075 | F | 8 | 0.16 | F | 8 | 0 | 1 | D | 9 | 10 | C | 8
[26 empty] | 3871300% | 11:00 | 543 | 1415 | 292 | 2 | 9 | 313 | 2 | 21 | 171 | 2 | 9 | 307 | 2 | 9 | 306 | 2 | 21 | 189 | 2 | 9 | 366 | 2 | 25 | 10 | E | 9 | 10 | E | 9 | 3 | A | 7 | -3 | A | 7 | 63 | A | 7 | 989 | A | 7 | 300 | A | 7 | 4.1 | A | 7 | 16100 | B | 7 | 930 | A | 7 | 0.9 | E | 8 | 0.075 | F | 8 | 0.16 | F | 8 | 0 | 1 | D | 9 | 10 | C | 8
[26 empty] | 3871300% | 12:00 | 623 | 1415 | 315 | 2 | 9 | 260 | 2 | 21 | 200 | 2 | 9 | 333 | 2 | 9 | 263 | 2 | 21 | 217 | 2 | 9 | 444 | 2 | 25 | 8 | E | 9 | 8 | E | 9 | 4 | A | 7 | -3 | A | 7 | 59 | A | 7 | 989 | A | 7 | 310 | A | 7 | 7.2 | A | 7 | 16100 | B | 7 | 930 | A | 7 | 1 | E | 8 | 0.075 | F | 8 | 0.16 | F | 8 | 0 | 1 | D | 9 | 10 | C | 8
[26 empty] | 3871300% | 13:00 | 637 | 1415 | 441 | 2 | 9 | 665 | 2 | 21 | 141 | 2 | 9 | 452 | 2 | 9 | 635 | 2 | 21 | 165 | 2 | 9 | 273 | 2 | 25 | 9 | E | 9 | 9 | A | 7 | 4 | A | 7 | -3 | A | 7 | 59 | A | 7 | 988 | A | 7 | 280 | A | 7 | 4.6 | A | 7 | 16100 | B | 7 | 930 | A | 7 | 1.1 | E | 8 | 0.075 | F | 8 | 0.16 | F | 8 | 0 | 1 | D | 9 | 10 | C | 8
[26 empty] | 3871300% | 14:00 | 583 | 1415 | 396 | 2 | 9 | 771 | 2 | 21 | 77 | 2 | 9 | 410 | 2 | 9 | 734 | 2 | 21 | 106 | 2 | 9 | 153 | 2 | 25 | 9 | E | 9 | 8 | E | 9 | 4 | A | 7 | -3 | A | 7 | 59 | A | 7 | 988 | A | 7 | 310 | A | 7 | 4.1 | A | 7 | 14500 | B | 7 | 77777 | A | 7 | 1.1 | E | 8 | 0.075 | F | 8 | 0.16 | F | 8 | 0 | 1 | D | 9 | 10 | C | 8
[26 empty] | 3871300% | 15:00 | 466 | 1415 | 298 | 2 | 9 | 700 | 2 | 21 | 67 | 2 | 9 | 305 | 2 | 9 | 635 | 2 | 21 | 95 | 2 | 9 | 126 | 2 | 25 | 9 | E | 9 | 9 | E | 9 | 3 | A | 7 | -3 | A | 7 | 63 | A | 7 | 988 | A | 7 | 280 | A | 7 | 3.1 | A | 7 | 16100 | B | 7 | 77777 | A | 7 | 1.2 | E | 8 | 0.075 | F | 8 | 0.16 | F | 8 | 0 | 1 | D | 9 | 10 | C | 8
[26 empty] | 3871300% | 16:00 | 293 | 1415 | 163 | 2 | 9 | 545 | 2 | 21 | 49 | 2 | 9 | 168 | 2 | 9 | 425 | 2 | 21 | 79 | 2 | 9 | 90 | 2 | 25 | 10 | E | 9 | 9 | E | 9 | 3 | A | 7 | -3 | A | 7 | 63 | A | 7 | 988 | A | 7 | 280 | A | 7 | 2.1 | A | 7 | 16100 | B | 7 | 77777 | A | 7 | 1.3 | E | 8 | 0.075 | F | 8 | 0.16 | F | 8 | 0 | 1 | D | 9 | 10 | C | 8
[26 empty] | 3871300% | 17:00 | 82 | 1214 | 27 | 2 | 9 | 201 | 2 | 21 | 16 | 2 | 9 | 32 | 2 | 9 | 98 | 2 | 21 | 24 | 2 | 9 | 30 | 2 | 25 | 10 | E | 9 | 9 | E | 9 | 3 | A | 7 | -3 | A | 7 | 63 | A | 7 | 988 | A | 7 | 0 | A | 7 | 0 | A | 7 | 14500 | B | 7 | 77777 | A | 7 | 1.3 | E | 8 | 0.075 | F | 8 | 0.16 | F | 8 | 0 | 1 | D | 9 | 10 | C | 8
[26 empty] | 3871300% | 18:00 | 0 | 0 | 0 | 2 | 0 | 0 | 2 | 0 | 0 | 2 | 0 | 0 | 2 | 0 | 0 | 2 | 0 | 0 | 2 | 0 | 0 | 2 | 0 | 10 | E | 9 | 9 | E | 9 | 2 | A | 7 | -3 | A | 7 | 67 | A | 7 | 987 | A | 7 | 0 | A | 7 | 0 | A | 7 | 14500 | B | 7 | 77777 | A | 7 | 1.3 | E | 8 | 0.075 | F | 8 | 0.16 | F | 8 | 0 | 1 | D | 9 | 10 | C | 8
[26 empty] | 3871300% | 19:00 | 0 | 0 | 0 | 2 | 0 | 0 | 2 | 0 | 0 | 2 | 0 | 0 | 2 | 0 | 0 | 2 | 0 | 0 | 2 | 0 | 0 | 2 | 0 | 0 | E | 9 | 0 | A | 7 | 2 | A | 7 | -3 | A | 7 | 67 | A | 7 | 988 | A | 7 | 130 | A | 7 | 1.5 | A | 7 | 12900 | B | 7 | 77777 | A | 7 | 1.3 | E | 8 | 0.075 | F | 8 | 0.16 | F | 8 | 0 | 1 | D | 9 | 10 | C | 8
[26 empty] | 3871300% | 20:00 | 0 | 0 | 0 | 2 | 0 | 0 | 2 | 0 | 0 | 2 | 0 | 0 | 2 | 0 | 0 | 2 | 0 | 0 | 2 | 0 | 0 | 2 | 0 | 9 | E | 9 | 9 | E | 9 | 1 | A | 7 | -3 | A | 7 | 72 | A | 7 | 987 | A | 7 | 60 | A | 7 | 2.1 | A | 7 | 12900 | B | 7 | 77777 | A | 7 | 1.3 | E | 8 | 0.075 | F | 8 | 0.16 | F | 8 | 0 | 1 | D | 9 | 10 | C | 8
[26 empty] | 3871300% | 21:00 | 0 | 0 | 0 | 2 | 0 | 0 | 2 | 0 | 0 | 2 | 0 | 0 | 2 | 0 | 0 | 2 | 0 | 0 | 2 | 0 | 0 | 2 | 0 | 10 | E | 9 | 7 | E | 9 | 2 | A | 7 | -3 | A | 7 | 67 | A | 7 | 987 | A | 7 | 110 | A | 7 | 2.1 | A | 7 | 12900 | B | 7 | 77777 | A | 7 | 1.3 | E | 8 | 0.075 | F | 8 | 0.16 | F | 8 | 0 | 1 | D | 9 | 10 | C | 8
[26 empty] | 3871300% | 22:00 | 0 | 0 | 0 | 2 | 0 | 0 | 2 | 0 | 0 | 2 | 0 | 0 | 2 | 0 | 0 | 2 | 0 | 0 | 2 | 0 | 0 | 2 | 0 | 10 | E | 9 | 9 | E | 9 | 1 | A | 7 | -3 | A | 7 | 72 | A | 7 | 987 | A | 7 | 150 | A | 7 | 1.5 | A | 7 | 11300 | B | 7 | 77777 | A | 7 | 1.3 | E | 8 | 0.075 | F | 8 | 0.16 | F | 8 | 0 | 1 | D | 9 | 10 | C | 8
[26 empty] | 3871300% | 23:00 | 0 | 0 | 0 | 2 | 0 | 0 | 2 | 0 | 0 | 2 | 0 | 0 | 2 | 0 | 0 | 2 | 0 | 0 | 2 | 0 | 0 | 2 | 0 | 7 | E | 9 | 7 | E | 9 | 2 | A | 7 | -3 | A | 7 | 67 | A | 7 | 987 | A | 7 | 140 | A | 7 | 2.6 | A | 7 | 12900 | B | 7 | 77777 | A | 7 | 1.3 | E | 8 | 0.075 | F | 8 | 0.16 | F | 8 | 0 | 1 | D | 9 | 10 | C | 8
[26 empty] | 3871300% | 24:00 | 0 | 0 | 0 | 2 | 0 | 0 | 2 | 0 | 0 | 2 | 0 | 0 | 2 | 0 | 0 | 2 | 0 | 0 | 2 | 0 | 0 | 2 | 0 | 6 | E | 9 | 6 | E | 9 | 0 | A | 7 | -3 | A | 7 | 78 | A | 7 | 986 | A | 7 | 0 | A | 7 | 0 | A | 7 | 11300 | B | 7 | 77777 | A | 7 | 1.3 | E | 8 | 0.075 | F | 8 | 0.16 | F | 8 | 0 | 1 | D | 9 | 10 | C | 8
[26 empty] | 3871400% | 1:00 | 0 | 0 | 0 | 2 | 0 | 0 | 2 | 0 | 0 | 2 | 0 | 0 | 2 | 0 | 0 | 2 | 0 | 0 | 2 | 0 | 0 | 2 | 0 | 4 | E | 9 | 4 | E | 9 | 1 | A | 7 | -4 | A | 7 | 67 | A | 7 | 986 | A | 7 | 0 | A | 7 | 0 | A | 7 | 12900 | B | 7 | 77777 | A | 7 | 1.3 | E | 8 | 0.075 | F | 8 | 0.16 | F | 8 | 0 | 1 | D | 9 | 10 | C | 8
[26 empty] | 3871400% | 2:00 | 0 | 0 | 0 | 2 | 0 | 0 | 2 | 0 | 0 | 2 | 0 | 0 | 2 | 0 | 0 | 2 | 0 | 0 | 2 | 0 | 0 | 2 | 0 | 0 | E | 9 | 0 | E | 9 | 1 | A | 7 | -4 | A | 7 | 67 | A | 7 | 985 | A | 7 | 0 | A | 7 | 0 | A | 7 | 11300 | B | 7 | 77777 | A | 7 | 1.3 | E | 8 | 0.075 | F | 8 | 0.16 | F | 8 | 0 | 1 | D | 9 | 10 | C | 8
[26 empty] | 3871400% | 3:00 | 0 | 0 | 0 | 2 | 0 | 0 | 2 | 0 | 0 | 2 | 0 | 0 | 2 | 0 | 0 | 2 | 0 | 0 | 2 | 0 | 0 | 2 | 0 | 0 | E | 9 | 0 | E | 9 | 0 | A | 7 | -4 | A | 7 | 72 | A | 7 | 985 | A | 7 | 0 | A | 7 | 0 | A | 7 | 11300 | B | 7 | 77777 | A | 7 | 1.3 | E | 8 | 0.075 | F | 8 | 0.16 | F | 8 | 0 | 1 | D | 9 | 10 | C | 8
[26 empty] | 3871400% | 4:00 | 0 | 0 | 0 | 2 | 0 | 0 | 2 | 0 | 0 | 2 | 0 | 0 | 2 | 0 | 0 | 2 | 0 | 0 | 2 | 0 | 0 | 2 | 0 | 3 | E | 9 | 3 | E | 9 | 1 | A | 7 | -4 | A | 7 | 67 | A | 7 | 985 | A | 7 | 0 | A | 7 | 0 | A | 7 | 14500 | B | 7 | 77777 | A | 7 | 1.4 | E | 8 | 0.075 | F | 8 | 0.16 | F | 8 | 0 | 1 | D | 9 | 10 | C | 8
[26 empty] | 3871400% | 5:00 | 0 | 0 | 0 | 2 | 0 | 0 | 2 | 0 | 0 | 2 | 0 | 0 | 2 | 0 | 0 | 2 | 0 | 0 | 2 | 0 | 0 | 2 | 0 | 10 | E | 9 | 10 | E | 9 | 1 | A | 7 | -3 | A | 7 | 72 | A | 7 | 985 | A | 7 | 320 | A | 7 | 1.5 | A | 7 | 11300 | B | 7 | 1500 | A | 7 | 1.4 | E | 8 | 0.075 | F | 8 | 0.16 | F | 8 | 0 | 1 | D | 9 | 10 | C | 8
[26 empty] | 3871400% | 6:00 | 0 | 0 | 0 | 2 | 0 | 0 | 2 | 0 | 0 | 2 | 0 | 0 | 2 | 0 | 0 | 2 | 0 | 0 | 2 | 0 | 0 | 2 | 0 | 10 | E | 9 | 10 | E | 9 | 1 | A | 7 | -2 | A | 7 | 79 | A | 7 | 984 | A | 7 | 290 | A | 7 | 1.5 | A | 7 | 12900 | B | 7 | 1500 | A | 7 | 1.5 | E | 8 | 0.075 | F | 8 | 0.16 | F | 8 | 0 | 1 | D | 9 | 10 | C | 8
[26 empty] | 3871400% | 7:00 | 0 | 0 | 0 | 2 | 0 | 0 | 2 | 0 | 0 | 2 | 0 | 0 | 2 | 0 | 0 | 2 | 0 | 0 | 2 | 0 | 0 | 2 | 0 | 10 | E | 9 | 4 | E | 9 | -1 | A | 7 | -3 | A | 7 | 85 | A | 7 | 984 | A | 7 | 0 | A | 7 | 0 | A | 7 | 8000 | B | 7 | 77777 | A | 7 | 1.6 | E | 8 | 0.075 | F | 8 | 0.16 | F | 8 | 0 | 1 | D | 9 | 10 | C | 8
[26 empty] | 3871400% | 8:00 | 22 | 648 | 0 | 2 | 9 | 0 | 2 | 21 | 0 | 2 | 9 | 0 | 2 | 9 | 0 | 2 | 21 | 0 | 2 | 9 | 0 | 2 | 25 | 10 | E | 9 | 7 | E | 9 | -1 | A | 7 | -2 | A | 7 | 92 | A | 7 | 984 | A | 7 | 0 | A | 7 | 0 | A | 7 | 6400 | B | 7 | 77777 | A | 7 | 1.7 | E | 8 | 0.075 | F | 8 | 0.16 | F | 8 | 0 | 1 | D | 9 | 10 | C | 8
[26 empty] | 3871400% | 9:00 | 209 | 1415 | 127 | 2 | 9 | 384 | 2 | 21 | 70 | 2 | 9 | 127 | 2 | 9 | 245 | 2 | 21 | 90 | 2 | 9 | 133 | 2 | 25 | 10 | E | 9 | 5 | E | 9 | 0 | A | 7 | -2 | A | 7 | 85 | A | 7 | 983 | A | 7 | 0 | A | 7 | 0 | A | 7 | 6400 | B | 7 | 77777 | A | 7 | 1.7 | E | 8 | 0.075 | F | 8 | 0.16 | F | 8 | 0 | 1 | D | 9 | 10 | C | 8
[26 empty] | 3871400% | 10:00 | 401 | 1415 | 256 | 2 | 9 | 639 | 2 | 21 | 74 | 2 | 9 | 263 | 2 | 9 | 553 | 2 | 21 | 106 | 2 | 9 | 136 | 2 | 25 | 10 | E | 9 | 4 | E | 9 | 1 | A | 7 | -2 | A | 7 | 79 | A | 7 | 984 | A | 7 | 310 | A | 7 | 3.1 | A | 7 | 6400 | B | 7 | 77777 | A | 7 | 1.7 | E | 8 | 0.075 | F | 8 | 0.16 | F | 8 | 0 | 1 | D | 9 | 5 | C | 8
[26 empty] | 3871400% | 11:00 | 543 | 1415 | 370 | 2 | 9 | 754 | 2 | 21 | 79 | 2 | 9 | 378 | 2 | 9 | 705 | 2 | 21 | 106 | 2 | 9 | 149 | 2 | 25 | 8 | E | 9 | 7 | E | 9 | 4 | A | 7 | -1 | A | 7 | 69 | A | 7 | 983 | A | 7 | 0 | A | 7 | 0 | A | 7 | 8000 | B | 7 | 77777 | A | 7 | 1.7 | E | 8 | 0.075 | F | 8 | 0.16 | F | 8 | 0 | 1 | D | 9 | 5 | C | 8
[26 empty] | 3871400% | 12:00 | 624 | 1415 | 433 | 2 | 9 | 786 | 2 | 21 | 85 | 2 | 9 | 447 | 2 | 9 | 754 | 2 | 21 | 113 | 2 | 9 | 168 | 2 | 25 | 8 | E | 9 | 5 | E | 9 | 4 | A | 7 | -2 | A | 7 | 64 | A | 7 | 981 | A | 7 | 0 | A | 7 | 0 | A | 7 | 11300 | B | 7 | 77777 | A | 7 | 1.8 | E | 8 | 0.075 | F | 8 | 0.16 | F | 8 | 0 | 1 | D | 9 | 5 | C | 8
[26 empty] | 3871400% | 13:00 | 638 | 1415 | 447 | 2 | 9 | 809 | 2 | 21 | 81 | 2 | 9 | 466 | 2 | 9 | 782 | 2 | 21 | 111 | 2 | 9 | 167 | 2 | 25 | 4 | E | 9 | 3 | E | 9 | 6 | A | 7 | -1 | A | 7 | 60 | A | 7 | 980 | A | 7 | 340 | A | 7 | 3.6 | A | 7 | 9700 | B | 7 | 77777 | A | 7 | 1.8 | E | 8 | 0.075 | F | 8 | 0.16 | F | 8 | 0 | 1 | D | 9 | 5 | C | 8
[26 empty] | 3871400% | 14:00 | 585 | 1415 | 396 | 2 | 9 | 647 | 2 | 21 | 127 | 2 | 9 | 405 | 2 | 9 | 609 | 2 | 21 | 152 | 2 | 9 | 240 | 2 | 25 | 10 | E | 9 | 9 | E | 9 | 6 | A | 7 | 0 | A | 7 | 65 | A | 7 | 979 | A | 7 | 320 | A | 7 | 3.6 | A | 7 | 9700 | B | 7 | 77777 | A | 7 | 1.8 | E | 8 | 0.075 | F | 8 | 0.16 | F | 8 | 0 | 1 | D | 9 | 5 | C | 8
[26 empty] | 3871400% | 15:00 | 468 | 1415 | 244 | 2 | 9 | 321 | 2 | 21 | 138 | 2 | 9 | 258 | 2 | 9 | 300 | 2 | 21 | 158 | 2 | 9 | 284 | 2 | 25 | 4 | E | 9 | 4 | E | 9 | 8 | A | 7 | -1 | A | 7 | 52 | A | 7 | 979 | A | 7 | 150 | A | 7 | 3.6 | A | 7 | 14500 | B | 7 | 77777 | A | 7 | 1.8 | E | 8 | 0.075 | F | 8 | 0.16 | F | 8 | 0 | 1 | D | 9 | 5 | C | 8
[26 empty] | 3871400% | 16:00 | 295 | 1415 | 168 | 2 | 9 | 462 | 2 | 21 | 71 | 2 | 9 | 169 | 2 | 9 | 352 | 2 | 21 | 95 | 2 | 9 | 120 | 2 | 25 | 7 | E | 9 | 7 | E | 9 | 8 | A | 7 | 0 | A | 7 | 57 | A | 7 | 979 | A | 7 | 90 | B | 8 | 1.5 | A | 7 | 14500 | B | 7 | 77777 | A | 7 | 1.8 | E | 8 | 0.075 | F | 8 | 0.16 | F | 8 | 0 | 1 | D | 9 | 5 | C | 8
[26 empty] | 3871400% | 17:00 | 84 | 1238 | 28 | 2 | 9 | 220 | 2 | 21 | 15 | 2 | 9 | 32 | 2 | 9 | 109 | 2 | 21 | 24 | 2 | 9 | 28 | 2 | 25 | 9 | E | 9 | 9 | E | 9 | 6 | A | 7 | 1 | A | 7 | 70 | A | 7 | 978 | A | 7 | 30 | A | 7 | 2.1 | A | 7 | 8000 | B | 7 | 2700 | A | 7 | 1.9 | E | 8 | 0.075 | F | 8 | 0.16 | F | 8 | 0 | 1 | D | 9 | 5 | C | 8
[26 empty] | 3871400% | 18:00 | 0 | 0 | 0 | 2 | 0 | 0 | 2 | 0 | 0 | 2 | 0 | 0 | 2 | 0 | 0 | 2 | 0 | 0 | 2 | 0 | 0 | 2 | 0 | 10 | E | 9 | 10 | E | 9 | 5 | A | 7 | 1 | A | 7 | 75 | A | 7 | 978 | A | 7 | 330 | A | 7 | 1.5 | A | 7 | 11300 | B | 7 | 2700 | A | 7 | 1.9 | E | 8 | 0.075 | F | 8 | 0.16 | F | 8 | 0 | 1 | D | 9 | 5 | C | 8
[26 empty] | 3871400% | 19:00 | 0 | 0 | 0 | 2 | 0 | 0 | 2 | 0 | 0 | 2 | 0 | 0 | 2 | 0 | 0 | 2 | 0 | 0 | 2 | 0 | 0 | 2 | 0 | 10 | E | 9 | 9 | A | 7 | 4 | A | 7 | 1 | A | 7 | 81 | A | 7 | 977 | A | 7 | 290 | A | 7 | 2.1 | A | 7 | 9700 | B | 7 | 3000 | A | 7 | 2 | E | 8 | 0.075 | F | 8 | 0.16 | F | 8 | 0 | 1 | D | 9 | 5 | C | 8
[26 empty] | 3871400% | 20:00 | 0 | 0 | 0 | 2 | 0 | 0 | 2 | 0 | 0 | 2 | 0 | 0 | 2 | 0 | 0 | 2 | 0 | 0 | 2 | 0 | 0 | 2 | 0 | 10 | E | 9 | 10 | E | 9 | 3 | A | 7 | 1 | A | 7 | 87 | A | 7 | 976 | A | 7 | 290 | A | 7 | 2.1 | A | 7 | 9700 | B | 7 | 3000 | A | 7 | 1.9 | E | 8 | 0.075 | F | 8 | 0.16 | F | 8 | 0 | 1 | D | 9 | 10 | C | 8
[26 empty] | 3871400% | 21:00 | 0 | 0 | 0 | 2 | 0 | 0 | 2 | 0 | 0 | 2 | 0 | 0 | 2 | 0 | 0 | 2 | 0 | 0 | 2 | 0 | 0 | 2 | 0 | 10 | E | 9 | 9 | E | 9 | 4 | A | 7 | 1 | A | 7 | 81 | A | 7 | 976 | A | 7 | 30 | A | 7 | 1.5 | A | 7 | 9700 | B | 7 | 3300 | A | 7 | 1.9 | E | 8 | 0.075 | F | 8 | 0.16 | F | 8 | 0 | 1 | D | 9 | 10 | C | 8
[26 empty] | 3871400% | 22:00 | 0 | 0 | 0 | 2 | 0 | 0 | 2 | 0 | 0 | 2 | 0 | 0 | 2 | 0 | 0 | 2 | 0 | 0 | 2 | 0 | 0 | 2 | 0 | 9 | E | 9 | 8 | E | 9 | 3 | A | 7 | 1 | A | 7 | 87 | A | 7 | 975 | A | 7 | 0 | A | 7 | 0 | A | 7 | 8000 | B | 7 | 77777 | A | 7 | 1.8 | E | 8 | 0.075 | F | 8 | 0.16 | F | 8 | 0 | 1 | D | 9 | 10 | C | 8
[26 empty] | 3871400% | 23:00 | 0 | 0 | 0 | 2 | 0 | 0 | 2 | 0 | 0 | 2 | 0 | 0 | 2 | 0 | 0 | 2 | 0 | 0 | 2 | 0 | 0 | 2 | 0 | 9 | E | 9 | 5 | E | 9 | 3 | A | 7 | 1 | A | 7 | 87 | A | 7 | 975 | A | 7 | 0 | A | 7 | 0 | A | 7 | 8000 | B | 7 | 77777 | A | 7 | 1.9 | E | 8 | 0.075 | F | 8 | 0.16 | F | 8 | 0 | 1 | D | 9 | 10 | C | 8
[26 empty] | 3871400% | 24:00 | 0 | 0 | 0 | 2 | 0 | 0 | 2 | 0 | 0 | 2 | 0 | 0 | 2 | 0 | 0 | 2 | 0 | 0 | 2 | 0 | 0 | 2 | 0 | 10 | E | 9 | 8 | E | 9 | 2 | A | 7 | 1 | A | 7 | 93 | A | 7 | 974 | A | 7 | 0 | A | 7 | 0 | A | 7 | 6400 | B | 7 | 77777 | A | 7 | 1.9 | E | 8 | 0.075 | F | 8 | 0.16 | F | 8 | 0 | 1 | D | 9 | 10 | C | 8
[26 empty] | 3871500% | 1:00 | 0 | 0 | 0 | 2 | 0 | 0 | 2 | 0 | 0 | 2 | 0 | 0 | 2 | 0 | 0 | 2 | 0 | 0 | 2 | 0 | 0 | 2 | 0 | 10 | E | 9 | 10 | E | 9 | 3 | A | 7 | 2 | A | 7 | 93 | A | 7 | 973 | A | 7 | 0 | A | 7 | 0 | A | 7 | 8000 | B | 7 | 1320 | A | 7 | 2 | E | 8 | 0.075 | F | 8 | 0.16 | F | 8 | 0 | 1 | D | 9 | 10 | C | 8
[26 empty] | 3871500% | 2:00 | 0 | 0 | 0 | 2 | 0 | 0 | 2 | 0 | 0 | 2 | 0 | 0 | 2 | 0 | 0 | 2 | 0 | 0 | 2 | 0 | 0 | 2 | 0 | 10 | E | 9 | 10 | E | 9 | 4 | A | 7 | 2 | A | 7 | 87 | A | 7 | 973 | A | 7 | 330 | A | 7 | 1.5 | A | 7 | 8000 | B | 7 | 1380 | A | 7 | 2 | E | 8 | 0.075 | F | 8 | 0.16 | F | 8 | 0 | 1 | D | 9 | 10 | C | 8
[26 empty] | 3871500% | 3:00 | 0 | 0 | 0 | 2 | 0 | 0 | 2 | 0 | 0 | 2 | 0 | 0 | 2 | 0 | 0 | 2 | 0 | 0 | 2 | 0 | 0 | 2 | 0 | 10 | E | 9 | 9 | E | 9 | 3 | A | 7 | 2 | A | 7 | 93 | A | 7 | 972 | A | 7 | 290 | A | 7 | 2.1 | A | 7 | 8000 | B | 7 | 1800 | A | 7 | 2 | E | 8 | 0.075 | F | 8 | 0.16 | F | 8 | 0 | 1 | D | 9 | 10 | C | 8
[26 empty] | 3871500% | 4:00 | 0 | 0 | 0 | 2 | 0 | 0 | 2 | 0 | 0 | 2 | 0 | 0 | 2 | 0 | 0 | 2 | 0 | 0 | 2 | 0 | 0 | 2 | 0 | 10 | E | 9 | 10 | E | 9 | 4 | A | 7 | 2 | A | 7 | 87 | A | 7 | 971 | A | 7 | 320 | A | 7 | 1.5 | A | 7 | 8000 | B | 7 | 660 | A | 7 | 2 | E | 8 | 0.075 | F | 8 | 0.16 | F | 8 | 0 | 1 | D | 9 | 10 | C | 8
[26 empty] | 3871500% | 5:00 | 0 | 0 | 0 | 2 | 0 | 0 | 2 | 0 | 0 | 2 | 0 | 0 | 2 | 0 | 0 | 2 | 0 | 0 | 2 | 0 | 0 | 2 | 0 | 10 | E | 9 | 10 | E | 9 | 4 | A | 7 | 2 | A | 7 | 87 | A | 7 | 970 | A | 7 | 310 | A | 7 | 2.1 | A | 7 | 8000 | B | 7 | 420 | A | 7 | 1.9 | E | 8 | 0.075 | F | 8 | 0.16 | F | 8 | 0 | 1 | D | 9 | 10 | C | 8
[26 empty] | 3871500% | 6:00 | 0 | 0 | 0 | 2 | 0 | 0 | 2 | 0 | 0 | 2 | 0 | 0 | 2 | 0 | 0 | 2 | 0 | 0 | 2 | 0 | 0 | 2 | 0 | 10 | E | 9 | 10 | E | 9 | 4 | A | 7 | 2 | A | 7 | 87 | A | 7 | 970 | A | 7 | 0 | A | 7 | 0 | A | 7 | 8000 | B | 7 | 270 | A | 7 | 1.9 | E | 8 | 0.075 | F | 8 | 0.16 | F | 8 | 0 | 1 | D | 9 | 10 | C | 8
[26 empty] | 3871500% | 7:00 | 0 | 0 | 0 | 2 | 0 | 0 | 2 | 0 | 0 | 2 | 0 | 0 | 2 | 0 | 0 | 2 | 0 | 0 | 2 | 0 | 0 | 2 | 0 | 10 | E | 9 | 10 | E | 9 | 4 | A | 7 | 2 | A | 7 | 87 | A | 7 | 971 | A | 7 | 310 | A | 7 | 3.6 | A | 7 | 8000 | B | 7 | 270 | A | 7 | 1.8 | E | 8 | 0.075 | F | 8 | 0.16 | F | 8 | 0 | 1 | D | 9 | 10 | C | 8
[26 empty] | 3871500% | 8:00 | 22 | 625 | 0 | 2 | 9 | 0 | 2 | 21 | 0 | 2 | 9 | 0 | 2 | 9 | 0 | 2 | 21 | 0 | 2 | 9 | 0 | 2 | 25 | 10 | E | 9 | 10 | E | 9 | 4 | A | 7 | 3 | A | 7 | 93 | A | 7 | 971 | A | 7 | 320 | A | 7 | 3.6 | A | 7 | 4800 | B | 7 | 210 | A | 7 | 1.8 | E | 8 | 0.075 | F | 8 | 0.16 | F | 8 | 0 | 1 | D | 9 | 10 | C | 8
[26 empty] | 3871500% | 9:00 | 208 | 1415 | 108 | 2 | 9 | 210 | 2 | 21 | 77 | 2 | 9 | 111 | 2 | 9 | 131 | 2 | 21 | 91 | 2 | 9 | 158 | 2 | 25 | 10 | E | 9 | 10 | E | 9 | 4 | A | 7 | 3 | A | 7 | 93 | A | 7 | 971 | A | 7 | 320 | A | 7 | 3.1 | A | 7 | 4800 | B | 7 | 150 | A | 7 | 1.8 | E | 8 | 0.075 | F | 8 | 0.16 | F | 8 | 11 | 1 | D | 9 | 10 | C | 8
[26 empty] | 3871500% | 10:00 | 401 | 1415 | 142 | 2 | 9 | 70 | 2 | 21 | 122 | 2 | 9 | 155 | 2 | 9 | 63 | 2 | 21 | 137 | 2 | 9 | 310 | 2 | 25 | 10 | E | 9 | 10 | E | 9 | 4 | A | 7 | 4 | A | 7 | 100 | A | 7 | 972 | A | 7 | 330 | A | 7 | 3.6 | A | 7 | 3200 | B | 7 | 660 | A | 7 | 1.7 | E | 8 | 0.075 | F | 8 | 0.16 | F | 8 | 56 | 1 | D | 9 | 10 | C | 8
[26 empty] | 3871500% | 11:00 | 543 | 1415 | 58 | 2 | 9 | 0 | 2 | 21 | 58 | 2 | 9 | 70 | 2 | 9 | 0 | 2 | 21 | 70 | 2 | 9 | 263 | 2 | 25 | 10 | E | 9 | 10 | E | 9 | 5 | A | 7 | 4 | A | 7 | 93 | A | 7 | 972 | A | 7 | 310 | A | 7 | 3.1 | A | 7 | 1200 | B | 7 | 60 | A | 7 | 1.7 | E | 8 | 0.075 | F | 8 | 0.16 | F | 8 | 0 | 1 | D | 9 | 10 | C | 8
[26 empty] | 3871500% | 12:00 | 625 | 1415 | 68 | 2 | 9 | 0 | 2 | 21 | 68 | 2 | 9 | 83 | 2 | 9 | 0 | 2 | 21 | 83 | 2 | 9 | 317 | 2 | 25 | 10 | E | 9 | 10 | E | 9 | 6 | A | 7 | 6 | A | 7 | 100 | A | 7 | 971 | A | 7 | 320 | A | 7 | 2.6 | A | 7 | 1600 | B | 7 | 60 | A | 7 | 1.7 | E | 8 | 0.075 | F | 8 | 0.16 | F | 8 | 0 | 1 | D | 9 | 10 | C | 8
[26 empty] | 3871500% | 13:00 | 640 | 1415 | 161 | 2 | 9 | 6 | 2 | 21 | 158 | 2 | 9 | 184 | 2 | 9 | 5 | 2 | 21 | 182 | 2 | 9 | 637 | 2 | 25 | 10 | E | 9 | 10 | E | 9 | 7 | A | 7 | 6 | A | 7 | 93 | A | 7 | 970 | A | 7 | 310 | A | 7 | 2.6 | A | 7 | 4800 | B | 7 | 1140 | A | 7 | 1.7 | E | 8 | 0.075 | F | 8 | 0.16 | F | 8 | 0 | 1 | D | 9 | 10 | C | 8
[26 empty] | 3871500% | 14:00 | 587 | 1415 | 75 | 2 | 9 | 0 | 2 | 21 | 75 | 2 | 9 | 90 | 2 | 9 | 0 | 2 | 21 | 90 | 2 | 9 | 338 | 2 | 25 | 10 | E | 9 | 10 | E | 9 | 7 | A | 7 | 6 | A | 7 | 93 | A | 7 | 971 | A | 7 | 270 | A | 7 | 6.7 | A | 7 | 6400 | B | 7 | 510 | A | 7 | 1.7 | E | 8 | 0.075 | F | 8 | 0.16 | F | 8 | 0 | 1 | D | 9 | 10 | C | 8
[26 empty] | 3871500% | 15:00 | 470 | 1415 | 49 | 2 | 9 | 0 | 2 | 21 | 49 | 2 | 9 | 59 | 2 | 9 | 0 | 2 | 21 | 59 | 2 | 9 | 217 | 2 | 25 | 10 | E | 9 | 10 | E | 9 | 7 | A | 7 | 3 | A | 7 | 76 | A | 7 | 971 | A | 7 | 270 | A | 7 | 5.7 | A | 7 | 16100 | B | 7 | 630 | A | 7 | 1.7 | E | 8 | 0.075 | F | 8 | 0.16 | F | 8 | 0 | 1 | D | 9 | 10 | C | 8
[26 empty] | 3871500% | 16:00 | 298 | 1415 | 58 | 2 | 9 | 0 | 2 | 21 | 58 | 2 | 9 | 66 | 2 | 9 | 0 | 2 | 21 | 66 | 2 | 9 | 215 | 2 | 25 | 10 | E | 9 | 10 | E | 9 | 7 | A | 7 | 3 | A | 7 | 76 | A | 7 | 973 | A | 7 | 280 | A | 7 | 7.2 | A | 7 | 16100 | B | 7 | 810 | A | 7 | 1.7 | E | 8 | 0.075 | F | 8 | 0.16 | F | 8 | 0 | 1 | D | 9 | 61 | C | 8
[26 empty] | 3871500% | 17:00 | 87 | 1261 | 5 | 2 | 9 | 0 | 2 | 21 | 5 | 2 | 9 | 6 | 2 | 9 | 0 | 2 | 21 | 6 | 2 | 9 | 20 | 2 | 25 | 10 | E | 9 | 10 | E | 9 | 6 | A | 7 | 2 | A | 7 | 75 | A | 7 | 973 | A | 7 | 280 | A | 7 | 7.7 | A | 7 | 16100 | B | 7 | 1350 | A | 7 | 1.7 | E | 8 | 0.075 | F | 8 | 0.16 | F | 8 | 0 | 1 | D | 9 | 61 | C | 8
[26 empty] | 3871500% | 18:00 | 0 | 0 | 0 | 2 | 0 | 0 | 2 | 0 | 0 | 2 | 0 | 0 | 2 | 0 | 0 | 2 | 0 | 0 | 2 | 0 | 0 | 2 | 0 | 10 | E | 9 | 10 | E | 9 | 5 | A | 7 | 2 | A | 7 | 81 | A | 7 | 974 | A | 7 | 280 | A | 7 | 7.2 | A | 7 | 16100 | B | 7 | 750 | A | 7 | 1.7 | E | 8 | 0.075 | F | 8 | 0.16 | F | 8 | 0 | 1 | D | 9 | 61 | C | 8
[26 empty] | 3871500% | 19:00 | 0 | 0 | 0 | 2 | 0 | 0 | 2 | 0 | 0 | 2 | 0 | 0 | 2 | 0 | 0 | 2 | 0 | 0 | 2 | 0 | 0 | 2 | 0 | 10 | E | 9 | 10 | A | 7 | 5 | A | 7 | 1 | A | 7 | 75 | A | 7 | 975 | A | 7 | 280 | A | 7 | 7.7 | A | 7 | 16100 | B | 7 | 1410 | A | 7 | 1.7 | E | 8 | 0.075 | F | 8 | 0.16 | F | 8 | 0 | 1 | D | 9 | 61 | C | 8
[26 empty] | 3871500% | 20:00 | 0 | 0 | 0 | 2 | 0 | 0 | 2 | 0 | 0 | 2 | 0 | 0 | 2 | 0 | 0 | 2 | 0 | 0 | 2 | 0 | 0 | 2 | 0 | 10 | E | 9 | 10 | A | 7 | 5 | A | 7 | 1 | A | 7 | 75 | A | 7 | 976 | A | 7 | 280 | A | 7 | 5.1 | A | 7 | 16100 | B | 7 | 810 | A | 7 | 1.6 | E | 8 | 0.075 | F | 8 | 0.16 | F | 8 | 0 | 1 | D | 9 | 61 | C | 8
[26 empty] | 3871500% | 21:00 | 0 | 0 | 0 | 2 | 0 | 0 | 2 | 0 | 0 | 2 | 0 | 0 | 2 | 0 | 0 | 2 | 0 | 0 | 2 | 0 | 0 | 2 | 0 | 10 | E | 9 | 10 | A | 7 | 4 | A | 7 | 1 | A | 7 | 81 | A | 7 | 976 | A | 7 | 280 | A | 7 | 6.2 | A | 7 | 16100 | B | 7 | 2400 | A | 7 | 1.6 | E | 8 | 0.075 | F | 8 | 0.16 | F | 8 | 0 | 1 | D | 9 | 61 | C | 8
[26 empty] | 3871500% | 22:00 | 0 | 0 | 0 | 2 | 0 | 0 | 2 | 0 | 0 | 2 | 0 | 0 | 2 | 0 | 0 | 2 | 0 | 0 | 2 | 0 | 0 | 2 | 0 | 8 | E | 9 | 8 | E | 9 | 4 | A | 7 | 1 | A | 7 | 81 | A | 7 | 977 | A | 7 | 270 | A | 7 | 5.1 | A | 7 | 16100 | B | 7 | 840 | A | 7 | 1.6 | E | 8 | 0.075 | F | 8 | 0.16 | F | 8 | 0 | 1 | D | 9 | 61 | C | 8
[26 empty] | 3871500% | 23:00 | 0 | 0 | 0 | 2 | 0 | 0 | 2 | 0 | 0 | 2 | 0 | 0 | 2 | 0 | 0 | 2 | 0 | 0 | 2 | 0 | 0 | 2 | 0 | 10 | E | 9 | 10 | E | 9 | 5 | A | 7 | 1 | A | 7 | 75 | A | 7 | 978 | A | 7 | 280 | A | 7 | 6.7 | A | 7 | 16100 | B | 7 | 840 | A | 7 | 1.5 | E | 8 | 0.075 | F | 8 | 0.16 | F | 8 | 0 | 1 | D | 9 | 61 | C | 8
[26 empty] | 3871500% | 24:00 | 0 | 0 | 0 | 2 | 0 | 0 | 2 | 0 | 0 | 2 | 0 | 0 | 2 | 0 | 0 | 2 | 0 | 0 | 2 | 0 | 0 | 2 | 0 | 10 | E | 9 | 10 | A | 7 | 5 | A | 7 | 1 | A | 7 | 75 | A | 7 | 978 | A | 7 | 300 | A | 7 | 8.7 | A | 7 | 16100 | B | 7 | 720 | A | 7 | 1.4 | E | 8 | 0.075 | F | 8 | 0.16 | F | 8 | 0 | 1 | D | 9 | 61 | C | 8
[26 empty] | 3871600% | 1:00 | 0 | 0 | 0 | 2 | 0 | 0 | 2 | 0 | 0 | 2 | 0 | 0 | 2 | 0 | 0 | 2 | 0 | 0 | 2 | 0 | 0 | 2 | 0 | 8 | E | 9 | 8 | E | 9 | 4 | A | 7 | 1 | A | 7 | 81 | A | 7 | 978 | A | 7 | 290 | A | 7 | 8.7 | A | 7 | 16100 | B | 7 | 720 | A | 7 | 1.4 | E | 8 | 0.074 | F | 8 | 0.16 | F | 8 | 0 | 1 | D | 9 | 61 | C | 8
[26 empty] | 3871600% | 2:00 | 0 | 0 | 0 | 2 | 0 | 0 | 2 | 0 | 0 | 2 | 0 | 0 | 2 | 0 | 0 | 2 | 0 | 0 | 2 | 0 | 0 | 2 | 0 | 10 | E | 9 | 10 | E | 9 | 4 | A | 7 | 1 | A | 7 | 81 | A | 7 | 979 | A | 7 | 280 | A | 7 | 5.7 | A | 7 | 16100 | B | 7 | 720 | A | 7 | 1.4 | E | 8 | 0.074 | F | 8 | 0.16 | F | 8 | 0 | 1 | D | 9 | 61 | C | 8
[26 empty] | 3871600% | 3:00 | 0 | 0 | 0 | 2 | 0 | 0 | 2 | 0 | 0 | 2 | 0 | 0 | 2 | 0 | 0 | 2 | 0 | 0 | 2 | 0 | 0 | 2 | 0 | 10 | E | 9 | 10 | E | 9 | 4 | A | 7 | 1 | A | 7 | 81 | A | 7 | 980 | A | 7 | 290 | A | 7 | 5.1 | A | 7 | 16100 | B | 7 | 660 | A | 7 | 1.3 | E | 8 | 0.074 | F | 8 | 0.16 | F | 8 | 0 | 1 | D | 9 | 61 | C | 8
[26 empty] | 3871600% | 4:00 | 0 | 0 | 0 | 2 | 0 | 0 | 2 | 0 | 0 | 2 | 0 | 0 | 2 | 0 | 0 | 2 | 0 | 0 | 2 | 0 | 0 | 2 | 0 | 10 | E | 9 | 10 | E | 9 | 4 | A | 7 | 1 | A | 7 | 81 | A | 7 | 981 | A | 7 | 290 | A | 7 | 5.7 | A | 7 | 16100 | B | 7 | 660 | A | 7 | 1.3 | E | 8 | 0.074 | F | 8 | 0.16 | F | 8 | 0 | 1 | D | 9 | 61 | C | 8
[26 empty] | 3871600% | 5:00 | 0 | 0 | 0 | 2 | 0 | 0 | 2 | 0 | 0 | 2 | 0 | 0 | 2 | 0 | 0 | 2 | 0 | 0 | 2 | 0 | 0 | 2 | 0 | 10 | E | 9 | 10 | E | 9 | 4 | A | 7 | 1 | A | 7 | 81 | A | 7 | 982 | A | 7 | 280 | A | 7 | 3.1 | A | 7 | 16100 | B | 7 | 660 | A | 7 | 1.2 | E | 8 | 0.074 | F | 8 | 0.16 | F | 8 | 0 | 1 | D | 9 | 61 | C | 8
[26 empty] | 3871600% | 6:00 | 0 | 0 | 0 | 2 | 0 | 0 | 2 | 0 | 0 | 2 | 0 | 0 | 2 | 0 | 0 | 2 | 0 | 0 | 2 | 0 | 0 | 2 | 0 | 8 | E | 9 | 8 | E | 9 | 4 | A | 7 | 0 | A | 7 | 75 | A | 7 | 983 | A | 7 | 290 | A | 7 | 6.7 | A | 7 | 16100 | B | 7 | 1500 | A | 7 | 1.2 | E | 8 | 0.074 | F | 8 | 0.16 | F | 8 | 0 | 1 | D | 9 | 61 | C | 8
[26 empty] | 3871600% | 7:00 | 0 | 0 | 0 | 2 | 0 | 0 | 2 | 0 | 0 | 2 | 0 | 0 | 2 | 0 | 0 | 2 | 0 | 0 | 2 | 0 | 0 | 2 | 0 | 10 | E | 9 | 10 | E | 9 | 4 | A | 7 | 0 | A | 7 | 75 | A | 7 | 984 | A | 7 | 300 | A | 7 | 6.2 | A | 7 | 16100 | B | 7 | 720 | A | 7 | 1.1 | E | 8 | 0.074 | F | 8 | 0.16 | F | 8 | 0 | 1 | D | 9 | 61 | C | 8
[26 empty] | 3871600% | 8:00 | 22 | 625 | 0 | 2 | 9 | 0 | 2 | 21 | 0 | 2 | 9 | 0 | 2 | 9 | 0 | 2 | 21 | 0 | 2 | 9 | 0 | 2 | 25 | 10 | E | 9 | 10 | E | 9 | 4 | A | 7 | 0 | A | 7 | 75 | A | 7 | 985 | A | 7 | 300 | A | 7 | 5.7 | A | 7 | 16100 | B | 7 | 720 | A | 7 | 1.1 | E | 8 | 0.074 | F | 8 | 0.16 | F | 8 | 0 | 1 | D | 9 | 61 | C | 8
[26 empty] | 3871600% | 9:00 | 207 | 1415 | 108 | 2 | 9 | 160 | 2 | 21 | 85 | 2 | 9 | 115 | 2 | 9 | 106 | 2 | 21 | 99 | 2 | 9 | 180 | 2 | 25 | 10 | E | 9 | 10 | E | 9 | 4 | A | 7 | 0 | A | 7 | 75 | A | 7 | 986 | A | 7 | 300 | A | 7 | 3.1 | A | 7 | 14500 | B | 7 | 720 | A | 7 | 1.1 | E | 8 | 0.074 | F | 8 | 0.16 | F | 8 | 0 | 1 | D | 9 | 61 | C | 8
[26 empty] | 3871600% | 10:00 | 401 | 1415 | 43 | 2 | 9 | 0 | 2 | 21 | 43 | 2 | 9 | 52 | 2 | 9 | 0 | 2 | 21 | 52 | 2 | 9 | 184 | 2 | 25 | 10 | E | 9 | 10 | E | 9 | 4 | A | 7 | 0 | A | 7 | 75 | A | 7 | 986 | A | 7 | 290 | A | 7 | 5.7 | A | 7 | 16100 | B | 7 | 780 | A | 7 | 1 | E | 8 | 0.074 | F | 8 | 0.16 | F | 8 | 0 | 1 | D | 9 | 61 | C | 8
[26 empty] | 3871600% | 11:00 | 544 | 1415 | 65 | 2 | 9 | 0 | 2 | 21 | 65 | 2 | 9 | 78 | 2 | 9 | 0 | 2 | 21 | 78 | 2 | 9 | 291 | 2 | 25 | 10 | E | 9 | 10 | E | 9 | 4 | A | 7 | -1 | A | 7 | 69 | A | 7 | 986 | A | 7 | 300 | A | 7 | 4.1 | A | 7 | 14500 | B | 7 | 780 | A | 7 | 1.1 | E | 8 | 0.074 | F | 8 | 0.16 | F | 8 | 0 | 1 | D | 9 | 61 | C | 8
[26 empty] | 3871600% | 12:00 | 626 | 1415 | 198 | 2 | 9 | 91 | 2 | 21 | 158 | 2 | 9 | 218 | 2 | 9 | 92 | 2 | 21 | 178 | 2 | 9 | 379 | 2 | 25 | 10 | E | 9 | 10 | E | 9 | 5 | A | 7 | -1 | A | 7 | 64 | A | 7 | 986 | A | 7 | 300 | A | 7 | 6.7 | A | 7 | 16100 | B | 7 | 960 | A | 7 | 1.1 | E | 8 | 0.074 | F | 8 | 0.16 | F | 8 | 0 | 1 | D | 9 | 10 | C | 8
[26 empty] | 3871600% | 13:00 | 641 | 1415 | 448 | 2 | 9 | 617 | 2 | 21 | 167 | 2 | 9 | 468 | 2 | 9 | 607 | 2 | 21 | 191 | 2 | 9 | 343 | 2 | 25 | 8 | E | 9 | 8 | E | 9 | 6 | A | 7 | -2 | A | 7 | 55 | A | 7 | 985 | A | 7 | 300 | A | 7 | 6.2 | A | 7 | 16100 | B | 7 | 960 | A | 7 | 1.1 | E | 8 | 0.074 | F | 8 | 0.16 | F | 8 | 0 | 1 | D | 9 | 10 | C | 8
[26 empty] | 3871600% | 14:00 | 589 | 1415 | 402 | 2 | 9 | 777 | 2 | 21 | 77 | 2 | 9 | 416 | 2 | 9 | 741 | 2 | 21 | 106 | 2 | 9 | 154 | 2 | 25 | 8 | E | 9 | 8 | E | 9 | 7 | A | 7 | -2 | A | 7 | 52 | A | 7 | 985 | A | 7 | 320 | A | 7 | 5.1 | A | 7 | 16100 | B | 7 | 1020 | A | 7 | 1.2 | E | 8 | 0.074 | F | 8 | 0.16 | F | 8 | 0 | 1 | D | 9 | 10 | C | 8
[26 empty] | 3871600% | 15:00 | 473 | 1415 | 305 | 2 | 9 | 706 | 2 | 21 | 67 | 2 | 9 | 311 | 2 | 9 | 643 | 2 | 21 | 95 | 2 | 9 | 127 | 2 | 25 | 4 | E | 9 | 4 | E | 9 | 6 | A | 7 | -2 | A | 7 | 55 | A | 7 | 986 | A | 7 | 300 | A | 7 | 4.6 | A | 7 | 16100 | B | 7 | 77777 | A | 7 | 1.2 | E | 8 | 0.074 | F | 8 | 0.16 | F | 8 | 0 | 1 | D | 9 | 10 | C | 8
[26 empty] | 3871600% | 16:00 | 301 | 1415 | 169 | 2 | 9 | 558 | 2 | 21 | 49 | 2 | 9 | 174 | 2 | 9 | 440 | 2 | 21 | 80 | 2 | 9 | 90 | 2 | 25 | 0 | E | 9 | 0 | E | 9 | 5 | A | 7 | -2 | A | 7 | 59 | A | 7 | 986 | A | 7 | 290 | A | 7 | 3.6 | A | 7 | 16100 | B | 7 | 77777 | A | 7 | 1.2 | E | 8 | 0.074 | F | 8 | 0.16 | F | 8 | 0 | 1 | D | 9 | 10 | C | 8
[26 empty] | 3871600% | 17:00 | 90 | 1285 | 32 | 2 | 9 | 220 | 2 | 21 | 18 | 2 | 9 | 36 | 2 | 9 | 109 | 2 | 21 | 27 | 2 | 9 | 33 | 2 | 25 | 0 | E | 9 | 0 | E | 9 | 3 | A | 7 | -3 | A | 7 | 63 | A | 7 | 986 | A | 7 | 320 | A | 7 | 3.1 | A | 7 | 16100 | B | 7 | 77777 | A | 7 | 1.1 | E | 8 | 0.074 | F | 8 | 0.16 | F | 8 | 0 | 1 | D | 9 | 10 | C | 8
[26 empty] | 3871600% | 18:00 | 0 | 0 | 0 | 2 | 0 | 0 | 2 | 0 | 0 | 2 | 0 | 0 | 2 | 0 | 0 | 2 | 0 | 0 | 2 | 0 | 0 | 2 | 0 | 2 | E | 9 | 2 | E | 9 | 2 | A | 7 | -3 | A | 7 | 67 | A | 7 | 986 | A | 7 | 340 | A | 7 | 2.6 | A | 7 | 16100 | B | 7 | 77777 | A | 7 | 1.1 | E | 8 | 0.074 | F | 8 | 0.16 | F | 8 | 0 | 1 | D | 9 | 10 | C | 8
[26 empty] | 3871600% | 19:00 | 0 | 0 | 0 | 2 | 0 | 0 | 2 | 0 | 0 | 2 | 0 | 0 | 2 | 0 | 0 | 2 | 0 | 0 | 2 | 0 | 0 | 2 | 0 | 6 | B | 8 | 6 | B | 8 | 1.5 | B | 8 | -3 | B | 8 | 70 | A | 7 | 986 | B | 8 | 350 | B | 8 | 3.1 | B | 8 | 15300 | C | 8 | 77777 | B | 8 | 1 | E | 8 | 0.074 | F | 8 | 0.16 | F | 8 | 0 | 1 | D | 9 | 10 | C | 8
[26 empty] | 3871600% | 20:00 | 0 | 0 | 0 | 2 | 0 | 0 | 2 | 0 | 0 | 2 | 0 | 0 | 2 | 0 | 0 | 2 | 0 | 0 | 2 | 0 | 0 | 2 | 0 | 10 | E | 9 | 9 | E | 9 | 1 | A | 7 | -3 | A | 7 | 72 | A | 7 | 986 | A | 7 | 350 | A | 7 | 3.6 | A | 7 | 14500 | B | 7 | 77777 | A | 7 | 1 | E | 8 | 0.074 | F | 8 | 0.16 | F | 8 | 0 | 1 | D | 9 | 10 | C | 8
[26 empty] | 3871600% | 21:00 | 0 | 0 | 0 | 2 | 0 | 0 | 2 | 0 | 0 | 2 | 0 | 0 | 2 | 0 | 0 | 2 | 0 | 0 | 2 | 0 | 0 | 2 | 0 | 10 | E | 9 | 9 | E | 9 | 1 | A | 7 | -4 | A | 7 | 67 | A | 7 | 985 | A | 7 | 50 | A | 7 | 3.1 | A | 7 | 12900 | B | 7 | 77777 | A | 7 | 1 | E | 8 | 0.074 | F | 8 | 0.16 | F | 8 | 0 | 1 | D | 9 | 10 | C | 8
[26 empty] | 3871600% | 22:00 | 0 | 0 | 0 | 2 | 0 | 0 | 2 | 0 | 0 | 2 | 0 | 0 | 2 | 0 | 0 | 2 | 0 | 0 | 2 | 0 | 0 | 2 | 0 | 7 | E | 9 | 6 | E | 9 | 0 | A | 7 | -3 | A | 7 | 78 | A | 7 | 985 | A | 7 | 60 | A | 7 | 3.1 | A | 7 | 12900 | B | 7 | 77777 | A | 7 | 1 | E | 8 | 0.074 | F | 8 | 0.16 | F | 8 | 0 | 1 | D | 9 | 10 | C | 8
[26 empty] | 3871600% | 23:00 | 0 | 0 | 0 | 2 | 0 | 0 | 2 | 0 | 0 | 2 | 0 | 0 | 2 | 0 | 0 | 2 | 0 | 0 | 2 | 0 | 0 | 2 | 0 | 6 | E | 9 | 5 | E | 9 | 0 | A | 7 | -3 | A | 7 | 78 | A | 7 | 986 | A | 7 | 70 | A | 7 | 2.1 | A | 7 | 14500 | B | 7 | 77777 | A | 7 | 1.1 | E | 8 | 0.074 | F | 8 | 0.16 | F | 8 | 0 | 1 | D | 9 | 10 | C | 8
[26 empty] | 3871600% | 24:00 | 0 | 0 | 0 | 1 | 0 | 0 | 1 | 0 | 0 | 1 | 0 | 0 | 1 | 0 | 0 | 1 | 0 | 0 | 1 | 0 | 0 | 1 | 0 | 10 | E | 9 | 9 | E | 9 | 1 | A | 7 | -3 | A | 7 | 72 | A | 7 | 985 | A | 7 | 0 | A | 7 | 0 | A | 7 | 16100 | B | 7 | 3300 | A | 7 | 1.1 | E | 8 | 0.074 | F | 8 | 0.16 | F | 8 | 0 | 1 | D | 9 | 10 | C | 8
[26 empty] | 3871700% | 1:00 | 0 | 0 | 0 | 2 | 0 | 0 | 2 | 0 | 0 | 2 | 0 | 0 | 2 | 0 | 0 | 2 | 0 | 0 | 2 | 0 | 0 | 2 | 0 | 10 | E | 9 | 10 | E | 9 | 0 | A | 7 | -3 | A | 7 | 78 | A | 7 | 985 | A | 7 | 270 | A | 7 | 1.5 | A | 7 | 11300 | B | 7 | 3300 | A | 7 | 1.2 | E | 8 | 0.074 | F | 8 | 0.16 | F | 8 | 0 | 1 | D | 9 | 10 | C | 8
[26 empty] | 3871700% | 2:00 | 0 | 0 | 0 | 2 | 0 | 0 | 2 | 0 | 0 | 2 | 0 | 0 | 2 | 0 | 0 | 2 | 0 | 0 | 2 | 0 | 0 | 2 | 0 | 10 | E | 9 | 10 | E | 9 | 0 | A | 7 | -3 | A | 7 | 78 | A | 7 | 984 | A | 7 | 0 | A | 7 | 0 | A | 7 | 11300 | B | 7 | 2400 | A | 7 | 1.2 | E | 8 | 0.074 | F | 8 | 0.16 | F | 8 | 0 | 1 | D | 9 | 10 | C | 8
[26 empty] | 3871700% | 3:00 | 0 | 0 | 0 | 2 | 0 | 0 | 2 | 0 | 0 | 2 | 0 | 0 | 2 | 0 | 0 | 2 | 0 | 0 | 2 | 0 | 0 | 2 | 0 | 8 | E | 9 | 8 | E | 9 | 0 | A | 7 | -3 | A | 7 | 78 | A | 7 | 984 | A | 7 | 50 | A | 7 | 1.5 | A | 7 | 12900 | B | 7 | 2100 | A | 7 | 1.3 | E | 8 | 0.074 | F | 8 | 0.16 | F | 8 | 0 | 1 | D | 9 | 10 | C | 8
[26 empty] | 3871700% | 4:00 | 0 | 0 | 0 | 2 | 0 | 0 | 2 | 0 | 0 | 2 | 0 | 0 | 2 | 0 | 0 | 2 | 0 | 0 | 2 | 0 | 0 | 2 | 0 | 10 | E | 9 | 9 | E | 9 | -1 | A | 7 | -3 | A | 7 | 85 | A | 7 | 984 | A | 7 | 0 | A | 7 | 0 | A | 7 | 11300 | B | 7 | 3300 | A | 7 | 1.4 | E | 8 | 0.074 | F | 8 | 0.16 | F | 8 | 0 | 1 | D | 9 | 10 | C | 8
[26 empty] | 3871700% | 5:00 | 0 | 0 | 0 | 2 | 0 | 0 | 2 | 0 | 0 | 2 | 0 | 0 | 2 | 0 | 0 | 2 | 0 | 0 | 2 | 0 | 0 | 2 | 0 | 10 | E | 9 | 10 | E | 9 | -1 | A | 7 | -2 | A | 7 | 92 | A | 7 | 983 | A | 7 | 310 | A | 7 | 1.5 | A | 7 | 11300 | B | 7 | 3000 | A | 7 | 1.4 | E | 8 | 0.074 | F | 8 | 0.16 | F | 8 | 0 | 1 | D | 9 | 10 | C | 8
[26 empty] | 3871700% | 6:00 | 0 | 0 | 0 | 2 | 0 | 0 | 2 | 0 | 0 | 2 | 0 | 0 | 2 | 0 | 0 | 2 | 0 | 0 | 2 | 0 | 0 | 2 | 0 | 10 | E | 9 | 10 | E | 9 | 1 | A | 7 | -2 | A | 7 | 79 | A | 7 | 983 | A | 7 | 0 | A | 7 | 0 | A | 7 | 11300 | B | 7 | 1800 | A | 7 | 1.4 | E | 8 | 0.074 | F | 8 | 0.16 | F | 8 | 0 | 1 | D | 9 | 10 | C | 8
[26 empty] | 3871700% | 7:00 | 0 | 0 | 0 | 2 | 0 | 0 | 2 | 0 | 0 | 2 | 0 | 0 | 2 | 0 | 0 | 2 | 0 | 0 | 2 | 0 | 0 | 2 | 0 | 10 | E | 9 | 10 | E | 9 | 1 | A | 7 | -2 | A | 7 | 79 | A | 7 | 983 | A | 7 | 350 | A | 7 | 1.5 | A | 7 | 11300 | B | 7 | 1500 | A | 7 | 1.5 | E | 8 | 0.074 | F | 8 | 0.16 | F | 8 | 0 | 1 | D | 9 | 10 | C | 8
[26 empty] | 3871700% | 8:00 | 21 | 625 | 0 | 2 | 9 | 0 | 2 | 21 | 0 | 2 | 9 | 0 | 2 | 9 | 0 | 2 | 21 | 0 | 2 | 9 | 0 | 2 | 25 | 10 | E | 9 | 10 | E | 9 | 1 | A | 7 | -2 | A | 7 | 79 | A | 7 | 982 | A | 7 | 0 | A | 7 | 0 | A | 7 | 9700 | B | 7 | 3000 | A | 7 | 1.5 | E | 8 | 0.074 | F | 8 | 0.16 | F | 8 | 0 | 1 | D | 9 | 10 | C | 8
[26 empty] | 3871700% | 9:00 | 207 | 1415 | 69 | 2 | 9 | 22 | 2 | 21 | 66 | 2 | 9 | 76 | 2 | 9 | 16 | 2 | 21 | 73 | 2 | 9 | 151 | 2 | 25 | 10 | E | 9 | 10 | E | 9 | 1 | A | 7 | -1 | A | 7 | 86 | A | 7 | 982 | A | 7 | 0 | A | 7 | 0 | A | 7 | 8000 | B | 7 | 1500 | A | 7 | 1.5 | E | 8 | 0.074 | F | 8 | 0.16 | F | 8 | 0 | 1 | D | 9 | 10 | C | 8
[26 empty] | 3871700% | 10:00 | 401 | 1415 | 128 | 2 | 9 | 19 | 2 | 21 | 123 | 2 | 9 | 142 | 2 | 9 | 12 | 2 | 21 | 139 | 2 | 9 | 413 | 2 | 25 | 10 | E | 9 | 10 | E | 9 | 2 | A | 7 | -1 | A | 7 | 80 | A | 7 | 982 | A | 7 | 300 | A | 7 | 2.1 | A | 7 | 8000 | B | 7 | 1440 | A | 7 | 1.5 | E | 8 | 0.074 | F | 8 | 0.16 | F | 8 | 0 | 1 | D | 9 | 10 | C | 8
[26 empty] | 3871700% | 11:00 | 544 | 1415 | 169 | 2 | 9 | 25 | 2 | 21 | 159 | 2 | 9 | 189 | 2 | 9 | 19 | 2 | 21 | 182 | 2 | 9 | 583 | 2 | 25 | 10 | E | 9 | 10 | E | 9 | 3 | A | 7 | 0 | A | 7 | 81 | A | 7 | 981 | A | 7 | 330 | A | 7 | 2.1 | A | 7 | 9700 | B | 7 | 1800 | A | 7 | 1.4 | E | 8 | 0.074 | F | 8 | 0.16 | F | 8 | 0 | 1 | D | 9 | 5 | C | 8
[26 empty] | 3871700% | 12:00 | 627 | 1415 | 74 | 2 | 9 | 0 | 2 | 21 | 74 | 2 | 9 | 90 | 2 | 9 | 0 | 2 | 21 | 90 | 2 | 9 | 342 | 2 | 25 | 10 | E | 9 | 10 | E | 9 | 2 | A | 7 | 1 | A | 7 | 93 | A | 7 | 981 | A | 7 | 310 | A | 7 | 2.6 | A | 7 | 6400 | B | 7 | 1170 | A | 7 | 1.4 | E | 8 | 0.074 | F | 8 | 0.16 | F | 8 | 0 | 1 | D | 9 | 10 | C | 8
[26 empty] | 3871700% | 13:00 | 643 | 1415 | 72 | 2 | 9 | 0 | 2 | 21 | 72 | 2 | 9 | 88 | 2 | 9 | 0 | 2 | 21 | 88 | 2 | 9 | 336 | 2 | 25 | 10 | E | 9 | 10 | E | 9 | 3 | A | 7 | 1 | A | 7 | 87 | A | 7 | 981 | A | 7 | 330 | A | 7 | 2.6 | A | 7 | 8000 | B | 7 | 2100 | A | 7 | 1.4 | E | 8 | 0.074 | F | 8 | 0.16 | F | 8 | 0 | 1 | D | 9 | 10 | C | 8
[26 empty] | 3871700% | 14:00 | 592 | 1415 | 287 | 2 | 9 | 255 | 2 | 21 | 180 | 2 | 9 | 304 | 2 | 9 | 255 | 2 | 21 | 197 | 2 | 9 | 390 | 2 | 25 | 1 | E | 9 | 1 | E | 9 | 5 | A | 7 | 1 | A | 7 | 75 | A | 7 | 980 | A | 7 | 0 | A | 7 | 0 | A | 7 | 9700 | B | 7 | 77777 | A | 7 | 1.2 | E | 8 | 0.074 | F | 8 | 0.16 | F | 8 | 0 | 1 | D | 9 | 5 | C | 8
[26 empty] | 3871700% | 15:00 | 476 | 1415 | 305 | 2 | 9 | 525 | 2 | 21 | 127 | 2 | 9 | 315 | 2 | 9 | 480 | 2 | 21 | 152 | 2 | 9 | 245 | 2 | 25 | 4 | E | 9 | 4 | E | 9 | 4 | A | 7 | 1 | A | 7 | 81 | A | 7 | 981 | A | 7 | 0 | A | 7 | 0 | A | 7 | 9700 | B | 7 | 77777 | A | 7 | 1.2 | E | 8 | 0.074 | F | 8 | 0.16 | F | 8 | 0 | 1 | D | 9 | 5 | C | 8
[26 empty] | 3871700% | 16:00 | 304 | 1415 | 135 | 2 | 9 | 262 | 2 | 21 | 79 | 2 | 9 | 143 | 2 | 9 | 204 | 2 | 21 | 99 | 2 | 9 | 152 | 2 | 25 | 4 | E | 9 | 4 | E | 9 | 6 | A | 7 | 1 | A | 7 | 70 | A | 7 | 981 | A | 7 | 0 | A | 7 | 0 | A | 7 | 11300 | B | 7 | 77777 | A | 7 | 1.2 | E | 8 | 0.074 | F | 8 | 0.16 | F | 8 | 0 | 1 | D | 9 | 5 | C | 8
[26 empty] | 3871700% | 17:00 | 92 | 1285 | 21 | 2 | 9 | 61 | 2 | 21 | 18 | 2 | 9 | 25 | 2 | 9 | 24 | 2 | 21 | 23 | 2 | 9 | 30 | 2 | 25 | 10 | E | 9 | 10 | E | 9 | 6 | A | 7 | 1 | A | 7 | 70 | A | 7 | 982 | A | 7 | 0 | A | 7 | 0 | A | 7 | 12900 | B | 7 | 2100 | A | 7 | 1.2 | E | 8 | 0.074 | F | 8 | 0.16 | F | 8 | 0 | 1 | D | 9 | 5 | C | 8
[26 empty] | 3871700% | 18:00 | 0 | 0 | 0 | 2 | 0 | 0 | 2 | 0 | 0 | 2 | 0 | 0 | 2 | 0 | 0 | 2 | 0 | 0 | 2 | 0 | 0 | 2 | 0 | 10 | E | 9 | 10 | E | 9 | 6 | A | 7 | 1 | A | 7 | 70 | A | 7 | 983 | A | 7 | 250 | A | 7 | 2.6 | A | 7 | 16100 | B | 7 | 1410 | A | 7 | 1.2 | E | 8 | 0.074 | F | 8 | 0.16 | F | 8 | 0 | 1 | D | 9 | 5 | C | 8
[26 empty] | 3871700% | 19:00 | 0 | 0 | 0 | 2 | 0 | 0 | 2 | 0 | 0 | 2 | 0 | 0 | 2 | 0 | 0 | 2 | 0 | 0 | 2 | 0 | 0 | 2 | 0 | 10 | E | 9 | 10 | A | 7 | 6 | A | 7 | 1 | A | 7 | 70 | A | 7 | 983 | A | 7 | 260 | A | 7 | 4.6 | A | 7 | 16100 | B | 7 | 1170 | A | 7 | 1.2 | E | 8 | 0.074 | F | 8 | 0.16 | F | 8 | 0 | 1 | D | 9 | 5 | C | 8
[26 empty] | 3871700% | 20:00 | 0 | 0 | 0 | 1 | 0 | 0 | 1 | 0 | 0 | 1 | 0 | 0 | 1 | 0 | 0 | 1 | 0 | 0 | 1 | 0 | 0 | 1 | 0 | 10 | E | 9 | 10 | A | 7 | 6 | A | 7 | 0 | A | 7 | 65 | A | 7 | 984 | A | 7 | 260 | A | 7 | 6.2 | A | 7 | 16100 | B | 7 | 2100 | A | 7 | 1.2 | E | 8 | 0.074 | F | 8 | 0.16 | F | 8 | 0 | 1 | D | 9 | 5 | C | 8
[26 empty] | 3871700% | 21:00 | 0 | 0 | 0 | 1 | 0 | 0 | 1 | 0 | 0 | 1 | 0 | 0 | 1 | 0 | 0 | 1 | 0 | 0 | 1 | 0 | 0 | 1 | 0 | 10 | E | 9 | 10 | A | 7 | 6 | A | 7 | 0 | A | 7 | 65 | A | 7 | 984 | A | 7 | 250 | A | 7 | 3.6 | A | 7 | 16100 | B | 7 | 1440 | A | 7 | 1.2 | E | 8 | 0.074 | F | 8 | 0.16 | F | 8 | 0 | 1 | D | 9 | 5 | C | 8
[26 empty] | 3871700% | 22:00 | 0 | 0 | 0 | 1 | 0 | 0 | 1 | 0 | 0 | 1 | 0 | 0 | 1 | 0 | 0 | 1 | 0 | 0 | 1 | 0 | 0 | 1 | 0 | 10 | E | 9 | 10 | A | 7 | 6 | A | 7 | -1 | A | 7 | 60 | A | 7 | 984 | A | 7 | 260 | A | 7 | 5.1 | A | 7 | 16100 | B | 7 | 1260 | A | 7 | 1.2 | E | 8 | 0.074 | F | 8 | 0.16 | F | 8 | 0 | 1 | D | 9 | 5 | C | 8
[26 empty] | 3871700% | 23:00 | 0 | 0 | 0 | 1 | 0 | 0 | 1 | 0 | 0 | 1 | 0 | 0 | 1 | 0 | 0 | 1 | 0 | 0 | 1 | 0 | 0 | 1 | 0 | 10 | E | 9 | 10 | A | 7 | 6 | A | 7 | -1 | A | 7 | 60 | A | 7 | 985 | A | 7 | 250 | A | 7 | 3.1 | A | 7 | 16100 | B | 7 | 1230 | A | 7 | 1.2 | E | 8 | 0.074 | F | 8 | 0.16 | F | 8 | 0 | 1 | D | 9 | 5 | C | 8
[26 empty] | 3871700% | 24:00 | 0 | 0 | 0 | 1 | 0 | 0 | 1 | 0 | 0 | 1 | 0 | 0 | 1 | 0 | 0 | 1 | 0 | 0 | 1 | 0 | 0 | 1 | 0 | 10 | E | 9 | 10 | A | 7 | 6 | A | 7 | -1 | A | 7 | 60 | A | 7 | 986 | A | 7 | 280 | A | 7 | 8.2 | A | 7 | 16100 | B | 7 | 1290 | A | 7 | 1.2 | E | 8 | 0.074 | F | 8 | 0.16 | F | 8 | 0 | 1 | D | 9 | 5 | C | 8
Note on G989: [Threaded comment] Your version of Excel allows you to read this threaded comment; however, any edits to it will get removed if the file is opened in a newer version of Excel. Learn more: https://go.microsoft.com/fwlink/?linkid=870924 Comment: Check pin lamps
Note on H1206: [Threaded comment] Your version of Excel allows you to read this threaded comment; however, any edits to it will get removed if the file is opened in a newer version of Excel. Learn more: https://go.microsoft.com/fwlink/?linkid=870924 Comment: From page 193 of filing
Note on I1213: [Threaded comment] Your version of Excel allows you to read this threaded comment; however, any edits to it will get removed if the file is opened in a newer version of Excel. Learn more: https://go.microsoft.com/fwlink/?linkid=870924 Comment: TRM-effective-useful-life-table.pdf
Note on C1218: [Threaded comment] Your version of Excel allows you to read this threaded comment; however, any edits to it will get removed if the file is opened in a newer version of Excel. Learn more: https://go.microsoft.com/fwlink/?linkid=870924 Comment: Checked-Matches with IL TRM V13
Note on G1229: [Threaded comment] Your version of Excel allows you to read this threaded comment; however, any edits to it will get removed if the file is opened in a newer version of Excel. Learn more: https://go.microsoft.com/fwlink/?linkid=870924 Comment: EER2 based on Federal Standards, from MD Res TRM
Note on F1256: [Threaded comment] Your version of Excel allows you to read this threaded comment; however, any edits to it will get removed if the file is opened in a newer version of Excel. Learn more: https://go.microsoft.com/fwlink/?linkid=870924 Comment: These efficiency ratings are in EER2, SEER2, and HSPF2

## WO List (hidden)
Active Measure | Type of Measure | Replacement Measure Selected for Installation | Original Measure Being Replaced | Measure Location | Original Measure Quantity | New Measure Quantity Recom'd | Quantity Customer Wants Installed | Summer kW Saved per Unit | Summer Total kW Saved | Annual kWh Saved per Unit | Total Annual kWh Saved | Total kWh Lifecycle Savings | Unit Equipment Cost | Total Installed Cost | Original Fixture Code | Original Lamp Code | Replacement Fixture Code | Replacement Lamp Code | Original Fixture kW | Replacement Fixture kW | Fixture Type | Annual Hours Usage | Measure Lifecycle | Total Carbon Reduction | Ceiling Height (inches) | kW Interactive Effect | kWh Interactive Effect | Annual Market Sector Hours | Annual Business Hours Entered | Unit Installed Cost | Static Measure ID | Notes for Installer | Link to Recom'd | Electricity Cost | Number of Units for Savings Calcs | Unit Line Item Price | Unit Incentive Paid | Unit Customer Cost | Total Line Item Price | Total Incentive Paid | Total Customer Cost | Unit Incremental Price | Lighting Interior/ Exterior | Existing Measure Static Id | Measure Name | Sub Program | Unit Size | Installation Date | Gross Energy Savings (kWh) - Measure | Gross Demand Reduction Summer(kW) - Measure | Gross Demand Reduction Winter (kW) - Measure | Gross Demand Reduction (kW PJM) - Measure | Description | Make | Model | Location | Basecase Capacity or Size | Effective Useful Life | Remaining Useful Life | CF-SSP | CF-PJM-Summer | CF-PJM-Winter | ISR | Calculator Measure Line | Annual Hours of Operation | VFD Application Type | Horsepower | Motor Efficiency | VFD - ESF | VFD - DSF | Motor Load Factor | EER | SEER | EER Baseline | SEER Baseline | COP Baseline | Capacity or Tons | DE Economizer | kW/ton | kW/ton Baseline | IPLV | IPLV Baseline | IEER | COP | IEER Baseline | Project Type | Baseline Quantity | Baseline Wattage (W) | Efficiency Wattage (W) | Interior/Exterior | WHF-Energy | WHF-Demand-SSP | WHF-Demand-PJM-Summer | WHF-Demand-PJM-Winter | Wattage Controlled | Controls-ESF | Controls-DSF-Summer | Controls-DSF-Winter | Equip Name - Baseline | Customer Self-Report Ratio | Square Footage of Space or Building | Baseline Lighting Power Density | Installed Lighting Power Density | Equip Name | Quantity | Install Type | Equipment RefID | Group Name | Product Type | Regulatory Reporting Date | Cooling Savings (kWh) | Heating Savings (kWh) | Heating Savings (Therms) | Building Type | Space Type | HVAC/Motor Type | Occ Sensor | Exterior ECM | Linear Feet | EFLH | Tune Up IMPR Percent | HVAC Replacement | Cooling kWh | Cooling Savings Percent | Heating kWH | Elec. Heat Savings Percent | Heating Therms | Fuel Heating Savings Percent | Duct DE-after | Duct DE-before | Duct FLHcool | Duct Conversion Factor | Case WattsPerLFBASE | Case WattsPerLFEE | Case LF | Refer/Freezer | Cover Btu/h Per/lf | Cover Conversion (Btu/ton) | Cover Conversion (kW per ton) | Cover ESF | Cover Op Hours | Sweat Doors | Sweat Control Type | Sweat kWd | Sweat CF | Onnone Percent | Oncontrol Percent | Motor HP | Motor Delta kW p | Motor kWhp | Motor Onuc Percent | Evap Style | Evap kWhp | Curtain Cooler/Freezer | Curtain Existing | Vending Cans | Materials Include | EVapFan: Compressor Amps | EVapFan: Compressor Volts | EVapFan: Compressor Phases | EvapFan: Number of Fans on Control | HVAC: Size (Tons) | (HVAC) Months Since Last Service | Nameplate Amps | Nameplate Volts | Nameplate Phases | kWSP | kWECM | LightingID | OccSensorID | Existing Fixture Type | Existing Base Type | Color Temperature | Thermostat Type | HSPF Baseline | HSPF | CLH | GasSaving MMBTU | SEER2 Baseline | EER2 Baseline | HSPF2 Baseline | SEER2 new | EER2 new | HSPF2 new | Unit Installation Cost | Total Equipment Cost | Total Installation Cost | ETDF Summer | ETDF Winter | $/kWh | DIY | CNP Installed
0
0
0
0
0
0
0
0
0
0
0
0
0
0
0
0
0
0
0
0
0
0
0
0
0
0
0
0
0
0
0
1
2
3
4
5
6
7
8
9
10
11
12
13
14
15
16
17
18
19
20
21
22
23
24
25
26
27
28
29
30
31
32
33
34
35
36
37
38
39
40
41
42
43
44
45
46
47
48
49
50
51
52
53
54
55
56
57
58
59
60
61
62
63
64
65
66
67
68
69
70
71
72
73
74
75
76
77
78
79
80
81
82
83
84
85
86
87
88
89
90
91
92
93
94
95
96
97
98
99
100
101
102
103
104
105
106
107
108
109
110
111
112
113
114
115
116
117
118
119
120
121
122
123
124
125
126
127
128
129
130
131
132
133
134
135
136
137
138
139
140
141
142
143
144
145
146
147
148
149
150
151
152
153
154
155
156
157
158
159
160
161
162
163
164
165
166
167
168
169
170
171
172
173
174
175
176
177
178
179
180
181
182
183
184
185
186
187
188
189
190
191
192
193
194
195
196
197
198
199
200
201
202
203
204
205
206
207
208
209
210
211
212
213
214
215
216
217
218
219
220
221
222
223
224
225
226
227
228
229
230
231
232
233
234
235
236
237
238
239
240
241
242
243
244
245
246
247
248
249
250
251
252
253
254
255
256
257
258
259
260
261
262
263
264
265
266
267
268
269
270
271
272
273
274
275
276
277
278
279
280
281
282
283
284
285
286
287
288
289
290
291
292
293
294
295
296
297
298
299
300
301
302
303
304
305
306
307
308
309
310
311
312
313
314
315
316
317
318
319
320
321
322
323
324
325
326
327
328
329
330
331
332
333
334
335
336
337
338
339
340
341
342
343
344
345
346
347
348
349
350
351
352
353
354
355
356
357
358
359
360
361
362
363
364
365
366
367
368
369
370
371
372
373
374
375
376
377
378
379
380
381
382
383
384
385
386
387
388
389
390
391
392
393
394
395
396
397
398
399
400
401
402
403
404
405
406
407
408
409
410
411
412
413
414
415
416
417
418
419
420
421
422
423
424
425
426
427
428
429
430
431
432
433
434
435
436
437
438
439
440
441
442
443
444
445
446
447
448
449
450
451
452
453
454
455
456
457
458
459
460
461
462
463
464
465
466
467
468
469
470
471
472
473
474
475
476
477
478
479
480
481
482
483
484
485
486
487
488
489
490
491
492
493
494
495
496
497
498
499
500
501
502
503
504
505
506
507
508
509
510
511
512
513
514
515
516
517
518
519
520
521
522
523
524
525
526
527
528
529
530
531
532
533
534
535
536
537
538
539
540
541
542
543
544
545
546
547
548
549
550
551
552
553
554
555
556
557
558
559
560
561
562
563
564
565
566
567
568
569
570
571
572
573
574
575
576
577
578
579
580
581
582
583
584
585
586
587
588
589
590
591
592
593
594
595
596
597
598
599
600
601
602
603
604
605
606
607
608
609
610
611
612
613
614
615
616
617
618
619
620
621
622
623
624
625
626
627
628
629
630
631
632
633
634
635
636
637
638
639
640
641
642
643
644
645
646
647
648
649
650
651
652
653
654
655
656
657
658
659
660
661
662
663
664
665
666
667
668
669
670
671
672
673
674
675
676
677
678
679
680
681
682
683
684
685
686
687
688
689
690
691
692
693
694
695
696
697
698
699
700
701
702
703
704
705
706
707
708
709
710
711
712
713
714
715
716
717
718
719
720
721
722
723
724
725
726
727
728
729
730
731
732
733
734
735
736
737
738
739
740
741
742
743
744
745
746
747
748
749
750
751
752
753
754
755
756
757
758
759
760
761
762
763
764
765
766
767
768
769
770
771
772
773
774
775
776
777
778
779
780
781
782
783
784
785
786
787
788
789
790
791
792
793
794
795
796
797
798
799
800
801
802
803
804
805
806
807
808
809
810
811
812
813
814
815
816
817
818
819
820
821
822
823
824
825
826
827
828
829
830
831
832
833
834
835
836
837
838
839
840
841
842
843
844
845
846
847
848
849
850
851
852
853
854
855
856
857
858
859
860
861
862
863
864
865
866
867
868
869
870
871
872
873
874
875
876
877
878
879
880
881
882
883
884
885
886
887
888
889
890
891
892
893
894
895
896
897
898
899
900
901
902
903
904
905
906
907
908
909
910
911
912
913
914
915
916
917
918
919
920
921
922
923
924
925
926
927
928
929
930
931
932
933
934
935
936
937
938
939
940
941
942
943
944
945
946
947 | [114 empty] | 0
948 | [114 empty] | 0
949 | [114 empty] | 0
950 | [114 empty] | 0
951 | [114 empty] | 0
952 | [114 empty] | 0
953 | [114 empty] | 0
954 | [114 empty] | 0
955 | [114 empty] | 0
956 | [114 empty] | 0
957 | [114 empty] | 0
958 | [114 empty] | 0
959 | [114 empty] | 0
960 | [114 empty] | 0
961 | [114 empty] | 0
962 | [114 empty] | 0
963 | [114 empty] | 0
964 | [114 empty] | 0
965 | [114 empty] | 0
966 | [114 empty] | 0
967
968
969
970
971
972
973
974
975
976
977
978
979
980
981
982
983
984
985
986
987
988
989
990
991
992
993
994
995
996
997
998
999
1000
1001
1002
1003
1004
1005
1006
1007
1008
1009
1010
1011
1012
1013
1014
1015
1016
1017
1018
1019
1020
1021
1022
1023
1024
1025
1026
1027
1028
1029
1030
1031
1032
1033
1034
1035
1036
1037
1038
1039
1040
1041
1042
1043
1044
1045
1046
1047
1048
1049
1050
1051
1052
1053
1054
1055
1056
1057
1058
1059
1060
1061
1062
1063
1064
1065
1066
1067
1068
1069
1070
1071
1072
1073
1074
1075
1076
1077
1078
1079
1080
1081
1082
1083
1084
1085
1086
1087
1088
1089
1090
1091
1092
1093
1094
1095
1096
1097
1098
1099
1100
1101
1102
1103
1104
1105
1106
1107
1108
1109
1110
1111
1112
1113
1114

## Incentives (hidden)
$/kWh
Measure Category | BTU | SBDI | HVAC Measure | BTU | SBDI | Units | Electrification Measure | BTU | SBDI | Units
Lighting | 0.8 | 0.8 | Unitary HVAC Systems | 2.5 | 2.5 | $/kWh | Air Source Heat Pump | 2500 | 2500 | $/ton
Lighting & Controls | 0.8 | 0.8 | Smart Thermostat | Measure Price | Measure Price | $/kWh | Ductless Mini Split | 1000 | 1000 | $/ton
DIY Lighting | 0.8 | Measure Price | Ductless Mini-Split Heat Pump (DMSHP) | 2.5 | 2.5 | $/kWh | Heat Pump Water Heater | 2000 | 2000 | $/unit
TLEDs | 1 | 1 | Variable Frequency Drive (VFD) for HVAC | 0.8 | 0.8 | $/kWh | Custom | 212 | 212 | $/MTCO2e
Refrigeration | 0.8 | 0.8 | Dual Enthalpy Economizer | 0.8 | 0.8 | $/kWh
Food Service | 0.8 | 0.8 | Guest Room Occupancy Sensor | 0.8 | 0.8 | $/kWh
Misc | Measure Price | Measure Price | Variable Refrigerant Flow (VRF) Heat Pump System | 2.5 | 2.5 | $/kWh
| % of Project Cost |  | C&I Heat Pump Water Heater | 2.5 | 2.5 | $/kWh
Measure Category | BTU | SBDI | Advanced Rooftop Controls (ARC) | 0.8 | 0.8 | $/kWh
Lighting | 80% | 80% | Demand Control Ventilation (HVAC) | 0.8 | 0.8 | $/kWh
Lighting & Controls | 80% | 80% | Switch Reluctance Motor | 0.8 | 0.8 | $/kWh
DIY Lighting | 100% | 100% | Duct Sealing | 0.8 | 0.8 | $/kWh
HVAC | 80% | 80% | Electric Chiller | 2.5 | 2.5 | $/kWh
Refrigeration | 80% | 80% | Tune Up | 60 | 35 | $/ton
Food Service | 80% | 80% | Chiller Tune Up | 12 | 12 | $/ton
Misc | 100% | 100% | Bathroom Exhaust Fan | 0.8 | 0.8 | $/kWh
Electrification | 80% | 80%
Smart Thermostat | 100% | 100%
Measure Price Measures | Cap
Smart Thermostat | 1000
Advanced Power Strips | 150
Low Flow Aerators | 30
Water Heater Pipe Insulation | 30
Vending Machine Controls | 500
Suction Pipe Insulation | 50

## Bonus (hidden)
Bonus
GNI Adder: Reserved for facilities designated as Government, Non Profit, or Institutional. Bonus: Requires manual input of a bonus for projects with a unique additional incentive
Index | Measure | Quantity | Energy Savings (kWh) | Summer kW | Winter kW | Per Unit Equipment Cost* | Total Equipment Cost | Unit Bonus Amount | Bonus Amount | $/kWh
1 | GNI Adder | [6 empty] | #VALUE! | 0 |  |  |  |  | Annual Energy Savings
2 | Bonus | [12 empty] | 0
3 | Tiered Bonus | [6 empty] | #VALUE! | 0 |  |  |  |  | Program
4 | Closing Bonus | [6 empty] | #VALUE! | 0 |  |  |  |  | Building Tune-Up
5 | Summit Bonus | [6 empty] | #VALUE! | 0 |  |  |  |  | Lifetime GHG Savings
6 | Boost Bonus | [6 empty] | #VALUE! | 0 |  |  |  |  | 0
7 | Past BOT Participation Bonus | [6 empty] | #VALUE! | 0 |  | 2025 Tiered Bonus
8 | GHG Project Bonus | 1 | 0 | 0 | 0 | 0 | 0 | 0 | 0 |  | 5k - 19.999k kWh | 500 | 0
9 | Benchmarking Bonus | [6 empty] | #VALUE! | 0 |  | 20k - 49.999k kWh | 750 | 0
[11 empty] | 50k - 99.999k kWh | 1250 | 0
[11 empty] | 100k+ kWh | 2500 | 0
Past BOT Participation Bonus
[11 empty] | 10 - 59.999 MT CO2e | 1000 | 0
[11 empty] | 60 - 290.999 MT CO2e | 2500 | 0
[11 empty] | 291+ MT CO2e | 5000 | 0
GHG Project Bonus
[11 empty] | 300 - 499.999 MT CO2e | 10000 | 0
[11 empty] | 500 - 699.999 MT CO2e | 15000 | 0
[11 empty] | 700+ MT CO2e | 20000 | 0

## Cost Breakdown (hidden)
Customer Cost Breakdown (Page 1 of 3)
Customer Cost Breakdown
- - Building Tune-Up
Potomac Edison Account # |  |  | Business Name |  |  |  | EA #
0
LOCATION | PRODUCT DESCRIPTION | EXISTING PROD/MODEL # | EXIST. QTY | PROD/MODEL # | REPLACE QTY | $/kWh | UNIT EQUIPMENT COST | UNIT INSTALLATION COST | TOTAL COST | CUSTOMER COST | QTY INSTALLED (IF DIFFERENT) | CUSTOMER TO INITIALS CHANGES
1)
2)
3)
4)
5)
6)
7)
8)
9)
10)
11)
12)
13)
14)
15)
16)
17)
18)
19)
20)
21)
22)
23)
24)
25)
26)
27)
28)
29)
Cost of Installed Measures (Page 1 only): |  |  |  | 0
Customer Cost Breakdown
Building Tune-Up
Potomac Edison Account # |  |  | Business Name |  |  |  | EA #
0
LOCATION | PRODUCT DESCRIPTION | EXISTING PROD/MODEL # | EXIST. QTY | PROD/MODEL # | REPLACE QTY | $/kWh | UNIT EQUIPMENT COST | UNIT INSTALLATION COST | TOTAL COST | CUSTOMER COST | QTY INSTALLED (IF DIFFERENT) | CUSTOMER TO INITIALS CHANGES
31)
32)
33)
34)
35)
36)
37)
38)
39)
40)
41)
42)
43)
44)
45)
46)
47)
48)
49)
50)
51)
52)
53)
54)
55)
56)
57)
58)
59)
Cost of Installed Measures (Page 2 only): |  |  |  | 0
Customer Cost Breakdown
Building Tune-Up
Potomac Edison Account # |  |  | Business Name |  |  |  | EA #
0
LOCATION | PRODUCT DESCRIPTION | EXISTING PROD/MODEL # | EXIST. QTY | PROD/MODEL # | REPLACE QTY | $/kWh | UNIT EQUIPMENT COST | UNIT INSTALLATION COST | TOTAL COST | CUSTOMER COST | QTY INSTALLED (IF DIFFERENT) | CUSTOMER TO INITIALS CHANGES
60)
61)
62)
63)
64)
65)
66)
67)
68)
69)
70)
71)
72)
73)
74)
75)
76)
77)
78)
79)
80)
81)
82)
83)
84)
85)
86)
87)
88)
Cost of Installed Measures (Page 3 only): |  |  |  | 0
Customer Cost Breakdown
Building Tune-Up
Potomac Edison Account # |  |  | Business Name |  |  |  | EA #
0
LOCATION | PRODUCT DESCRIPTION | EXISTING PROD/MODEL # | EXIST. QTY | PROD/MODEL # | REPLACE QTY | $/kWh | UNIT EQUIPMENT COST | UNIT INSTALLATION COST | TOTAL COST | CUSTOMER COST | QTY INSTALLED (IF DIFFERENT) | CUSTOMER TO INITIALS CHANGES
89)
90)
91)
92)
93)
94)
95)
96)
97)
98)
99)
100)
101)
102)
103)
104)
105)
106)
107)
108)
109)
110)
111)
112)
113)
114)
115)
116)
117)
Cost of Installed Measures (Page 4 only): |  |  |  | 0
Customer Cost Breakdown
Building Tune-Up
Potomac Edison Account # |  |  | Business Name |  |  |  | EA #
0
LOCATION | PRODUCT DESCRIPTION | EXISTING PROD/MODEL # | EXIST. QTY | PROD/MODEL # | REPLACE QTY | $/kWh | UNIT EQUIPMENT COST | UNIT INSTALLATION COST | TOTAL COST | CUSTOMER COST | QTY INSTALLED (IF DIFFERENT) | CUSTOMER TO INITIALS CHANGES
118)
119)
120)
121)
122)
123)
124)
125)
126)
127)
128)
129)
130)
131)
132)
133)
134)
135)
136)
137)
138)
139)
140)
141)
142)
143)
144)
145)
146)
Cost of Installed Measures (Page 5 only): |  |  |  | 0
Customer Cost Breakdown
Building Tune-Up
Potomac Edison Account # |  |  | Business Name |  |  |  | EA #
0
LOCATION | PRODUCT DESCRIPTION | EXISTING PROD/MODEL # | EXIST. QTY | PROD/MODEL # | REPLACE QTY | $/kWh | UNIT EQUIPMENT COST | UNIT INSTALLATION COST | TOTAL COST | CUSTOMER COST | QTY INSTALLED (IF DIFFERENT) | CUSTOMER TO INITIALS CHANGES
147)
148)
149)
150)
151)
152)
153)
154)
155)
156)
157)
158)
159)
160)
161)
162)
163)
164)
165)
166)
167)
168)
169)
170)
171)
172)
173)
174)
175)
Cost of Installed Measures (Page 6 only): |  |  |  | 0
Customer Cost Breakdown
Building Tune-Up
Potomac Edison Account # |  |  | Business Name |  |  |  | EA #
0
LOCATION | PRODUCT DESCRIPTION | EXISTING PROD/MODEL # | EXIST. QTY | PROD/MODEL # | REPLACE QTY | $/kWh | UNIT EQUIPMENT COST | UNIT INSTALLATION COST | TOTAL COST | CUSTOMER COST | QTY INSTALLED (IF DIFFERENT) | CUSTOMER TO INITIALS CHANGES
176)
177)
178)
179)
180)
181)
182)
183)
184)
185)
186)
187)
188)
189)
190)
191)
192)
193)
194)
195)
196)
197)
198)
199)
200)
201)
202)
203)
204)
Cost of Installed Measures (Page 7 only): |  |  |  | 0
Prepare PDF File For Cost Breakdown

## Inspection Punchlist
Inspection Punchlist Tab(Page 1 of 1)
EA # | [11 empty] | Inspector's Name |  |  |  | Date
0
Business Type |  |  |  | Verified Acc't # | [7 empty] | Contact Name |  |  |  | Contact Position
0 | [5 empty] | ,
Temperature Contol System | [5 empty] | 0 | [5 empty] | Energy Assessment Company
0 | [5 empty] | 0 | [5 empty] | 0
Project Name |  |  | Heating Type | [8 empty] | Sales Representative Name |  |  |  | Assessment Date
0 | [5 empty] | Assessment Tool Version 2.2 | [9 empty] | 0%
Pre-Inspection / Post-Inspection
Project Measure List
LOCATION |  | Height | SPACE TYPE | EXISTING FIXTURE |  | QTY | RECOMMENDED FIXTURE |  |  | MAKE/MODEL | QTY | PASS |  | FAIL | CORRECTIVE ACTION |  | Existing Controls?
1) | [18 empty] | 0
2) | [18 empty] | 0
3) | [18 empty] | 0
4) | [18 empty] | 0
5) | [18 empty] | 0
6) | [18 empty] | 0
7) | [18 empty] | 0
8)
9)
10)
11)
12)
13)
14)
15)
Name/Title of Person Contacted at Site: ___________________________________________________________ | [7 empty] | Inspector's Signature: ___________________________________________________________________
INSPECTION: |  | PASS | FAIL |  | FLAG
(circle one)
DEBRIS REMOVAL: YES NO | [5 empty] | PRODUCT QUALITY: SATISFACTORY UNSATISFACTORY
(circle one) | [5 empty] | (circle one)
Date: _____________________________________ | [5 empty] | Installer's Signature: ____________________________________________________________
Comments (Issues discussed with manager or sub-contractor):
| Total kWh Saving |  | 0 kWh |  |  | Total Incentive |  |  | 0 |  |  |  | EA#
Inspection Punchlist Tab(Page 2 of 6) | [9 empty] | Pre-Inspection / Post-Inspection
EA # | [11 empty] | Inspector's Name |  |  |  | Date
0
LOCATION |  | Height | SPACE TYPE | EXISTING FIXTURE |  | QTY | RECOMMENDED FIXTURE |  |  | MAKE/MODEL | QTY | PASS |  | FAIL | CORRECTIVE ACTION |  | Existing Controls?
16)
17)
18)
19)
20)
21)
22)
23)
24)
25)
26)
27)
28)
29)
31)
32)
33)
34)
35)
36)
37)
38)
39)
40)
41)
42)
43)
44)
45)
| Total kWh Saving |  | 0 kWh |  |  | Total Incentive |  |  | 0 |  |  |  | EA#
Inspection Punchlist Tab(Page 3 of 6) | [9 empty] | Pre-Inspection / Post-Inspection
EA # | [11 empty] | Inspector's Name |  |  |  | Date
0
LOCATION |  | Height | SPACE TYPE | EXISTING FIXTURE |  | QTY | RECOMMENDED FIXTURE |  |  | MAKE/MODEL | QTY | PASS |  | FAIL | CORRECTIVE ACTION |  | Existing Controls?
46)
47)
48)
49)
50)
51)
52)
53)
54)
55)
56)
57)
58)
59)
60)
61)
62)
63)
64)
65)
66)
67)
68)
69)
70)
71)
72)
73)
74)
| Total kWh Saving |  | 0 kWh |  |  | Total Incentive |  |  | 0 |  |  |  | EA#
Inspection Punchlist Tab(Page 4 of 6) | [9 empty] | Pre-Inspection / Post-Inspection
EA # | [11 empty] | Inspector's Name |  |  |  | Date
0
LOCATION |  | Height | SPACE TYPE | EXISTING FIXTURE |  | QTY | RECOMMENDED FIXTURE |  |  | MAKE/MODEL | QTY | PASS |  | FAIL | CORRECTIVE ACTION |  | Existing Controls?
75)
76)
77)
78)
79)
80)
81)
82)
83)
84)
85)
86)
87)
88)
89)
90)
91)
92)
93)
94)
95)
96)
97)
98)
99)
100)
101)
102)
103)
| Total kWh Saving |  | 0 kWh |  |  | Total Incentive |  |  | 0 |  |  |  | EA#
Inspection Punchlist Tab(Page 5 of 6) | [9 empty] | Pre-Inspection / Post-Inspection
EA # | [11 empty] | Inspector's Name |  |  |  | Date
0
LOCATION |  | Height | SPACE TYPE | EXISTING FIXTURE |  | QTY | RECOMMENDED FIXTURE |  |  | MAKE/MODEL | QTY | PASS |  | FAIL | CORRECTIVE ACTION |  | Existing Controls?
104)
105)
106)
107)
108)
109)
110)
111)
112)
113)
114)
115)
116)
117)
118)
119)
120)
121)
122)
123)
124)
125)
126)
127)
128)
129)
130)
131)
132)
| Total kWh Saving |  | 0 kWh |  |  | Total Incentive |  |  | 0 |  |  |  | EA#
Inspection Punchlist Tab(Page 6 of 6) | [9 empty] | Pre-Inspection / Post-Inspection
EA # | [11 empty] | Inspector's Name |  |  |  | Date
0
LOCATION |  | Height | SPACE TYPE | EXISTING FIXTURE |  | QTY | RECOMMENDED FIXTURE |  |  | MAKE/MODEL | QTY | PASS |  | FAIL | CORRECTIVE ACTION |  | Existing Controls?
133)
134)
135)
136)
137)
138)
139)
140)
141)
142)
143)
144)
145)
146)
147)
148)
149)
150)
151)
152)
153)
154)
155)
156)
157)
158)
159)
160)
161)
| Total kWh Saving |  | 0 kWh |  |  | Total Incentive |  |  | 0 |  |  |  | EA#
Inspection Punchlist Tab(Page 7 of 8) | [9 empty] | Pre-Inspection / Post-Inspection
EA # | [11 empty] | Inspector's Name |  |  |  | Date
0
LOCATION |  | Height | SPACE TYPE | EXISTING FIXTURE |  | QTY | RECOMMENDED FIXTURE |  |  | MAKE/MODEL | QTY | PASS |  | FAIL | CORRECTIVE ACTION |  | Existing Controls?
162)
163)
164)
165)
166)
167)
168)
169)
170)
171)
172)
173)
174)
175)
176)
177)
178)
179)
180)
181)
182)
183)
184)
185)
186)
187)
188)
189)
190)
| Total kWh Saving |  | 0 kWh |  |  | Total Incentive |  |  | 0 |  |  |  | EA#
Inspection Punchlist Report (Page 8 of 8) | [9 empty] | Pre-Inspection / Post-Inspection
EA # | [11 empty] | Inspector's Name |  |  |  | Date
0
LOCATION |  | Height | SPACE TYPE | EXISTING FIXTURE |  | QTY | RECOMMENDED FIXTURE |  |  | MAKE/MODEL | QTY | PASS |  | FAIL | CORRECTIVE ACTION |  | Existing Controls?
191)
192)
193)
194)
195)
196)
197)
198)
199)
200)
201)
202)
203)
204)
| Total kWh Saving |  | 0 kWh |  |  | Total Incentive |  |  | 0 |  |  |  | EA#
PRINT INSPECTION SHEET

## Offer Letter (hidden)
[8 empty] | No | 0 | 0.00
[5 empty] | A total incentive of | $0.00 | based on an estimated annual energy savings of | 0.00 | kWh has been preapproved for your project
[5 empty] | based on your total project cost of | $0.00. | Incentives are contingent on the completion of the scope of work as described in your
Small Business Direct Install Program offered by Potomac Edison ¦ phone: 1-855-801-5803 ¦ email: EnergySaveMD@clearesult.com
06/16/26
0
Customer: / Closed Network Provider:
0
,
Subject: Your application for the Small Business Solutions Program,
Thank you for your application for a Small Business Solutions incentive for your SBDI - project.
Completed applications are reviewed in the order received, and you will be notified if further information is needed.
Please call 1-855-801-5803 if you have any questions about documentation requirements.
A total incentive of $0.00 based on an estimated annual energy savings of 0.00 kWh has been preapproved for your project
based on your total project cost of $0.00. Incentives are contingent on the completion of the scope of work as described in your
application and will be adjusted to reflect changes to the scope of the project that may occur during implementation. You must notify
program representatives in writing if your project implementation takes longer than the timeline listed below to complete. Potomac
Edison reserves the right to decline payment of incentive funds above for any project without an approved exception request.
Next Steps:
1) Acknowledge the offer letter within 30 days via your application portal and upload a wet-signed copy of the offer acceptance.
Please note that preapproved incentive funds listed above are NOT reserved until this step is complete
2) Potomac Edison’s Energy Solutions for Business program has partnered with Optimus to offer low-interest financing
ranging from 0% to 2.99%, with loan amounts up to $250,000. Approvals can be completed in just a few steps!
https://pe.optimusfinancing.com/; Small Business Direct Install or Building Tune-up customers, please contact a Closed
Network Provider for pre-approval assistance.
3) Signed offer acceptance will serve as the contractor's authorization to install in the Small Business Direct Install program
and is considered the pre-approved date on the project.
4) Install Energy Conservation Measures (ECMs) within 90 days of offer acceptance. Please notify program representatives of
any delay to your implementation timeline. If your project is not complete within 90 days, an approved exception is required.
5) After completing the installation of the equipment, submit a payment request with all required post-install documentation
via your application portal dashboard within 30 days of project completion
6) By submitting a completed payment request, your project may be subject to post-installation inspection. Please review
program terms and conditions for more details.
We look forward to working with you on this and future energy efficiency projects. Please contact me if you have any questions.
Sincerely,
John Adelsberger
Senior Program Manager
cc:
EmPOWER Maryland programs are funded by a charge on your energy bill. EmPOWER programs can help you reduce your energy consumption and save you money.
To learn more about EmPOWER and how you can participate, go to www.energysaveMD.com.
Disclaimer: FirstEnergy's Maryland utilities provide a Program Ally listing as a courtesy to customers, but does not approve, recommend, endorse or otherwise promote
any Program Ally, vendor, manufacturer, distributor, contractor or any other provider of products and services that could potentially qualify for FirstEnergy’s Energy
Efficiency programs. FirstEnergy’s utilities and CLEAResult provide this list of independent contractors as a convenience for customers seeking
convenience for customers seeking assistance with energy savings related products and services. Participating contractors are independent and are
not affiliated with FirstEnergy, its utilities or CLEAResult. Customers are solely responsible for dealing directly with participating contractors in all
aspects of their interaction including, but not limited to definition of scope of work, costs, contractual terms and conditions, and the level of accuracy
required when estimating energy savings
Version 12 (revised 04/01/2022)
- Custom Incentive
Offer Letter 06/16/26 Page 2
EmPOWER Maryland programs are funded by a charge on your energy bill. EmPOWER programs can help you reduce your energy consumption
and save you money. To learn more about EmPOWER and how you can participate, go to www.energysaveMD.com.
- Custom Incentive
Offer Letter 06/16/26 Page 3
Business Program Terms and Conditions
Definitions |  | FIRSTENERGY COMPANIES (“THE COMPANY” OR “COMPANIES”) – The Potomac Edison Company.
PROGRAM or PROGRAMS – Companies’ programs approved by the Public Service Commission of
Maryland (“PSC”) for implementation under EmPOWER Maryland legislation. This application relates
to the Business programs supporting energy efficiency in the Companies’ Commercial and Industrial
customer facilities including, municipal, government and institutional facilities.
PROGRAM MANAGER – The party contracted by the Companies for management of the Programs.
ENERGY-EFFICIENCY MEASURES – Any equipment or action eligible to receive a Program
Incentive payment under the Program.
PARTICIPANT (or PARTICIPANTS or PARTICIPATING CUSTOMERS) – Those non-residential retail
electric service eligible customers of the Companies who participate in this Program.
PROGRAM INCENTIVES – Refers to the monetary incentive, rebate or service that the Program
provides to participating customers pursuant to the Program.
CREDITS – Refers to the energy, capacity or environmental attributes from Alternative Energy
Portfolio Standards (including Energy Efficiency and Demand Response) associated with measures
for which incentives were provided, or PJM Capacity Credits.
Eligibility |  | Participant or Participants as defined above and served by Potomac Edison as defined above.
Residential customers are not eligible for incentives through the Commercial and Industrial Programs.
Incentives are awarded only to Participants, or their assigned agents, for qualifying equipment
(“Energy Efficiency Measures”) that is installed in the State of Maryland at the location identified in this
Application, and such Participants are responsible for compliance with the Terms and Conditions set
forth herein.
Compliance |  | The Participant is responsible to comply with all applicable laws, rules and regulations, and to comply
with all federal, state, and local codes.
Publicity |  | With Participant’s written permission, the Companies may publicly recognize participation in the
Programs and disclose information relating to the Participant’s participation in the program,
including such data as: projected project energy savings, the incentive amount, and other similar
information.
Application and |  | The Programs provide for payment of incentives after the installation of qualified energy efficiency
Eligibility Process |  | measures and review of final documentation for compliance with program requirements by the
Program Manager. In order to be eligible for incentives, a Participant, or an agent
(contractor/vendor) authorized by the Participant, must submit a properly completed pre-installation
application package, including an application and technology worksheets, to the Program Manager
before the equipment is purchased. If eligible, the Participant will receive an approval letter with the
estimated incentive amount and the date by which the equipment must be purchased and installed
for the approval to remain in effect.
After installation is completed, the Participant must finalize and resubmit the completed equipment
application reflecting the “as built” project, along with the invoice, the manufacturer’s equipment
performance sheet, and any other required documentation as may be specified on the application or
in the program’s initial approval letter. Applications must be filled out completely, truthfully and
accurately, and include signatures of the Participant and its authorized agents (as appropriate). Final
payment will be based on the “as-built” documentation provided with the final project application.
Dates of Program |  | Incentives are available for eligible Energy Efficiency Measures for which equipment is purchased and
installed after January 1, 2021.
Dated Proof of Purchase and complete documentation will be required with final applications for the
participant to be eligible for incentive payment. The program is subject to revision or termination at
any time by the Company.
Installation Schedule |  | Pre-approved projects will receive approval letters defining terms for payment and a commitment
Requirements |  | expiration date. If the Participant: (1) has not engaged in installation of the pre-approved project;
and (2) has not applied to the Program Manager for a project extension within 90 days from the
date the Program Manager pre-approves the project, the Program Manager may cancel
Participant’s application without liability.
EmPOWER Maryland programs are funded by a charge on your energy bill. EmPOWER programs can help you reduce your energy consumption
and save you money. To learn more about EmPOWER and how you can participate, go to www.energysaveMD.com.
- Custom Incentive
Offer Letter 06/16/26 Page 4
Acceptable Proof of |  | Acceptable forms of Proof of Purchase include paid invoices or receipts. The documentation must
Purchase |  | show item numbers, quantities and descriptions that are of sufficient detail to verify that the installed
equipment meets efficiency requirements. Additionally, the post-installation documentation must
include manufacturers' specifications (“cut sheets”) that list the efficiency ratings of the equipment.
The Program Manager may, at its sole discretion, accept other forms of proof of purchase.
Evaluation, |  | The Program Manager may, but is not obligated to, conduct an inspection of the facility to verify
Measurement and |  | pre- and post-installation conditions or verify documentation prior to incentive payment, at any time
Verification |  | after receipt of applications and up to 5 years after payment of incentives. In addition, the Public
Service Commission of Maryland and the Companies have engaged Evaluation Measurement and
Verification (“EM&V”) contractors to evaluate program performance which may involve additional
visits. The applicant must provide reasonable access to the facility, the equipment, and related
documentation and data. The Companies or their agents may install simple/standard metering
devices on equipment for program data collection, measurement and verification purposes. The
Companies and their agents are not obligated to pay any incentive awards until it has performed a
satisfactory post-installation verification, unless it has waived this requirement. If the Program
Manager determines that the equipment was not installed in a manner consistent with the approved
application, or if non-qualifying equipment was installed, it may require changes before making
payment.
If qualifying equipment cannot be located at the Participant’s facility or is not installed in a manner
consistent with the provisions of these Terms and Conditions, the Companies may seek recovery of
the incentives paid.
Assignment |  | The Participant may assign Program Incentives to a specified third party.
Participating |  | Participant certifies that he/she purchased and installed the equipment listed in its application at its
Customer's |  | defined Maryland location listed therein. Participant agrees that all information is true and that he/she
Certification |  | has conformed to all of the program’s eligibility requirements, terms and conditions.
Incentive Amounts |  | Program incentives will equal either: a) the approved Program Incentive amount reflecting incentives in
effect at the time of pre-approval, or b) the total equipment cost of the Energy-Efficiency Measure
excluding taxes, whichever is less, as determined by the Program Manager. If the project is completed
after the pre-approval has expired, the Program Incentive amount may be subject to change based on
availability of funds and incentive rates in effect at the time of approval. Please allow ninety (90)
business days for delivery of the Program Incentive. Applications requiring post-installation inspections
and unanticipated high volume of activities may require additional time. If information is missing or
incorrect on the application, processing and delivery of the Program Incentive may also require
additional time.
Taxes |  | Incentives received by the Participant under this Application may be taxable by the federal, state, and
local government. The Participant is responsible for declaring and paying all such taxes. Companies
shall have no liability or obligation for any taxes.
Indemnification and |  | The Participant shall protect, indemnify, and hold harmless the Companies and their parents,
Limits of Liability |  | subsidiaries, affiliates, agents, contractors, employees, officers, and directors from and against all
liabilities, losses, claims of death or injury or other damages, judgments, penalties, causes of action,
costs and expenses (including, without limitation, attorney’s fees and expenses) incurred by or assessed
against the Companies or their parents, subsidiaries, affiliates, agents, contractors, employees, officers
and directors arising out of or relating to the performance of this Application or arising out of or relating to
the installation, use and maintenance of the equipment, designs, practices or methods involved in this
Participant’s project.
In no event shall any indemnified party be liable for any punitive, exemplary, special, indirect,
incidental or consequential damages (including, but not limited to, lost profits, lost business
opportunities, loss of use or equipment down time, and loss of or corruption to data) arising out of or
relating to this Agreement or Program, regardless of the legal theory under which such damages are
sought.
EmPOWER Maryland programs are funded by a charge on your energy bill. EmPOWER programs can help you reduce your energy consumption
and save you money. To learn more about EmPOWER and how you can participate, go to www.energysaveMD.com.
- Custom Incentive
Offer Letter 06/16/26 Page 5
Warranties |  | The Companies and their parents, subsidiaries, affiliates, agents, contractors, employees, officers,
and directors make no express or implied warranties regarding the performance of installed
equipment, the quality of any contractor’s work, or that the equipment will result in any energy or cost
savings.
THE COMPANIES AND THEIR PARENTS, SUBSIDIARIES, AFFILIATES, AGENTS,
CONTRACTORS, EMPLOYEES, OFFICERS, AND DIRECTORS DO NOT ENDORSE, GUARANTEE,
OR WARRANT ANY PARTICULAR MANUFACTURER OR PRODUCT, AND THEY PROVIDE NO
WARRANTIES, EXPRESSED OR IMPLIED, INCLUDING ANY IMPLIED WARRANTY OF
MERCHANTABILITY OR IMPLIED WARRANTY OF FITNESS FOR ANY PRODUCT OR SERVICES.
THE COMPANIES AND THEIR PARENTS, SUBSIDIARIES, AFFILIATES, AGENTS,
CONTRACTORS, EMPLOYEES, OFFICERS, AND DIRECTORS ARE NOT LIABLE OR
RESPONSIBLE FOR ANY ACT OR OMISSION OF ANY CONTRACTOR (IF ANY). THE
CUSTOMER’S WARRANTIES ARE LIMITED TO ANY WARRANTIES THAT MAY BE PROVIDED BY
CONTRACTORS, VENDORS OR EQUIPMENT MANUFACTURER. NEITHER THE COMPANIES
NOR THEIR PARENTS, SUBSIDIARIES, AFFILIATES, AGENTS, CONTRACTORS, EMPLOYEES,
OFFICERS, AND DIRECTORS ARE RESPONSIBLE FOR ASSURING THAT THE DESIGN,
ENGINEERING AND CONSTRUCTION OF THE FACILITY OR INSTALLATION OF THE
EQUIPMENT IS PROPER OR COMPLIES WITH ANY PARTICULAR LAWS, CODES, OR INDUSTRY
STANDARDS. THE COMPANIES AND THEIR PARENTS, SUBSIDIARIES, AFFILIATES, AGENTS,
CONTRACTORS, EMPLOYEES, OFFICERS, AND DIRECTORS DO NOT MAKE ANY
REPRESENTATIONS OF ANY KIND REGARDING THE RESULTS TO BE ACHIEVED BY THE
ENERGY EFFICIENCY MEASURES OR THE ADEQUACY OR SAFETY OF SUCH MEASURES.
Recycling (Proper |  | The Companies and their parents, subsidiaries, affiliates, agents, contractors, employees, officers,
Disposal of Waste) |  | and directors are not responsible for the proper disposal or recycling of any waste generated as a
result of this project.
Endorsement |  | The Companies and their parents, subsidiaries, affiliates, agents, contractors, employees, officers,
(Product/Vendor) |  | and directors do not endorse any particular market provider, manufacturer, product, labor or
system design by offering this Program.
Termination |  | Incentives are available for energy efficiency measures on a first-come, first-served basis subject to
the availability of funds. Program availability, program terms and equipment eligibility may change
without notice at the discretion of the Companies.
Submission of any application does not give rise to any obligation to make any incentive payment by
the Companies and their parents, subsidiaries, affiliates, agents, contractors, employees, officers, and
directors.
EmPOWER Maryland programs are funded by a charge on your energy bill. EmPOWER programs can help you reduce your energy consumption
and save you money. To learn more about EmPOWER and how you can participate, go to www.energysaveMD.com.
- Custom Incentive
Offer Letter 06/16/26 Page 6
Offer Acceptance
0 | A response to this incentive offer is requested within 30 days of receipt:
□ We are proceeding with the installation of the ECM(s) as outline in the initial Project Application and accept the
incentive. Expected installation date: _________________________
□ Undecided. Please indicate if you would like program representatives to contact you about the project(s): □ Yes □ No
□ We decided not to proceed with the installation of the ECM(s) at this time. Please indicate reason below(optional):
Customer Name |  |  | Title
Customer Signature |  |  | Date
Preapproved Incentive Details
# | Energy Conservation Measure |  |  | Preapproved Incentive Amount1
1. | SBDI Project Savings |  |  | $0.00
| Total |  |  | $0.00
1Incentives are contingent on the installation of equipment as described in your application and will be adjusted to reflect changes to the
scope of the project that may occur during implementation.
EmPOWER Maryland programs are funded by a charge on your energy bill. EmPOWER programs can help you reduce your energy consumption
and save you money. To learn more about EmPOWER and how you can participate, go to www.energysaveMD.com.
Prepare PDF File For Offer Letter

## Access Agreement (hidden)
ACCESS AGREEMENT
This Access Agreement (“Agreement”) dated effective 06/16/26 (the “Effective Date”), is entered into)
between CLEAResult Consulting Inc. and/or an affiliate thereof (“CLEAResult”) and
(“Owner”). As used throughout this document, CLEAResult and Owner are individually referred to as “Party” and
collectively as “Parties.”
Owner wishes to engage CLEAResult to conduct energy efficiency pre-inspections, assessment and
post inspections of store refrigeration, lighting and HVAC equipment (“Assessment”) at Owner’s stores (the
“Facilities”). This Assessment is part of the FirstEnergy Corporation (“Sponsor”) Energy Solutions for Business
programs for which Sponsor has engaged CLEAResult to perform energy assessments for its customers.
The Parties agree to the following terms:
1. Access. Owner agrees to permit CLEAResult, or its subcontractors, to access the Facilities, including the
machine room, rooftop, sales floor, preparation areas, walk-in refrigeration units and other areas as necessary to
perform the Assessment. Owner will control the timing of any such visits and may limit access depending on the
circumstances of each Facility. Owner agrees to direct Owner’s employees or subcontractors to cooperate with
CLEAResult as necessary to perform the Assessment. CLEAResult agrees to coordinate visits to the Facilities with
Owner and to use its best efforts to minimize any disruptions or inconvenience to the Owner.
2. Facilities. Owner consents to Assessments at all of its facilities, wherever they may be located, or, if
included, as specified in Exhibit A attached to this Agreement (the “Facilities”).
3. Costs. The Assessment shall be conducted at no cost to Owner.
4. Indemnification. Each Party shall indemnify the other for any losses, damages, or liabilities that occur as a
result of the indemnifying Parties’ negligence or willful misconduct under this Agreement.
5. Limitation on Liability. Both Parties agree that no Party is liable to either Party for any indirect, special,
incidental or consequential damages arising from this Agreement. The total liability of either Party under this
Agreement shall not exceed the amount exchanged for the Assessments under this Agreement.
6. Insurance. Both Parties agree to maintain insurance of the type and in the amount that is reasonable and
customary in their respective industries.
7. Ownership of Information. CLEAResult and Owner shall each retain ownership of, and all right, title and
interest in and to, their respective pre-existing data and Intellectual Property. At Owner’s request and provided the
exchange of such information is consistent with the terms of CLEAResult’s engagement with Sponsor, CLEAResult
will provide the Owner with information about its findings regarding Assessments, which could include data, reports,
research results, summaries, information, or other written, recorded, photographic or visual materials (“Work
Product”). However, to the extent any of the Work Product contains intellectual property rights, CLEAResult shall
be the owner of all such intellectual property rights contained in the Work Product. Owner shall keep any such Work
Product confidential.]
8. Confidentiality. Both Parties agree not to use the names, photos or any other identifying characteristics of
each other for published project reports, advertising, sales promotion or other publicity or public disclosure without
prior written approval by other Party. Neither Party will provide Assessment results to other parties except utilities
without written consent from the other Party.
9. Term. The term of this Agreement shall be three (3) years from the Effective Date.
10. Miscellaneous. This Agreement: (a) contains the entire agreement between the Parties relating to the
subject matter, and any modification shall be in writing and signed by the Parties (except as provided for under the
We change the way people use energyTM
(Rev. 5/10/2017) | Page 1 of 3
terms of this Agreement); (b) may not be assigned by Owner; (c) shall be binding upon and inure to the benefit of
the Parties and their respective successors and assigns; and (d) shall be governed by the laws of the State of
Texas, and the parties agree that all actions, disputes, claims and controversies arising out of or relating to this
Agreement will be subject to binding arbitration administered by the American Arbitration Association under its
Commercial Arbitration Rules and judgment on the award may be entered in any court having jurisdiction. Any
notice required to be given by either Party upon the other shall be in writing and shall be given by hand delivery,
registered or certified mail (return receipt requested), or overnight delivery service addressed to the addresses
below or at such other address as may be specified by either Party from time to time, in writing, delivered to the
other Party in accordance with this paragraph.
CLEAResult |  | Owner
By: ______________________ |  | By: _____________________________________
Name: Michael Stevenson |  | Name: _________________________________
Title: Senior Program Director |  | Title: ___________________________________
Notice Address: |  | Notice Address:
Attention: Legal Department |  | ________________________________________
2000 SW First Avenue, Suite 220 |  | ________________________________________
Portland, OR 97201 |  | E-mail: ________________________________
CLEAResult Contact: legal@clearesult.com |  | Phone: ________________________________
Phone: 503-248-4636
Page 2 of 3
EXHIBIT A - FACILITIES
[Please list names and addresses]
Page 3 of 3

## Data Export (hidden)
Active Measure | # | Measure Type | Measure Name Text | Catalog ID | Enrollment Application ID | Application Premise ID | Eligible Measure ID | Record Type ID | quantity | Total Incentive | Total Incentive | Total Incentive | TotalAnnualkWhSaved | Summer Peak Demand | Winter Peak Demand | Natural Gas Savings MMBTU | Therms | ETDF Summer / ifkwh (Lighting only) | ETDF Winter | COINCIDENCE_FACTOR_PJM_SUMMER | COINCIDENCE_FACTOR_PJM_winter | Elec_Savings_Adj/ ifkW (Lighting only) | location | height | Interior_or_exterior | space_type | basecase_quantity | Baseline_fixture_type | temperature | baseline_number_lamps | lamp_type | basecase_description | baseline_watts | watts_reduced | baseline_kw_impact | sensor_type | wattage | kw_impact | peak_kw | Baseline_kWh_impact | hrs_per_day | full_load_hours | comm_coincidence_factor | coincidence_factor | isr | WHF_D_PJM_WINTER | location_2 | kw_usage | units_controlled_by_control | Hrs_of_use | percent_saved/savings_type | WHF_D | whf_e | hvac_code | heating_type_sel | manufacturer | tons | Heating_capacity_Mbtuh | kbtuh_input | hrs_per_year_stat | basecase_seer | basecase_eer | installer_id | percent_better | efficiency | basecase_efficiency | basecase_ef | Baseline_energy_savings_factor | BTUH_cool | BTUH_heat | capacity | baseline_description | Baseline_efficiency | design_heating_efficiency | baseline_heating_efficiency | Aspect_ratio_WHFg | seer | equipment_replaced_on_failure | heating_type | KWH_Cooling | percent_of_gas_saved | KWH_impact_3 | annual_therms_saved | horse_power | type | pre_test_percent | post_test_percent | basecase_type | watts_sqft | linear_feet_installed | kw_per_unit | kbtuh | kw_impact_3 | kwh_impact_6 | percent_of_demand_reduction | Baseline_COP | energy_savings_factor | curtain_type | size | number_fans_installed | WHFg | thermal_efficiency | kWh_MMBTU_convert_WHFg | Space_heat_fraction_WHFg | heating_efficiency_WHFg | percent_savings_from_control | baseline_controls_factor | date_installed | motor_type | System_Type_sel | Baseline_IEER | Baseline_HSPF | EER | IEER | COP | HSPF | full_load_hours_Cool | full_load_hours_heat | Heater_type | AFUE | elec_coding | Exist_Equip_Age | facility_type | loadfactor | baseline_control_code | control_type | motor_use | pre_leakage_rate | pre_leakage_estimate | idle_energy_rate | kw_hp | percent_conditioned_space | gallons_per_day | kwh_impact_5 | basecase_kwh | Duty_cycle_comp | harvest_rate | kwh_EFF | Compressor_type | baseline_load | kWh_net | Idle_Energy_rate_kW | Baseline_rated_efficiency | Conv | Conversion_factor | lbs_food_per_day | percent | number_pans | CFM | year | Capacity_1 | Heating_medium | Efficient Cooking Energy Efficiency (%) | Equipment Cost | Washer | PC | Baseline CFM/W | Efficient CFM/W | Remaining Useful Life (years | Floor | Type | Measure Life (years) | Life Electric Energy Savings (kWh) | Life Greenhouse Gas Emmissions Savings (MTCO2e) | Incentive/Unit | Deemed Energy Savings (kWh/Unit) | Heating Fuel Type | Diameter of Pipe (in) | Water Heater Outlet Water Temp (⁰F) | Installation Type | Category | System Type | Volume (cubic feet) | Existing Wattage | Configuration | Door Type | Efficient Energy Use (kWh/year) | ENERGY START Certified | Volume (cubic feet) | Model | kWh to GHG Conversion Factor | Therms to GHG Conversion Factor
|  |  | Text Area(255) | Number(18, 0) | Text(255) | Text(255) | Text(255) | Text(255) | Number(18, 0) | Number(14, 4) | Number(14, 4) | Number(14, 4) | Number(15, 3) | Number(12, 6) | Number(12, 6) | Number(14, 4) | Number(14, 4) | Number(14, 6) | Number(14, 6) | Number(12, 6) | Number(12, 6) | Number(14, 4) | Text(255) | Number(14, 4) | Picklist | Text(255) | Number(18, 0) | Text(255) | Number(14, 4) | Number(18, 0) | Picklist | Picklist | Number(14, 4) | Number(14, 4) | Number(14, 4) | Text(255) | Number(14, 4) | Number(12, 6) | Number(12, 6) | Number(14, 4) | Number(16, 2) | Number(16, 2) | Number(12, 6) | Number(12, 6) | Number(15, 3) | Number(12, 6) | Text Area(255) | Number(14, 4) | Number(18, 0) | Number(16, 2) | Number(14, 4) | Number(12, 6) | Percent(16, 2) | picklist (255), restricted | Picklist | Text(255) | Number(16, 2) | Number(16, 2) | Number(16, 2) | Number(16, 2) | Number(14, 4) | Number(14, 4) | Rich Text Area(32768) | Percent(14, 4) | Percent(16, 2) | Percent(16, 2) | Number(14, 4) | Percent(16, 2) | Number(16, 2) | Number(16, 2) | Number(16, 2) | Number(14, 4) | Number(14, 4) | Percent(16, 2) | Percent(14, 4) | Number(11, 7) | Number(14, 4) | Picklist | Picklist | Number(15, 3) | Percent(14, 4) | Number(15, 3) | Number(14, 4) | Number(16, 2) | picklist (255), restricted | Number(12, 6) | Number(14, 4) | Picklist | Number(14, 4) | Number(16, 2) | Number(15, 3) | Number(14, 4) | picklist (255), restricted | Number(12, 6) | Percent(16, 2) | Number(14, 4) | Number(14, 4) | picklist (255), restricted | Text(255) | Number(18, 0) | Number(14, 4) | Percent(16, 2) | Number(15, 3) | Number(14, 4) | Number(14, 4) | Percent(14, 4) | Number(16, 2) | Date | Text(255) | Picklist | Number(14, 4) | Number(14, 4) | Number(14, 4) | Number(14, 4) | Number(14, 4) | Number(14, 4) | Number(18, 0) | Number(18, 0) | Picklist | Percent(14, 4) | Picklist | Number(16, 2) | Picklist | #N/A | picklist (255), restricted | Picklist | Percent(16, 2) | Number(14, 4) | Number(15, 3) | Text | Number(16, 2) | Percent(14, 4) | Number(15, 3) | Number(15, 3) | Number(15, 3) | picklist (255), restricted | Number(16, 2) | Number(16, 2) | Text(255) | Number(15, 3) | Number(15, 3) | Number(16, 2) | Number(16, 2) | Number(12, 6) | Number(12, 6) | Number(14, 4) | Percent(16, 2) | Number(18, 0) | Number(16, 2) | Number(16, 2) | Number(16, 2) | Number(14, 4) | Number(14, 4) | Number(14, 4) | Number(14, 4) | Number(14, 4) | Number(14, 4) | Number(14, 4) | Number(14, 4) | Text(255) | Text(255) | Number(15,3) | Number(15,3) | Number(12,6) | Currency(16, 2) | Number(15,3) | Picklist | Number(14,4) | Number(16,2) | Picklist | Text(255) | Picklist | Number(14,4) | Number(14,4) | Text | Text | Number(14, 4) | Text | Number(14, 4) | Text | Number(15, 9) | Number(15, 9)
1 |  |  | Measure_Name_Text__c | Description_Product_Style__c | Enrollment_Application__c | Application_Premise__c | Eligible_Measure__c | RecordTypeId | Quantity__c | Total_Incentive_New__c | Total_Incentive_Cap__c | Overridden_Incentive__c | Annual_Electric_Energy_Savings_kwh__c | Summer_Coincident_Peak_Demand_Savings_kW__c | WC_Peak_Demand_Savings_kW__c | Gross_Savings_MMBTu__c | Gross_Savings_Therms__c | Energy_Savings_Factor__c | Existing_Energy_Factor__c | Coincident_Factor_PJM_SC__c | Coincident_Factor_PJM_WC__c | Demand_Savings_Factor__c | Installation_Location__c | Height_in__c | M_Installation_Location__c | Building_Exterior_Area_Type__c | Efficient_Fixture_Quantity__c | Baseline_Fixture_Type__c | Color_Temperature__c | Baseline_Fixture_Quantity__c | Efficient_Lamp_Type__c | Lamp_Base_Type__c | Existing_Wattage__c | Efficient_Wattage__c | Factor_5__c | Multifunction_Sensor__c | Efficient_Lamp_Wattage__c | Per_Unit_Gross_kW_Impact__c | Realized_SC_Peak_Demand_Savings_kW__c | Annual_Energy_Use_kWh_yr__c | Average_Daily_Hours_of_Use__c | Annual_Operating_Hours__c | Coincident_Factor__c | Coincidence_Factor__c | Commercial_In_Service_Rate__c | Electric_Demand_HVAC_IE_PJM_WC__c | Location_Within_Facility__c | Factor_8__c | Efficient_Control_Sensor_Quantity__c | Annual_Operating_Hours_hours_year__c | Savings_Factor__c | Electric_Demand_HVAC_IE__c | Heating_ESF__c | Space_Conditioning_Type__c | Heating_Section_Type__c | Make__c | System_Capacity_tons__c | Heating_Capacity_tons__c | Output_Heating_Capacity_MBTUH__c | Average_Annual_Hours_of_Use__c | Baseline_SEER__c | Baseline_EER__c | Comments__c | Adjustment_Factor__c | Efficient_Cooling_DE__c | Existing_Cooling_DE__c | Baseline_Energy_Factor__c | Cooling_ESF__c | Cooling_BTUH__c | Heating_BTUH__c | Cooling_Capacity_Afull__c | Existing_Cooling_System_Efficiency__c | Baseline_CEF_lbs_kWh__c | Efficient_Heating_DE__c | Heating_System_Efficiency__c | Factor_2__c | Efficient_Seasonal_Energy_Ratio__c | Was_Heating_and_Cooling_System_Replaced__c | Heating_and_Cooling_System_Type__c | Annual_Electric_Cooling_Savings_kwh__c | Fuel_Heat_Savings__c | Annual_Electric_Heating_Savings_kwh__c | Submitted_Gross_Savings_Therms__c | Efficient_Motor_Horsepower_hp_number__c | Refrigeration_Type__c | Controls_Coincident_Factor__c | Efficient_Controls_Factor__c | M_Baseline_Fixture__c | Efficient_Lighting_Power_Density_W_ft2__c | Length_in_Feet__c | Maximum_Energy_Use_kWh_100_lbs_ice__c | Factor_1__c | ECM_Motor__c | Per_Unit_Gross_kWh_Impact__c | Efficient_Motor_Efficiency__c | Baseline_COP__c | Efficient_CEF_lbs_kWh__c | Pre_Existing_Curtains__c | Factor_Text_1__c | Quantity_of_High_Efficiency_Fans_Install__c | Factor_4__c | Thermal_Efficiency__c | Deemed_Annual_Energy_Savings_MMBtu__c | Factor_3__c | Existing_Heating_System_Efficiency__c | Percent_On_Controlled__c | Baseline_Controls_Factor__c | Date_Installed__c | Motor_Type__c | System_Size_Tons__c | Baseline_IEER__c | Baseline_HSPF__c | Efficient_Energy_Efficiency_Ratio__c | Efficient_IEER__c | Efficient_COP__c | Efficient_Heat_Seasonal_Prfrmnce_Factor__c | EFLH_Cooling__c | EFLH_Heating__c | Existing_Heating_System_Type__c | AFUE__c | Heating_System_Type__c | Existing_Equipment_Age_years__c | Building_Type__c | Load_Shape_Adjustment_Factor__c | Baseline_Control_Strategy__c | Efficient_Control_Strategy__c | Baseline_Motor_Efficiency__c | Realization_Rate__c | Estimated_Annual_Energy_Savings_kWh__c | HVAC_Fan_Pump_Control_Type__c | Baseline_Motor_Horsepower_hp__c | Percent_On_Uncontrolled__c | Water_Use_gallons_day__c | Efficient_Energy_Use_kWh_100_lbs_ice__c | Baseline_Energy_Use_kWh_100_lbs_ice__c | Efficient_Ice_Machine_Type__c | Ice_Machine_Harvest_Rate_lbs_day__c | Efficient_Liters_per_kWh__c | Compressor_Type__c | Energy_Use_Daily_Consumption_kWh_day__c | Net_Life_Electric_Energy_Savings_kWh__c | Baseline_Energy_Use_kWh__c | Efficient_Energy_Use_Norm_Idle_W_sf__c | Baseline_Elec_Conv_Idle_Energy_kW__c | Baseline_Elec_Steam_Idle_Energy_kW__c | Load_lbs__c | Cooking_Energy_Efficiency__c | Number_of_Pans__c | Air_Loss_Rate_CFM__c | Annual_Operating_Days_per_Year__c | Heating_Capacity_H1full__c | Specific_heat_of_milk__c | Efficient_Cooking_Energy_Efficiency__c | Equipment_Cost__c | Dishwasher_Type__c | Efficient_Production_Capacity_lbs_hr__c | Baseline_Efficacy__c | Efficient_Efficacy__c | Remaining_Useful_Life_years__c | Floor__c | Type__c | Measure_Life_years__c | Life_Electric_Energy_Savings_kWh__c | Life_Greenhouse_Gas_Savings_MTCO2e__c | Incentive_Unit__c | Deemed_Energy_Savings_kWh__c | Water_Heating_Fuel__c | Diameter_of_Pipe_in__c | Water_Heater_Outlet_Water_Temperature__c | Installation_Type__c | Category__c | System_Type__c | Volume_cubic_feet__c | Existing_Wattage__c | Configuration__c | Door_Type__c | Efficient_Energy_Use_kWh_year__c | ENERGY_STAR_Certified__c | Volume_cubic_feet__c | Model__c | Factor1__c | Product_Name_Text__c
0 | 1 | Food Service | Combination Oven – Electric | 88297 |  |  |  |  | 0 | [35 empty] | 1 | [62 empty] | 0% | [37 empty] | 0 | 0% | 0 |  |  |  |  | 0% | 0 | [26 empty] | 0.00016273 | 0.008314
0 | 2 | Food Service | Combination Oven – Electric | 88297 |  |  |  |  | 0 | [35 empty] | 1 | [62 empty] | 0% | [37 empty] | 0 | 0% | 0 |  |  |  |  | 0% | 0 | [26 empty] | 0.00016273 | 0.008314
0 | 3 | Food Service | Combination Oven – Electric | 88297 |  |  |  |  | 0 | [35 empty] | 1 | [62 empty] | 0% | [37 empty] | 0 | 0% | 0 |  |  |  |  | 0% | 0 | [26 empty] | 0.00016273 | 0.008314
0 | 4 | Food Service | Combination Oven – Electric | 88297 |  |  |  |  | 0 | [35 empty] | 1 | [62 empty] | 0% | [37 empty] | 0 | 0% | 0 |  |  |  |  | 0% | 0 | [26 empty] | 0.00016273 | 0.008314
0 | 5 | Food Service | Combination Oven – Electric | 88297 |  |  |  |  | 0 | [35 empty] | 1 | [62 empty] | 0% | [37 empty] | 0 | 0% | 0 |  |  |  |  | 0% | 0 | [26 empty] | 0.00016273 | 0.008314
0 | 6 | Food Service | Combination Oven – Electric | 88297 |  |  |  |  | 0 | [35 empty] | 1 | [62 empty] | 0% | [37 empty] | 0 | 0% | 0 |  |  |  |  | 0% | 0 | [26 empty] | 0.00016273 | 0.008314
0 | 7 | Food Service | Combination Oven – Electric | 88297 |  |  |  |  | 0 | [35 empty] | 1 | [62 empty] | 0% | [37 empty] | 0 | 0% | 0 |  |  |  |  | 0% | 0 | [26 empty] | 0.00016273 | 0.008314
0 | 8 | Food Service | Combination Oven – Electric | 88297 |  |  |  |  | 0 | [35 empty] | 1 | [62 empty] | 0% | [37 empty] | 0 | 0% | 0 |  |  |  |  | 0% | 0 | [26 empty] | 0.00016273 | 0.008314
0 | 9 | Food Service | Combination Oven – Electric | 88297 |  |  |  |  | 0 | [35 empty] | 1 | [62 empty] | 0% | [37 empty] | 0 | 0% | 0 |  |  |  |  | 0% | 0 | [26 empty] | 0.00016273 | 0.008314
0 | 10 | Food Service | Combination Oven – Electric | 88297 |  |  |  |  | 0 | [35 empty] | 1 | [62 empty] | 0% | [37 empty] | 0 | 0% | 0 |  |  |  |  | 0% | 0 | [26 empty] | 0.00016273 | 0.008314
0 | 11 | Food Service | Convection Ovens Convection Oven – Electric | 88298 |  |  |  |  | 0 | [35 empty] | 1 | [62 empty] | 0% | [37 empty] | 0 | [6 empty] | 0% | 0 | [26 empty] | 0.00016273 | 0.008314
0 | 12 | Food Service | Convection Ovens Convection Oven – Electric | 88298 |  |  |  |  | 0 | [35 empty] | 1 | [62 empty] | 0% | [37 empty] | 0 | [6 empty] | 0% | 0 | [26 empty] | 0.00016273 | 0.008314
0 | 13 | Food Service | Convection Ovens Convection Oven – Electric | 88298 |  |  |  |  | 0 | [35 empty] | 1 | [62 empty] | 0% | [37 empty] | 0 | [6 empty] | 0% | 0 | [26 empty] | 0.00016273 | 0.008314
0 | 14 | Food Service | Convection Ovens Convection Oven – Electric | 88298 |  |  |  |  | 0 | [35 empty] | 1 | [62 empty] | 0% | [37 empty] | 0 | [6 empty] | 0% | 0 | [26 empty] | 0.00016273 | 0.008314
0 | 15 | Food Service | Convection Ovens Convection Oven – Electric | 88298 |  |  |  |  | 0 | [35 empty] | 1 | [62 empty] | 0% | [37 empty] | 0 | [6 empty] | 0% | 0 | [26 empty] | 0.00016273 | 0.008314
0 | 16 | Food Service | Convection Ovens Convection Oven – Electric | 88298 |  |  |  |  | 0 | [35 empty] | 1 | [62 empty] | 0% | [37 empty] | 0 | [6 empty] | 0% | 0 | [26 empty] | 0.00016273 | 0.008314
0 | 17 | Food Service | Convection Ovens Convection Oven – Electric | 88298 |  |  |  |  | 0 | [35 empty] | 1 | [62 empty] | 0% | [37 empty] | 0 | [6 empty] | 0% | 0 | [26 empty] | 0.00016273 | 0.008314
0 | 18 | Food Service | Convection Ovens Convection Oven – Electric | 88298 |  |  |  |  | 0 | [35 empty] | 1 | [62 empty] | 0% | [37 empty] | 0 | [6 empty] | 0% | 0 | [26 empty] | 0.00016273 | 0.008314
0 | 19 | Food Service | Convection Ovens Convection Oven – Electric | 88298 |  |  |  |  | 0 | [35 empty] | 1 | [62 empty] | 0% | [37 empty] | 0 | [6 empty] | 0% | 0 | [26 empty] | 0.00016273 | 0.008314
0 | 20 | Food Service | Convection Ovens Convection Oven – Electric | 88298 |  |  |  |  | 0 | [35 empty] | 1 | [62 empty] | 0% | [37 empty] | 0 | [6 empty] | 0% | 0 | [26 empty] | 0.00016273 | 0.008314
0 | 21 | Food Service | Demand Control Commerical Kitchen Ventilation | 88301 |  |  |  |  | 0 | [25 empty] | 0.33333 | [5 empty] | 0 |  |  |  | 1 | [19 empty] | 0% | [26 empty] | 0 | [11 empty] | 0.471 |  |  |  | 0% | [40 empty] | 0 | 0 |  |  |  | 0 | [26 empty] | 0.00016273 | 0.008314
0 | 22 | Food Service | Demand Control Commerical Kitchen Ventilation | 88301 |  |  |  |  | 0 | [25 empty] | 0.33333 | [5 empty] | 0 |  |  |  | 1 | [19 empty] | 0% | [26 empty] | 0 | [11 empty] | 0.471 |  |  |  | 0% | [40 empty] | 0 | 0 |  |  |  | 0 | [26 empty] | 0.00016273 | 0.008314
0 | 23 | Food Service | Demand Control Commerical Kitchen Ventilation | 88301 |  |  |  |  | 0 | [25 empty] | 0.33333 | [5 empty] | 0 |  |  |  | 1 | [19 empty] | 0% | [26 empty] | 0 | [11 empty] | 0.471 |  |  |  | 0% | [40 empty] | 0 | 0 |  |  |  | 0 | [26 empty] | 0.00016273 | 0.008314
0 | 24 | Food Service | Demand Control Commerical Kitchen Ventilation | 88301 |  |  |  |  | 0 | [25 empty] | 0.33333 | [5 empty] | 0 |  |  |  | 1 | [19 empty] | 0% | [26 empty] | 0 | [11 empty] | 0.471 |  |  |  | 0% | [40 empty] | 0 | 0 |  |  |  | 0 | [26 empty] | 0.00016273 | 0.008314
0 | 25 | Food Service | Demand Control Commerical Kitchen Ventilation | 88301 |  |  |  |  | 0 | [25 empty] | 0.33333 | [5 empty] | 0 |  |  |  | 1 | [19 empty] | 0% | [26 empty] | 0 | [11 empty] | 0.471 |  |  |  | 0% | [40 empty] | 0 | 0 |  |  |  | 0 | [26 empty] | 0.00016273 | 0.008314
0 | 26 | Food Service | Demand Control Commerical Kitchen Ventilation | 88301 |  |  |  |  | 0 | [25 empty] | 0.33333 | [5 empty] | 0 |  |  |  | 1 | [19 empty] | 0% | [26 empty] | 0 | [11 empty] | 0.471 |  |  |  | 0% | [40 empty] | 0 | 0 |  |  |  | 0 | [26 empty] | 0.00016273 | 0.008314
0 | 27 | Food Service | Demand Control Commerical Kitchen Ventilation | 88301 |  |  |  |  | 0 | [25 empty] | 0.33333 | [5 empty] | 0 |  |  |  | 1 | [19 empty] | 0% | [26 empty] | 0 | [11 empty] | 0.471 |  |  |  | 0% | [40 empty] | 0 | 0 |  |  |  | 0 | [26 empty] | 0.00016273 | 0.008314
0 | 28 | Food Service | Demand Control Commerical Kitchen Ventilation | 88301 |  |  |  |  | 0 | [25 empty] | 0.33333 | [5 empty] | 0 |  |  |  | 1 | [19 empty] | 0% | [26 empty] | 0 | [11 empty] | 0.471 |  |  |  | 0% | [40 empty] | 0 | 0 |  |  |  | 0 | [26 empty] | 0.00016273 | 0.008314
0 | 29 | Food Service | Demand Control Commerical Kitchen Ventilation | 88301 |  |  |  |  | 0 | [25 empty] | 0.33333 | [5 empty] | 0 |  |  |  | 1 | [19 empty] | 0% | [26 empty] | 0 | [11 empty] | 0.471 |  |  |  | 0% | [40 empty] | 0 | 0 |  |  |  | 0 | [26 empty] | 0.00016273 | 0.008314
0 | 30 | Food Service | Demand Control Commerical Kitchen Ventilation | 88301 |  |  |  |  | 0 | [25 empty] | 0.33333 | [5 empty] | 0 |  |  |  | 1 | [19 empty] | 0% | [26 empty] | 0 | [11 empty] | 0.471 |  |  |  | 0% | [40 empty] | 0 | 0 |  |  |  | 0 | [26 empty] | 0.00016273 | 0.008314
0 | 31 | Food Service | Dishwasher | 88319 |  |  |  |  | 0 | [35 empty] | 1 | [62 empty] | 0% | [45 empty] | 0 | 0 | [25 empty] | 0.00016273 | 0.008314
0 | 32 | Food Service | Dishwasher | 88319 |  |  |  |  | 0 | [35 empty] | 1 | [62 empty] | 0% | [45 empty] | 0 | 0 | [25 empty] | 0.00016273 | 0.008314
0 | 33 | Food Service | Dishwasher | 88319 |  |  |  |  | 0 | [35 empty] | 1 | [62 empty] | 0% | [45 empty] | 0 | 0 | [25 empty] | 0.00016273 | 0.008314
0 | 34 | Food Service | Dishwasher | 88319 |  |  |  |  | 0 | [35 empty] | 1 | [62 empty] | 0% | [45 empty] | 0 | 0 | [25 empty] | 0.00016273 | 0.008314
0 | 35 | Food Service | Dishwasher | 88319 |  |  |  |  | 0 | [35 empty] | 1 | [62 empty] | 0% | [45 empty] | 0 | 0 | [25 empty] | 0.00016273 | 0.008314
0 | 36 | Food Service | Dishwasher | 88319 |  |  |  |  | 0 | [35 empty] | 1 | [62 empty] | 0% | [45 empty] | 0 | 0 | [25 empty] | 0.00016273 | 0.008314
0 | 37 | Food Service | Dishwasher | 88319 |  |  |  |  | 0 | [35 empty] | 1 | [62 empty] | 0% | [45 empty] | 0 | 0 | [25 empty] | 0.00016273 | 0.008314
0 | 38 | Food Service | Dishwasher | 88319 |  |  |  |  | 0 | [35 empty] | 1 | [62 empty] | 0% | [45 empty] | 0 | 0 | [25 empty] | 0.00016273 | 0.008314
0 | 39 | Food Service | Dishwasher | 88319 |  |  |  |  | 0 | [35 empty] | 1 | [62 empty] | 0% | [45 empty] | 0 | 0 | [25 empty] | 0.00016273 | 0.008314
0 | 40 | Food Service | Dishwasher | 88319 |  |  |  |  | 0 | [35 empty] | 1 | [62 empty] | 0% | [45 empty] | 0 | 0 | [25 empty] | 0.00016273 | 0.008314
0 | 41 | Food Service | Fryers Fryer – Electric | 88295 |  |  |  |  | 0 | [15 empty] | 0 | [15 empty] | 0 |  |  |  | 1 | [46 empty] | 0 | [15 empty] | 0% | [37 empty] | 0 | [6 empty] | 0% | 0 |  | 0 | [24 empty] | 0.00016273 | 0.008314
0 | 42 | Food Service | Fryers Fryer – Electric | 88295 |  |  |  |  | 0 | [15 empty] | 0 | [15 empty] | 0 |  |  |  | 1 | [46 empty] | 0 | [15 empty] | 0% | [37 empty] | 0 | [6 empty] | 0% | 0 |  | 0 | [24 empty] | 0.00016273 | 0.008314
0 | 43 | Food Service | Fryers Fryer – Electric | 88295 |  |  |  |  | 0 | [15 empty] | 0 | [15 empty] | 0 |  |  |  | 1 | [46 empty] | 0 | [15 empty] | 0% | [37 empty] | 0 | [6 empty] | 0% | 0 |  | 0 | [24 empty] | 0.00016273 | 0.008314
0 | 44 | Food Service | Fryers Fryer – Electric | 88295 |  |  |  |  | 0 | [15 empty] | 0 | [15 empty] | 0 |  |  |  | 1 | [46 empty] | 0 | [15 empty] | 0% | [37 empty] | 0 | [6 empty] | 0% | 0 |  | 0 | [24 empty] | 0.00016273 | 0.008314
0 | 45 | Food Service | Fryers Fryer – Electric | 88295 |  |  |  |  | 0 | [15 empty] | 0 | [15 empty] | 0 |  |  |  | 1 | [46 empty] | 0 | [15 empty] | 0% | [37 empty] | 0 | [6 empty] | 0% | 0 |  | 0 | [24 empty] | 0.00016273 | 0.008314
0 | 46 | Food Service | Fryers Fryer – Electric | 88295 |  |  |  |  | 0 | [15 empty] | 0 | [15 empty] | 0 |  |  |  | 1 | [46 empty] | 0 | [15 empty] | 0% | [37 empty] | 0 | [6 empty] | 0% | 0 |  | 0 | [24 empty] | 0.00016273 | 0.008314
0 | 47 | Food Service | Fryers Fryer – Electric | 88295 |  |  |  |  | 0 | [15 empty] | 0 | [15 empty] | 0 |  |  |  | 1 | [46 empty] | 0 | [15 empty] | 0% | [37 empty] | 0 | [6 empty] | 0% | 0 |  | 0 | [24 empty] | 0.00016273 | 0.008314
0 | 48 | Food Service | Fryers Fryer – Electric | 88295 |  |  |  |  | 0 | [15 empty] | 0 | [15 empty] | 0 |  |  |  | 1 | [46 empty] | 0 | [15 empty] | 0% | [37 empty] | 0 | [6 empty] | 0% | 0 |  | 0 | [24 empty] | 0.00016273 | 0.008314
0 | 49 | Food Service | Fryers Fryer – Electric | 88295 |  |  |  |  | 0 | [15 empty] | 0 | [15 empty] | 0 |  |  |  | 1 | [46 empty] | 0 | [15 empty] | 0% | [37 empty] | 0 | [6 empty] | 0% | 0 |  | 0 | [24 empty] | 0.00016273 | 0.008314
0 | 50 | Food Service | Fryers Fryer – Electric | 88295 |  |  |  |  | 0 | [15 empty] | 0 | [15 empty] | 0 |  |  |  | 1 | [46 empty] | 0 | [15 empty] | 0% | [37 empty] | 0 | [6 empty] | 0% | 0 |  | 0 | [24 empty] | 0.00016273 | 0.008314
0 | 51 | Food Service | Griddles Griddle – Electric | 88296 |  |  |  |  | 0 | [31 empty] | 0 |  |  |  | 1 | [46 empty] | 0 | [6 empty] | 0 | [8 empty] | 0% | [37 empty] | 0 | [6 empty] | 0% | 0 |  | 0 | [24 empty] | 0.00016273 | 0.008314
0 | 52 | Food Service | Griddles Griddle – Electric | 88296 |  |  |  |  | 0 | [31 empty] | 0 |  |  |  | 1 | [46 empty] | 0 | [6 empty] | 0 | [8 empty] | 0% | [37 empty] | 0 | [6 empty] | 0% | 0 |  | 0 | [24 empty] | 0.00016273 | 0.008314
0 | 53 | Food Service | Griddles Griddle – Electric | 88296 |  |  |  |  | 0 | [31 empty] | 0 |  |  |  | 1 | [46 empty] | 0 | [6 empty] | 0 | [8 empty] | 0% | [37 empty] | 0 | [6 empty] | 0% | 0 |  | 0 | [24 empty] | 0.00016273 | 0.008314
0 | 54 | Food Service | Griddles Griddle – Electric | 88296 |  |  |  |  | 0 | [31 empty] | 0 |  |  |  | 1 | [46 empty] | 0 | [6 empty] | 0 | [8 empty] | 0% | [37 empty] | 0 | [6 empty] | 0% | 0 |  | 0 | [24 empty] | 0.00016273 | 0.008314
0 | 55 | Food Service | Griddles Griddle – Electric | 88296 |  |  |  |  | 0 | [31 empty] | 0 |  |  |  | 1 | [46 empty] | 0 | [6 empty] | 0 | [8 empty] | 0% | [37 empty] | 0 | [6 empty] | 0% | 0 |  | 0 | [24 empty] | 0.00016273 | 0.008314
0 | 56 | Food Service | Griddles Griddle – Electric | 88296 |  |  |  |  | 0 | [31 empty] | 0 |  |  |  | 1 | [46 empty] | 0 | [6 empty] | 0 | [8 empty] | 0% | [37 empty] | 0 | [6 empty] | 0% | 0 |  | 0 | [24 empty] | 0.00016273 | 0.008314
0 | 57 | Food Service | Griddles Griddle – Electric | 88296 |  |  |  |  | 0 | [31 empty] | 0 |  |  |  | 1 | [46 empty] | 0 | [6 empty] | 0 | [8 empty] | 0% | [37 empty] | 0 | [6 empty] | 0% | 0 |  | 0 | [24 empty] | 0.00016273 | 0.008314
0 | 58 | Food Service | Griddles Griddle – Electric | 88296 |  |  |  |  | 0 | [31 empty] | 0 |  |  |  | 1 | [46 empty] | 0 | [6 empty] | 0 | [8 empty] | 0% | [37 empty] | 0 | [6 empty] | 0% | 0 |  | 0 | [24 empty] | 0.00016273 | 0.008314
0 | 59 | Food Service | Griddles Griddle – Electric | 88296 |  |  |  |  | 0 | [31 empty] | 0 |  |  |  | 1 | [46 empty] | 0 | [6 empty] | 0 | [8 empty] | 0% | [37 empty] | 0 | [6 empty] | 0% | 0 |  | 0 | [24 empty] | 0.00016273 | 0.008314
0 | 60 | Food Service | Griddles Griddle – Electric | 88296 |  |  |  |  | 0 | [31 empty] | 0 |  |  |  | 1 | [46 empty] | 0 | [6 empty] | 0 | [8 empty] | 0% | [37 empty] | 0 | [6 empty] | 0% | 0 |  | 0 | [24 empty] | 0.00016273 | 0.008314
0 | 61 | Food Service-Ice Makers | [6 empty] | 0 | [6 empty] | 0 | 0 | [27 empty] | 1 | [57 empty] | 0 |  |  |  |  | 0% | [27 empty] | 0 | 0 | [16 empty] | 0 | [26 empty] | 0.00016273 | 0.008314
0 | 62 | Food Service-Ice Makers | [6 empty] | 0 | [6 empty] | 0 | 0 | [27 empty] | 1 | [57 empty] | 0 |  |  |  |  | 0% | [27 empty] | 0 | 0 | [16 empty] | 0 | [26 empty] | 0.00016273 | 0.008314
0 | 63 | Food Service-Ice Makers | [6 empty] | 0 | [6 empty] | 0 | 0 | [27 empty] | 1 | [57 empty] | 0 |  |  |  |  | 0% | [27 empty] | 0 | 0 | [16 empty] | 0 | [26 empty] | 0.00016273 | 0.008314
0 | 64 | Food Service-Ice Makers | [6 empty] | 0 | [6 empty] | 0 | 0 | [27 empty] | 1 | [57 empty] | 0 |  |  |  |  | 0% | [27 empty] | 0 | 0 | [16 empty] | 0 | [26 empty] | 0.00016273 | 0.008314
0 | 65 | Food Service-Ice Makers | [6 empty] | 0 | [6 empty] | 0 | 0 | [27 empty] | 1 | [57 empty] | 0 |  |  |  |  | 0% | [27 empty] | 0 | 0 | [16 empty] | 0 | [26 empty] | 0.00016273 | 0.008314
0 | 66 | Food Service-Ice Makers | [6 empty] | 0 | [6 empty] | 0 | 0 | [27 empty] | 1 | [57 empty] | 0 |  |  |  |  | 0% | [27 empty] | 0 | 0 | [16 empty] | 0 | [26 empty] | 0.00016273 | 0.008314
0 | 67 | Food Service-Ice Makers | [6 empty] | 0 | [6 empty] | 0 | 0 | [27 empty] | 1 | [57 empty] | 0 |  |  |  |  | 0% | [27 empty] | 0 | 0 | [16 empty] | 0 | [26 empty] | 0.00016273 | 0.008314
0 | 68 | Food Service-Ice Makers | [6 empty] | 0 | [6 empty] | 0 | 0 | [27 empty] | 1 | [57 empty] | 0 |  |  |  |  | 0% | [27 empty] | 0 | 0 | [16 empty] | 0 | [26 empty] | 0.00016273 | 0.008314
0 | 69 | Food Service-Ice Makers | [6 empty] | 0 | [6 empty] | 0 | 0 | [27 empty] | 1 | [57 empty] | 0 |  |  |  |  | 0% | [27 empty] | 0 | 0 | [16 empty] | 0 | [26 empty] | 0.00016273 | 0.008314
0 | 70 | Food Service-Ice Makers | [6 empty] | 0 | [6 empty] | 0 | 0 | [27 empty] | 1 | [57 empty] | 0 |  |  |  |  | 0% | [27 empty] | 0 | 0 | [16 empty] | 0 | [26 empty] | 0.00016273 | 0.008314
0 | 71 | Food Service | Steam Cookers Steam Cooker – Electric | 88310 |  |  |  |  | 0 | [31 empty] | 0 |  |  |  | 1 | [46 empty] | 0 | [15 empty] | 0% | [44 empty] | 0% | 0 |  | 0 | [24 empty] | 0.00016273 | 0.008314
0 | 72 | Food Service | Steam Cookers Steam Cooker – Electric | 88310 |  |  |  |  | 0 | [31 empty] | 0 |  |  |  | 1 | [46 empty] | 0 | [15 empty] | 0% | [44 empty] | 0% | 0 |  | 0 | [24 empty] | 0.00016273 | 0.008314
0 | 73 | Food Service | Steam Cookers Steam Cooker – Electric | 88310 |  |  |  |  | 0 | [31 empty] | 0 |  |  |  | 1 | [46 empty] | 0 | [15 empty] | 0% | [44 empty] | 0% | 0 |  | 0 | [24 empty] | 0.00016273 | 0.008314
0 | 74 | Food Service | Steam Cookers Steam Cooker – Electric | 88310 |  |  |  |  | 0 | [31 empty] | 0 |  |  |  | 1 | [46 empty] | 0 | [15 empty] | 0% | [44 empty] | 0% | 0 |  | 0 | [24 empty] | 0.00016273 | 0.008314
0 | 75 | Food Service | Steam Cookers Steam Cooker – Electric | 88310 |  |  |  |  | 0 | [31 empty] | 0 |  |  |  | 1 | [46 empty] | 0 | [15 empty] | 0% | [44 empty] | 0% | 0 |  | 0 | [24 empty] | 0.00016273 | 0.008314
0 | 76 | Food Service | Steam Cookers Steam Cooker – Electric | 88310 |  |  |  |  | 0 | [31 empty] | 0 |  |  |  | 1 | [46 empty] | 0 | [15 empty] | 0% | [44 empty] | 0% | 0 |  | 0 | [24 empty] | 0.00016273 | 0.008314
0 | 77 | Food Service | Steam Cookers Steam Cooker – Electric | 88310 |  |  |  |  | 0 | [31 empty] | 0 |  |  |  | 1 | [46 empty] | 0 | [15 empty] | 0% | [44 empty] | 0% | 0 |  | 0 | [24 empty] | 0.00016273 | 0.008314
0 | 78 | Food Service | Steam Cookers Steam Cooker – Electric | 88310 |  |  |  |  | 0 | [31 empty] | 0 |  |  |  | 1 | [46 empty] | 0 | [15 empty] | 0% | [44 empty] | 0% | 0 |  | 0 | [24 empty] | 0.00016273 | 0.008314
0 | 79 | Food Service | Steam Cookers Steam Cooker – Electric | 88310 |  |  |  |  | 0 | [31 empty] | 0 |  |  |  | 1 | [46 empty] | 0 | [15 empty] | 0% | [44 empty] | 0% | 0 |  | 0 | [24 empty] | 0.00016273 | 0.008314
0 | 80 | Food Service | Steam Cookers Steam Cooker – Electric | 88310 |  |  |  |  | 0 | [31 empty] | 0 |  |  |  | 1 | [46 empty] | 0 | [15 empty] | 0% | [44 empty] | 0% | 0 |  | 0 | [24 empty] | 0.00016273 | 0.008314
0 | 81 | HVAC - ARC/DCV | [6 empty] | 0 | [6 empty] | 0 | 0 | 0 | 0 | [18 empty] | 0 | [6 empty] | 1 | [46 empty] | 0 | [10 empty] | 0 |  |  |  |  | 0% | [42 empty] | 0 |  |  | 0 | [26 empty] | 0.00016273 | 0.008314
0 | 82 | HVAC - ARC/DCV | [6 empty] | 0 | [6 empty] | 0 | 0 | 0 | 0 | [18 empty] | 0 | [6 empty] | 1 | [46 empty] | 0 | [10 empty] | 0 |  |  |  |  | 0% | [42 empty] | 0 |  |  | 0 | [26 empty] | 0.00016273 | 0.008314
0 | 83 | HVAC - ARC/DCV | [6 empty] | 0 | [6 empty] | 0 | 0 | 0 | 0 | [18 empty] | 0 | [6 empty] | 1 | [46 empty] | 0 | [10 empty] | 0 |  |  |  |  | 0% | [42 empty] | 0 |  |  | 0 | [26 empty] | 0.00016273 | 0.008314
0 | 84 | HVAC - ARC/DCV | [6 empty] | 0 | [6 empty] | 0 | 0 | 0 | 0 | [18 empty] | 0 | [6 empty] | 1 | [46 empty] | 0 | [10 empty] | 0 |  |  |  |  | 0% | [42 empty] | 0 |  |  | 0 | [26 empty] | 0.00016273 | 0.008314
0 | 85 | HVAC - ARC/DCV | [6 empty] | 0 | [6 empty] | 0 | 0 | 0 | 0 | [18 empty] | 0 | [6 empty] | 1 | [46 empty] | 0 | [10 empty] | 0 |  |  |  |  | 0% | [42 empty] | 0 |  |  | 0 | [26 empty] | 0.00016273 | 0.008314
0 | 86 | HVAC - ARC/DCV | [6 empty] | 0 | [6 empty] | 0 | 0 | 0 | 0 | [18 empty] | 0 | [6 empty] | 1 | [46 empty] | 0 | [10 empty] | 0 |  |  |  |  | 0% | [42 empty] | 0 |  |  | 0 | [26 empty] | 0.00016273 | 0.008314
0 | 87 | HVAC - ARC/DCV | [6 empty] | 0 | [6 empty] | 0 | 0 | 0 | 0 | [18 empty] | 0 | [6 empty] | 1 | [46 empty] | 0 | [10 empty] | 0 |  |  |  |  | 0% | [42 empty] | 0 |  |  | 0 | [26 empty] | 0.00016273 | 0.008314
0 | 88 | HVAC - ARC/DCV | [6 empty] | 0 | [6 empty] | 0 | 0 | 0 | 0 | [18 empty] | 0 | [6 empty] | 1 | [46 empty] | 0 | [10 empty] | 0 |  |  |  |  | 0% | [42 empty] | 0 |  |  | 0 | [26 empty] | 0.00016273 | 0.008314
0 | 89 | HVAC - ARC/DCV | [6 empty] | 0 | [6 empty] | 0 | 0 | 0 | 0 | [18 empty] | 0 | [6 empty] | 1 | [46 empty] | 0 | [10 empty] | 0 |  |  |  |  | 0% | [42 empty] | 0 |  |  | 0 | [26 empty] | 0.00016273 | 0.008314
0 | 90 | HVAC - ARC/DCV | [6 empty] | 0 | [6 empty] | 0 | 0 | 0 | 0 | [18 empty] | 0 | [6 empty] | 1 | [46 empty] | 0 | [10 empty] | 0 |  |  |  |  | 0% | [42 empty] | 0 |  |  | 0 | [26 empty] | 0.00016273 | 0.008314
0 | 91 | HVAC | C&I Heat Pump Water Heater | 88306 |  |  |  |  | 0 | [6 empty] | 0 | 0 | [8 empty] | 0 | [11 empty] | 0 | [6 empty] | 1 | [13 empty] | 0 | 8760 | [36 empty] | 0 | [5 empty] | 0 |  |  |  |  | 0% | [45 empty] | 0 | [26 empty] | 0.00016273 | 0.008314
0 | 92 | HVAC | C&I Heat Pump Water Heater | 88306 |  |  |  |  | 0 | [6 empty] | 0 | 0 | [8 empty] | 0 | [11 empty] | 0 | [6 empty] | 1 | [13 empty] | 0 | 8760 | [36 empty] | 0 | [5 empty] | 0 |  |  |  |  | 0% | [45 empty] | 0 | [26 empty] | 0.00016273 | 0.008314
0 | 93 | HVAC | C&I Heat Pump Water Heater | 88306 |  |  |  |  | 0 | [6 empty] | 0 | 0 | [8 empty] | 0 | [11 empty] | 0 | [6 empty] | 1 | [13 empty] | 0 | 8760 | [36 empty] | 0 | [5 empty] | 0 |  |  |  |  | 0% | [45 empty] | 0 | [26 empty] | 0.00016273 | 0.008314
0 | 94 | HVAC | C&I Heat Pump Water Heater | 88306 |  |  |  |  | 0 | [6 empty] | 0 | 0 | [8 empty] | 0 | [11 empty] | 0 | [6 empty] | 1 | [13 empty] | 0 | 8760 | [36 empty] | 0 | [5 empty] | 0 |  |  |  |  | 0% | [45 empty] | 0 | [26 empty] | 0.00016273 | 0.008314
0 | 95 | HVAC | C&I Heat Pump Water Heater | 88306 |  |  |  |  | 0 | [6 empty] | 0 | 0 | [8 empty] | 0 | [11 empty] | 0 | [6 empty] | 1 | [13 empty] | 0 | 8760 | [36 empty] | 0 | [5 empty] | 0 |  |  |  |  | 0% | [45 empty] | 0 | [26 empty] | 0.00016273 | 0.008314
0 | 96 | HVAC | C&I Heat Pump Water Heater | 88306 |  |  |  |  | 0 | [6 empty] | 0 | 0 | [8 empty] | 0 | [11 empty] | 0 | [6 empty] | 1 | [13 empty] | 0 | 8760 | [36 empty] | 0 | [5 empty] | 0 |  |  |  |  | 0% | [45 empty] | 0 | [26 empty] | 0.00016273 | 0.008314
0 | 97 | HVAC | C&I Heat Pump Water Heater | 88306 |  |  |  |  | 0 | [6 empty] | 0 | 0 | [8 empty] | 0 | [11 empty] | 0 | [6 empty] | 1 | [13 empty] | 0 | 8760 | [36 empty] | 0 | [5 empty] | 0 |  |  |  |  | 0% | [45 empty] | 0 | [26 empty] | 0.00016273 | 0.008314
0 | 98 | HVAC | C&I Heat Pump Water Heater | 88306 |  |  |  |  | 0 | [6 empty] | 0 | 0 | [8 empty] | 0 | [11 empty] | 0 | [6 empty] | 1 | [13 empty] | 0 | 8760 | [36 empty] | 0 | [5 empty] | 0 |  |  |  |  | 0% | [45 empty] | 0 | [26 empty] | 0.00016273 | 0.008314
0 | 99 | HVAC | C&I Heat Pump Water Heater | 88306 |  |  |  |  | 0 | [6 empty] | 0 | 0 | [8 empty] | 0 | [11 empty] | 0 | [6 empty] | 1 | [13 empty] | 0 | 8760 | [36 empty] | 0 | [5 empty] | 0 |  |  |  |  | 0% | [45 empty] | 0 | [26 empty] | 0.00016273 | 0.008314
0 | 100 | HVAC | C&I Heat Pump Water Heater | 88306 |  |  |  |  | 0 | [6 empty] | 0 | 0 | [8 empty] | 0 | [11 empty] | 0 | [6 empty] | 1 | [13 empty] | 0 | 8760 | [36 empty] | 0 | [5 empty] | 0 |  |  |  |  | 0% | [45 empty] | 0 | [26 empty] | 0.00016273 | 0.008314
0 | 101 | HVAC | Dual Enthalpy Economizer | 88323 |  |  |  |  | 0 | [6 empty] | 0 | 0 | 0 | 0 | [6 empty] | 0 | [18 empty] | 1 | [11 empty] | 0 | [13 empty] | 0 | [20 empty] | 0 | [10 empty] | 0 |  |  |  |  | 0% | [42 empty] | 0 |  |  | 0 | [26 empty] | 0.00016273 | 0.008314
0 | 102 | HVAC | Dual Enthalpy Economizer | 88323 |  |  |  |  | 0 | [6 empty] | 0 | 0 | 0 | 0 | [6 empty] | 0 | [18 empty] | 1 | [11 empty] | 0 | [13 empty] | 0 | [20 empty] | 0 | [10 empty] | 0 |  |  |  |  | 0% | [42 empty] | 0 |  |  | 0 | [26 empty] | 0.00016273 | 0.008314
0 | 103 | HVAC | Dual Enthalpy Economizer | 88323 |  |  |  |  | 0 | [6 empty] | 0 | 0 | 0 | 0 | [6 empty] | 0 | [18 empty] | 1 | [11 empty] | 0 | [13 empty] | 0 | [20 empty] | 0 | [10 empty] | 0 |  |  |  |  | 0% | [42 empty] | 0 |  |  | 0 | [26 empty] | 0.00016273 | 0.008314
0 | 104 | HVAC | Dual Enthalpy Economizer | 88323 |  |  |  |  | 0 | [6 empty] | 0 | 0 | 0 | 0 | [6 empty] | 0 | [18 empty] | 1 | [11 empty] | 0 | [13 empty] | 0 | [20 empty] | 0 | [10 empty] | 0 |  |  |  |  | 0% | [42 empty] | 0 |  |  | 0 | [26 empty] | 0.00016273 | 0.008314
0 | 105 | HVAC | Dual Enthalpy Economizer | 88323 |  |  |  |  | 0 | [6 empty] | 0 | 0 | 0 | 0 | [6 empty] | 0 | [18 empty] | 1 | [11 empty] | 0 | [13 empty] | 0 | [20 empty] | 0 | [10 empty] | 0 |  |  |  |  | 0% | [42 empty] | 0 |  |  | 0 | [26 empty] | 0.00016273 | 0.008314
0 | 106 | HVAC | Dual Enthalpy Economizer | 88323 |  |  |  |  | 0 | [6 empty] | 0 | 0 | 0 | 0 | [6 empty] | 0 | [18 empty] | 1 | [11 empty] | 0 | [13 empty] | 0 | [20 empty] | 0 | [10 empty] | 0 |  |  |  |  | 0% | [42 empty] | 0 |  |  | 0 | [26 empty] | 0.00016273 | 0.008314
0 | 107 | HVAC | Dual Enthalpy Economizer | 88323 |  |  |  |  | 0 | [6 empty] | 0 | 0 | 0 | 0 | [6 empty] | 0 | [18 empty] | 1 | [11 empty] | 0 | [13 empty] | 0 | [20 empty] | 0 | [10 empty] | 0 |  |  |  |  | 0% | [42 empty] | 0 |  |  | 0 | [26 empty] | 0.00016273 | 0.008314
0 | 108 | HVAC | Dual Enthalpy Economizer | 88323 |  |  |  |  | 0 | [6 empty] | 0 | 0 | 0 | 0 | [6 empty] | 0 | [18 empty] | 1 | [11 empty] | 0 | [13 empty] | 0 | [20 empty] | 0 | [10 empty] | 0 |  |  |  |  | 0% | [42 empty] | 0 |  |  | 0 | [26 empty] | 0.00016273 | 0.008314
0 | 109 | HVAC | Dual Enthalpy Economizer | 88323 |  |  |  |  | 0 | [6 empty] | 0 | 0 | 0 | 0 | [6 empty] | 0 | [18 empty] | 1 | [11 empty] | 0 | [13 empty] | 0 | [20 empty] | 0 | [10 empty] | 0 |  |  |  |  | 0% | [42 empty] | 0 |  |  | 0 | [26 empty] | 0.00016273 | 0.008314
0 | 110 | HVAC | Dual Enthalpy Economizer | 88323 |  |  |  |  | 0 | [6 empty] | 0 | 0 | 0 | 0 | [6 empty] | 0 | [18 empty] | 1 | [11 empty] | 0 | [13 empty] | 0 | [20 empty] | 0 | [10 empty] | 0 |  |  |  |  | 0% | [42 empty] | 0 |  |  | 0 | [26 empty] | 0.00016273 | 0.008314
0 | 111 | HVAC | Duct Sealing | 88330 |  |  |  |  | 0 | [6 empty] | 0 | 0 | 0 | 0 | [25 empty] | 1 | [19 empty] | 0 | 0 | [10 empty] | 0 | [25 empty] | 0 |  |  |  |  | 0% | [45 empty] | 0 | [26 empty] | 0.00016273 | 0.008314
0 | 112 | HVAC | Duct Sealing | 88330 |  |  |  |  | 0 | [6 empty] | 0 | 0 | 0 | 0 | [25 empty] | 1 | [19 empty] | 0 | 0 | [10 empty] | 0 | [25 empty] | 0 |  |  |  |  | 0% | [45 empty] | 0 | [26 empty] | 0.00016273 | 0.008314
0 | 113 | HVAC | Duct Sealing | 88330 |  |  |  |  | 0 | [6 empty] | 0 | 0 | 0 | 0 | [25 empty] | 1 | [19 empty] | 0 | 0 | [10 empty] | 0 | [25 empty] | 0 |  |  |  |  | 0% | [45 empty] | 0 | [26 empty] | 0.00016273 | 0.008314
0 | 114 | HVAC | Duct Sealing | 88330 |  |  |  |  | 0 | [6 empty] | 0 | 0 | 0 | 0 | [25 empty] | 1 | [19 empty] | 0 | 0 | [10 empty] | 0 | [25 empty] | 0 |  |  |  |  | 0% | [45 empty] | 0 | [26 empty] | 0.00016273 | 0.008314
0 | 115 | HVAC | Duct Sealing | 88330 |  |  |  |  | 0 | [6 empty] | 0 | 0 | 0 | 0 | [25 empty] | 1 | [19 empty] | 0 | 0 | [10 empty] | 0 | [25 empty] | 0 |  |  |  |  | 0% | [45 empty] | 0 | [26 empty] | 0.00016273 | 0.008314
0 | 116 | HVAC | Duct Sealing | 88330 |  |  |  |  | 0 | [6 empty] | 0 | 0 | 0 | 0 | [25 empty] | 1 | [19 empty] | 0 | 0 | [10 empty] | 0 | [25 empty] | 0 |  |  |  |  | 0% | [45 empty] | 0 | [26 empty] | 0.00016273 | 0.008314
0 | 117 | HVAC | Duct Sealing | 88330 |  |  |  |  | 0 | [6 empty] | 0 | 0 | 0 | 0 | [25 empty] | 1 | [19 empty] | 0 | 0 | [10 empty] | 0 | [25 empty] | 0 |  |  |  |  | 0% | [45 empty] | 0 | [26 empty] | 0.00016273 | 0.008314
0 | 118 | HVAC | Duct Sealing | 88330 |  |  |  |  | 0 | [6 empty] | 0 | 0 | 0 | 0 | [25 empty] | 1 | [19 empty] | 0 | 0 | [10 empty] | 0 | [25 empty] | 0 |  |  |  |  | 0% | [45 empty] | 0 | [26 empty] | 0.00016273 | 0.008314
0 | 119 | HVAC | Duct Sealing | 88330 |  |  |  |  | 0 | [6 empty] | 0 | 0 | 0 | 0 | [25 empty] | 1 | [19 empty] | 0 | 0 | [10 empty] | 0 | [25 empty] | 0 |  |  |  |  | 0% | [45 empty] | 0 | [26 empty] | 0.00016273 | 0.008314
0 | 120 | HVAC | Duct Sealing | 88330 |  |  |  |  | 0 | [6 empty] | 0 | 0 | 0 | 0 | [25 empty] | 1 | [19 empty] | 0 | 0 | [10 empty] | 0 | [25 empty] | 0 |  |  |  |  | 0% | [45 empty] | 0 | [26 empty] | 0.00016273 | 0.008314
0 | 121 | HVAC | Ductless Mini-Split Heat Pump (DMSHP) | 88307 |  |  |  |  | 0 | [6 empty] | 0 | 0 | [20 empty] | 0 | [6 empty] | 1 | [11 empty] | 0 | [34 empty] | 0 | [10 empty] | 0 |  |  |  |  | 0% | [42 empty] | 0 |  |  | 0 | [26 empty] | 0.00016273 | 0.008314
0 | 122 | HVAC | Ductless Mini-Split Heat Pump (DMSHP) | 88307 |  |  |  |  | 0 | [6 empty] | 0 | 0 | [20 empty] | 0 | [6 empty] | 1 | [11 empty] | 0 | [34 empty] | 0 | [10 empty] | 0 |  |  |  |  | 0% | [42 empty] | 0 |  |  | 0 | [26 empty] | 0.00016273 | 0.008314
0 | 123 | HVAC | Ductless Mini-Split Heat Pump (DMSHP) | 88307 |  |  |  |  | 0 | [6 empty] | 0 | 0 | [20 empty] | 0 | [6 empty] | 1 | [11 empty] | 0 | [34 empty] | 0 | [10 empty] | 0 |  |  |  |  | 0% | [42 empty] | 0 |  |  | 0 | [26 empty] | 0.00016273 | 0.008314
0 | 124 | HVAC | Ductless Mini-Split Heat Pump (DMSHP) | 88307 |  |  |  |  | 0 | [6 empty] | 0 | 0 | [20 empty] | 0 | [6 empty] | 1 | [11 empty] | 0 | [34 empty] | 0 | [10 empty] | 0 |  |  |  |  | 0% | [42 empty] | 0 |  |  | 0 | [26 empty] | 0.00016273 | 0.008314
0 | 125 | HVAC | Ductless Mini-Split Heat Pump (DMSHP) | 88307 |  |  |  |  | 0 | [6 empty] | 0 | 0 | [20 empty] | 0 | [6 empty] | 1 | [11 empty] | 0 | [34 empty] | 0 | [10 empty] | 0 |  |  |  |  | 0% | [42 empty] | 0 |  |  | 0 | [26 empty] | 0.00016273 | 0.008314
0 | 126 | HVAC | Ductless Mini-Split Heat Pump (DMSHP) | 88307 |  |  |  |  | 0 | [6 empty] | 0 | 0 | [20 empty] | 0 | [6 empty] | 1 | [11 empty] | 0 | [34 empty] | 0 | [10 empty] | 0 |  |  |  |  | 0% | [42 empty] | 0 |  |  | 0 | [26 empty] | 0.00016273 | 0.008314
0 | 127 | HVAC | Ductless Mini-Split Heat Pump (DMSHP) | 88307 |  |  |  |  | 0 | [6 empty] | 0 | 0 | [20 empty] | 0 | [6 empty] | 1 | [11 empty] | 0 | [34 empty] | 0 | [10 empty] | 0 |  |  |  |  | 0% | [42 empty] | 0 |  |  | 0 | [26 empty] | 0.00016273 | 0.008314
0 | 128 | HVAC | Ductless Mini-Split Heat Pump (DMSHP) | 88307 |  |  |  |  | 0 | [6 empty] | 0 | 0 | [20 empty] | 0 | [6 empty] | 1 | [11 empty] | 0 | [34 empty] | 0 | [10 empty] | 0 |  |  |  |  | 0% | [42 empty] | 0 |  |  | 0 | [26 empty] | 0.00016273 | 0.008314
0 | 129 | HVAC | Ductless Mini-Split Heat Pump (DMSHP) | 88307 |  |  |  |  | 0 | [6 empty] | 0 | 0 | [20 empty] | 0 | [6 empty] | 1 | [11 empty] | 0 | [34 empty] | 0 | [10 empty] | 0 |  |  |  |  | 0% | [42 empty] | 0 |  |  | 0 | [26 empty] | 0.00016273 | 0.008314
0 | 130 | HVAC | Ductless Mini-Split Heat Pump (DMSHP) | 88307 |  |  |  |  | 0 | [6 empty] | 0 | 0 | [20 empty] | 0 | [6 empty] | 1 | [11 empty] | 0 | [34 empty] | 0 | [10 empty] | 0 |  |  |  |  | 0% | [42 empty] | 0 |  |  | 0 | [26 empty] | 0.00016273 | 0.008314
0 | 131 | HVAC | Electric Chiller | 88896 |  |  |  |  | 0 | [6 empty] | 0 | 0 | [20 empty] | 0 | [6 empty] | 1 | [46 empty] | 0 | [10 empty] | 0 |  |  |  |  | 0% | [42 empty] | 0 |  |  | 0 | [26 empty] | 0.00016273 | 0.008314
0 | 132 | HVAC | Electric Chiller | 88896 |  |  |  |  | 0 | [6 empty] | 0 | 0 | [20 empty] | 0 | [6 empty] | 1 | [46 empty] | 0 | [10 empty] | 0 |  |  |  |  | 0% | [42 empty] | 0 |  |  | 0 | [26 empty] | 0.00016273 | 0.008314
0 | 133 | HVAC | Electric Chiller | 88896 |  |  |  |  | 0 | [6 empty] | 0 | 0 | [20 empty] | 0 | [6 empty] | 1 | [46 empty] | 0 | [10 empty] | 0 |  |  |  |  | 0% | [42 empty] | 0 |  |  | 0 | [26 empty] | 0.00016273 | 0.008314
0 | 134 | HVAC | Electric Chiller | 88896 |  |  |  |  | 0 | [6 empty] | 0 | 0 | [20 empty] | 0 | [6 empty] | 1 | [46 empty] | 0 | [10 empty] | 0 |  |  |  |  | 0% | [42 empty] | 0 |  |  | 0 | [26 empty] | 0.00016273 | 0.008314
0 | 135 | HVAC | Electric Chiller | 88896 |  |  |  |  | 0 | [6 empty] | 0 | 0 | [20 empty] | 0 | [6 empty] | 1 | [46 empty] | 0 | [10 empty] | 0 |  |  |  |  | 0% | [42 empty] | 0 |  |  | 0 | [26 empty] | 0.00016273 | 0.008314
0 | 136 | HVAC | Electric Chiller | 88896 |  |  |  |  | 0 | [6 empty] | 0 | 0 | [20 empty] | 0 | [6 empty] | 1 | [46 empty] | 0 | [10 empty] | 0 |  |  |  |  | 0% | [42 empty] | 0 |  |  | 0 | [26 empty] | 0.00016273 | 0.008314
0 | 137 | HVAC | Electric Chiller | 88896 |  |  |  |  | 0 | [6 empty] | 0 | 0 | [20 empty] | 0 | [6 empty] | 1 | [46 empty] | 0 | [10 empty] | 0 |  |  |  |  | 0% | [42 empty] | 0 |  |  | 0 | [26 empty] | 0.00016273 | 0.008314
0 | 138 | HVAC | Electric Chiller | 88896 |  |  |  |  | 0 | [6 empty] | 0 | 0 | [20 empty] | 0 | [6 empty] | 1 | [46 empty] | 0 | [10 empty] | 0 |  |  |  |  | 0% | [42 empty] | 0 |  |  | 0 | [26 empty] | 0.00016273 | 0.008314
0 | 139 | HVAC | Electric Chiller | 88896 |  |  |  |  | 0 | [6 empty] | 0 | 0 | [20 empty] | 0 | [6 empty] | 1 | [46 empty] | 0 | [10 empty] | 0 |  |  |  |  | 0% | [42 empty] | 0 |  |  | 0 | [26 empty] | 0.00016273 | 0.008314
0 | 140 | HVAC | Electric Chiller | 88896 |  |  |  |  | 0 | [6 empty] | 0 | 0 | [20 empty] | 0 | [6 empty] | 1 | [46 empty] | 0 | [10 empty] | 0 |  |  |  |  | 0% | [42 empty] | 0 |  |  | 0 | [26 empty] | 0.00016273 | 0.008314
0 | 141 | HVAC | Guest Room Occupancy Sensor | 88308 |  |  |  |  | 0 | [16 empty] | 0 | [11 empty] | 0 | [6 empty] | 1 | [11 empty] | 0 | [13 empty] | 0 | [7 empty] | 0 | [12 empty] | 0 | [15 empty] | 0% | [42 empty] | 0 |  |  | 0 | [26 empty] | 0.00016273 | 0.008314
0 | 142 | HVAC | Guest Room Occupancy Sensor | 88308 |  |  |  |  | 0 | [16 empty] | 0 | [11 empty] | 0 | [6 empty] | 1 | [11 empty] | 0 | [13 empty] | 0 | [7 empty] | 0 | [12 empty] | 0 | [15 empty] | 0% | [42 empty] | 0 |  |  | 0 | [26 empty] | 0.00016273 | 0.008314
0 | 143 | HVAC | Guest Room Occupancy Sensor | 88308 |  |  |  |  | 0 | [16 empty] | 0 | [11 empty] | 0 | [6 empty] | 1 | [11 empty] | 0 | [13 empty] | 0 | [7 empty] | 0 | [12 empty] | 0 | [15 empty] | 0% | [42 empty] | 0 |  |  | 0 | [26 empty] | 0.00016273 | 0.008314
0 | 144 | HVAC | Guest Room Occupancy Sensor | 88308 |  |  |  |  | 0 | [16 empty] | 0 | [11 empty] | 0 | [6 empty] | 1 | [11 empty] | 0 | [13 empty] | 0 | [7 empty] | 0 | [12 empty] | 0 | [15 empty] | 0% | [42 empty] | 0 |  |  | 0 | [26 empty] | 0.00016273 | 0.008314
0 | 145 | HVAC | Guest Room Occupancy Sensor | 88308 |  |  |  |  | 0 | [16 empty] | 0 | [11 empty] | 0 | [6 empty] | 1 | [11 empty] | 0 | [13 empty] | 0 | [7 empty] | 0 | [12 empty] | 0 | [15 empty] | 0% | [42 empty] | 0 |  |  | 0 | [26 empty] | 0.00016273 | 0.008314
0 | 146 | HVAC | Guest Room Occupancy Sensor | 88308 |  |  |  |  | 0 | [16 empty] | 0 | [11 empty] | 0 | [6 empty] | 1 | [11 empty] | 0 | [13 empty] | 0 | [7 empty] | 0 | [12 empty] | 0 | [15 empty] | 0% | [42 empty] | 0 |  |  | 0 | [26 empty] | 0.00016273 | 0.008314
0 | 147 | HVAC | Guest Room Occupancy Sensor | 88308 |  |  |  |  | 0 | [16 empty] | 0 | [11 empty] | 0 | [6 empty] | 1 | [11 empty] | 0 | [13 empty] | 0 | [7 empty] | 0 | [12 empty] | 0 | [15 empty] | 0% | [42 empty] | 0 |  |  | 0 | [26 empty] | 0.00016273 | 0.008314
0 | 148 | HVAC | Guest Room Occupancy Sensor | 88308 |  |  |  |  | 0 | [16 empty] | 0 | [11 empty] | 0 | [6 empty] | 1 | [11 empty] | 0 | [13 empty] | 0 | [7 empty] | 0 | [12 empty] | 0 | [15 empty] | 0% | [42 empty] | 0 |  |  | 0 | [26 empty] | 0.00016273 | 0.008314
0 | 149 | HVAC | Guest Room Occupancy Sensor | 88308 |  |  |  |  | 0 | [16 empty] | 0 | [11 empty] | 0 | [6 empty] | 1 | [11 empty] | 0 | [13 empty] | 0 | [7 empty] | 0 | [12 empty] | 0 | [15 empty] | 0% | [42 empty] | 0 |  |  | 0 | [26 empty] | 0.00016273 | 0.008314
0 | 150 | HVAC | Guest Room Occupancy Sensor | 88308 |  |  |  |  | 0 | [16 empty] | 0 | [11 empty] | 0 | [6 empty] | 1 | [11 empty] | 0 | [13 empty] | 0 | [7 empty] | 0 | [12 empty] | 0 | [15 empty] | 0% | [42 empty] | 0 |  |  | 0 | [26 empty] | 0.00016273 | 0.008314
0 | 151 | HVAC | Smart Thermostat | 88320 |  |  |  |  | 0 | [6 empty] | 0 | 0 | [27 empty] | 1 | [11 empty] | 0 | [13 empty] | 0 | [11 empty] | 0 | [8 empty] | 0 | [10 empty] | 0 |  |  |  |  | 0% | [11 empty] | 0 | [30 empty] | 0 |  |  | 0 | [26 empty] | 0.00016273 | 0.008314
0 | 152 | HVAC | Smart Thermostat | 88320 |  |  |  |  | 0 | [6 empty] | 0 | 0 | [27 empty] | 1 | [11 empty] | 0 | [13 empty] | 0 | [11 empty] | 0 | [8 empty] | 0 | [10 empty] | 0 |  |  |  |  | 0% | [11 empty] | 0 | [30 empty] | 0 |  |  | 0 | [26 empty] | 0.00016273 | 0.008314
0 | 153 | HVAC | Smart Thermostat | 88320 |  |  |  |  | 0 | [6 empty] | 0 | 0 | [27 empty] | 1 | [11 empty] | 0 | [13 empty] | 0 | [11 empty] | 0 | [8 empty] | 0 | [10 empty] | 0 |  |  |  |  | 0% | [11 empty] | 0 | [30 empty] | 0 |  |  | 0 | [26 empty] | 0.00016273 | 0.008314
0 | 154 | HVAC | Smart Thermostat | 88320 |  |  |  |  | 0 | [6 empty] | 0 | 0 | [27 empty] | 1 | [11 empty] | 0 | [13 empty] | 0 | [11 empty] | 0 | [8 empty] | 0 | [10 empty] | 0 |  |  |  |  | 0% | [11 empty] | 0 | [30 empty] | 0 |  |  | 0 | [26 empty] | 0.00016273 | 0.008314
0 | 155 | HVAC | Smart Thermostat | 88320 |  |  |  |  | 0 | [6 empty] | 0 | 0 | [27 empty] | 1 | [11 empty] | 0 | [13 empty] | 0 | [11 empty] | 0 | [8 empty] | 0 | [10 empty] | 0 |  |  |  |  | 0% | [11 empty] | 0 | [30 empty] | 0 |  |  | 0 | [26 empty] | 0.00016273 | 0.008314
0 | 156 | HVAC | Smart Thermostat | 88320 |  |  |  |  | 0 | [6 empty] | 0 | 0 | [27 empty] | 1 | [11 empty] | 0 | [13 empty] | 0 | [11 empty] | 0 | [8 empty] | 0 | [10 empty] | 0 |  |  |  |  | 0% | [11 empty] | 0 | [30 empty] | 0 |  |  | 0 | [26 empty] | 0.00016273 | 0.008314
0 | 157 | HVAC | Smart Thermostat | 88320 |  |  |  |  | 0 | [6 empty] | 0 | 0 | [27 empty] | 1 | [11 empty] | 0 | [13 empty] | 0 | [11 empty] | 0 | [8 empty] | 0 | [10 empty] | 0 |  |  |  |  | 0% | [11 empty] | 0 | [30 empty] | 0 |  |  | 0 | [26 empty] | 0.00016273 | 0.008314
0 | 158 | HVAC | Smart Thermostat | 88320 |  |  |  |  | 0 | [6 empty] | 0 | 0 | [27 empty] | 1 | [11 empty] | 0 | [13 empty] | 0 | [11 empty] | 0 | [8 empty] | 0 | [10 empty] | 0 |  |  |  |  | 0% | [11 empty] | 0 | [30 empty] | 0 |  |  | 0 | [26 empty] | 0.00016273 | 0.008314
0 | 159 | HVAC | Smart Thermostat | 88320 |  |  |  |  | 0 | [6 empty] | 0 | 0 | [27 empty] | 1 | [11 empty] | 0 | [13 empty] | 0 | [11 empty] | 0 | [8 empty] | 0 | [10 empty] | 0 |  |  |  |  | 0% | [11 empty] | 0 | [30 empty] | 0 |  |  | 0 | [26 empty] | 0.00016273 | 0.008314
0 | 160 | HVAC | Smart Thermostat | 88320 |  |  |  |  | 0 | [6 empty] | 0 | 0 | [27 empty] | 1 | [11 empty] | 0 | [13 empty] | 0 | [11 empty] | 0 | [8 empty] | 0 | [10 empty] | 0 |  |  |  |  | 0% | [11 empty] | 0 | [30 empty] | 0 |  |  | 0 | [26 empty] | 0.00016273 | 0.008314
0 | 161 | HVAC | Switch Reluctance Motor | 88350 |  |  |  |  | 0 | [6 empty] | 0 | 0 | [27 empty] | 1 | [57 empty] | 0 |  |  |  |  | 0% | [45 empty] | 0 | [26 empty] | 0.00016273 | 0.008314
0 | 162 | HVAC | Switch Reluctance Motor | 88350 |  |  |  |  | 0 | [6 empty] | 0 | 0 | [27 empty] | 1 | [57 empty] | 0 |  |  |  |  | 0% | [45 empty] | 0 | [26 empty] | 0.00016273 | 0.008314
0 | 163 | HVAC | Switch Reluctance Motor | 88350 |  |  |  |  | 0 | [6 empty] | 0 | 0 | [27 empty] | 1 | [57 empty] | 0 |  |  |  |  | 0% | [45 empty] | 0 | [26 empty] | 0.00016273 | 0.008314
0 | 164 | HVAC | Switch Reluctance Motor | 88350 |  |  |  |  | 0 | [6 empty] | 0 | 0 | [27 empty] | 1 | [57 empty] | 0 |  |  |  |  | 0% | [45 empty] | 0 | [26 empty] | 0.00016273 | 0.008314
0 | 165 | HVAC | Switch Reluctance Motor | 88350 |  |  |  |  | 0 | [6 empty] | 0 | 0 | [27 empty] | 1 | [57 empty] | 0 |  |  |  |  | 0% | [45 empty] | 0 | [26 empty] | 0.00016273 | 0.008314
0 | 166 | HVAC | Switch Reluctance Motor | 88350 |  |  |  |  | 0 | [6 empty] | 0 | 0 | [27 empty] | 1 | [57 empty] | 0 |  |  |  |  | 0% | [45 empty] | 0 | [26 empty] | 0.00016273 | 0.008314
0 | 167 | HVAC | Switch Reluctance Motor | 88350 |  |  |  |  | 0 | [6 empty] | 0 | 0 | [27 empty] | 1 | [57 empty] | 0 |  |  |  |  | 0% | [45 empty] | 0 | [26 empty] | 0.00016273 | 0.008314
0 | 168 | HVAC | Switch Reluctance Motor | 88350 |  |  |  |  | 0 | [6 empty] | 0 | 0 | [27 empty] | 1 | [57 empty] | 0 |  |  |  |  | 0% | [45 empty] | 0 | [26 empty] | 0.00016273 | 0.008314
0 | 169 | HVAC | Switch Reluctance Motor | 88350 |  |  |  |  | 0 | [6 empty] | 0 | 0 | [27 empty] | 1 | [57 empty] | 0 |  |  |  |  | 0% | [45 empty] | 0 | [26 empty] | 0.00016273 | 0.008314
0 | 170 | HVAC | Switch Reluctance Motor | 88350 |  |  |  |  | 0 | [6 empty] | 0 | 0 | [27 empty] | 1 | [57 empty] | 0 |  |  |  |  | 0% | [45 empty] | 0 | [26 empty] | 0.00016273 | 0.008314
0 | 171 | HVAC | Unitary HVAC Systems | 88312 |  |  |  |  | 0 | [6 empty] | 0 | 0 | [20 empty] | #VALUE! | [6 empty] | 1 | [11 empty] | 0 | [21 empty] | 0 | [12 empty] | 0 | [6 empty] | 0 |  |  |  | 0 |  |  |  |  | 0% |  |  |  |  | 0 |  | 0 |  | 646 | 697 | [32 empty] | 0 |  |  | 0 | [26 empty] | 0.00016273 | 0.008314
0 | 172 | HVAC | Unitary HVAC Systems | 88312 |  |  |  |  | 0 | [6 empty] | 0 | 0 | [20 empty] | #VALUE! | [6 empty] | 1 | [11 empty] | 0 | [21 empty] | 0 | [12 empty] | 0 | [6 empty] | 0 |  |  |  | 0 |  |  |  |  | 0% |  |  |  |  | 0 |  | 0 | [35 empty] | 0 |  |  | 0 | [26 empty] | 0.00016273 | 0.008314
0 | 173 | HVAC | Unitary HVAC Systems | 88312 |  |  |  |  | 0 | [6 empty] | 0 | 0 | [20 empty] | #VALUE! | [6 empty] | 1 | [11 empty] | 0 | [21 empty] | 0 | [12 empty] | 0 | [6 empty] | 0 |  |  |  | 0 |  |  |  |  | 0% |  |  |  |  | 0 |  | 0 | [35 empty] | 0 |  |  | 0 | [26 empty] | 0.00016273 | 0.008314
0 | 174 | HVAC | Unitary HVAC Systems | 88312 |  |  |  |  | 0 | [6 empty] | 0 | 0 | [20 empty] | #VALUE! | [6 empty] | 1 | [11 empty] | 0 | [21 empty] | 0 | [12 empty] | 0 | [6 empty] | 0 |  |  |  | 0 |  |  |  |  | 0% |  |  |  |  | 0 |  | 0 | [35 empty] | 0 |  |  | 0 | [26 empty] | 0.00016273 | 0.008314
0 | 175 | HVAC | Unitary HVAC Systems | 88312 |  |  |  |  | 0 | [6 empty] | 0 | 0 | [20 empty] | #VALUE! | [6 empty] | 1 | [11 empty] | 0 | [21 empty] | 0 | [12 empty] | 0 | [6 empty] | 0 |  |  |  | 0 |  |  |  |  | 0% |  |  |  |  | 0 |  | 0 | [35 empty] | 0 |  |  | 0 | [26 empty] | 0.00016273 | 0.008314
0 | 176 | HVAC | Unitary HVAC Systems | 88312 |  |  |  |  | 0 | [6 empty] | 0 | 0 | [20 empty] | #VALUE! | [6 empty] | 1 | [11 empty] | 0 | [21 empty] | 0 | [12 empty] | 0 | [6 empty] | 0 |  |  |  | 0 |  |  |  |  | 0% |  |  |  |  | 0 |  | 0 | [35 empty] | 0 |  |  | 0 | [26 empty] | 0.00016273 | 0.008314
0 | 177 | HVAC | Unitary HVAC Systems | 88312 |  |  |  |  | 0 | [6 empty] | 0 | 0 | [20 empty] | #VALUE! | [6 empty] | 1 | [11 empty] | 0 | [21 empty] | 0 | [12 empty] | 0 | [6 empty] | 0 |  |  |  | 0 |  |  |  |  | 0% |  |  |  |  | 0 |  | 0 | [35 empty] | 0 |  |  | 0 | [26 empty] | 0.00016273 | 0.008314
0 | 178 | HVAC | Unitary HVAC Systems | 88312 |  |  |  |  | 0 | [6 empty] | 0 | 0 | [20 empty] | #VALUE! | [6 empty] | 1 | [11 empty] | 0 | [21 empty] | 0 | [12 empty] | 0 | [6 empty] | 0 |  |  |  | 0 |  |  |  |  | 0% |  |  |  |  | 0 |  | 0 | [35 empty] | 0 |  |  | 0 | [26 empty] | 0.00016273 | 0.008314
0 | 179 | HVAC | Unitary HVAC Systems | 88312 |  |  |  |  | 0 | [6 empty] | 0 | 0 | [20 empty] | #VALUE! | [6 empty] | 1 | [11 empty] | 0 | [21 empty] | 0 | [12 empty] | 0 | [6 empty] | 0 |  |  |  | 0 |  |  |  |  | 0% |  |  |  |  | 0 |  | 0 | [35 empty] | 0 |  |  | 0 | [26 empty] | 0.00016273 | 0.008314
0 | 180 | HVAC | Unitary HVAC Systems | 88312 |  |  |  |  | 0 | [6 empty] | 0 | 0 | [20 empty] | #VALUE! | [6 empty] | 1 | [11 empty] | 0 | [21 empty] | 0 | [12 empty] | 0 | [6 empty] | 0 |  |  |  | 0 |  |  |  |  | 0% |  |  |  |  | 0 |  | 0 | [35 empty] | 0 |  |  | 0 | [26 empty] | 0.00016273 | 0.008314
0 | 181 | HVAC | Variable Frequency Drive (VFD) for HVAC | 88313 |  |  |  |  | 0 | [6 empty] | 0 | 0 | [8 empty] | 0 | [11 empty] | 0 | [6 empty] | 1 | [38 empty] | 0 | [18 empty] | 0 |  |  |  |  | 0% | [14 empty] | 0 | [6 empty] | 0 | [23 empty] | 0 | [26 empty] | 0.00016273 | 0.008314
0 | 182 | HVAC | Variable Frequency Drive (VFD) for HVAC | 88313 |  |  |  |  | 0 | [6 empty] | 0 | 0 | [8 empty] | 0 | [11 empty] | 0 | [6 empty] | 1 | [38 empty] | 0 | [18 empty] | 0 |  |  |  |  | 0% | [14 empty] | 0 | [6 empty] | 0 | [23 empty] | 0 | [26 empty] | 0.00016273 | 0.008314
0 | 183 | HVAC | Variable Frequency Drive (VFD) for HVAC | 88313 |  |  |  |  | 0 | [6 empty] | 0 | 0 | [8 empty] | 0 | [11 empty] | 0 | [6 empty] | 1 | [38 empty] | 0 | [18 empty] | 0 |  |  |  |  | 0% | [14 empty] | 0 | [6 empty] | 0 | [23 empty] | 0 | [26 empty] | 0.00016273 | 0.008314
0 | 184 | HVAC | Variable Frequency Drive (VFD) for HVAC | 88313 |  |  |  |  | 0 | [6 empty] | 0 | 0 | [8 empty] | 0 | [11 empty] | 0 | [6 empty] | 1 | [38 empty] | 0 | [18 empty] | 0 |  |  |  |  | 0% | [14 empty] | 0 | [6 empty] | 0 | [23 empty] | 0 | [26 empty] | 0.00016273 | 0.008314
0 | 185 | HVAC | Variable Frequency Drive (VFD) for HVAC | 88313 |  |  |  |  | 0 | [6 empty] | 0 | 0 | [8 empty] | 0 | [11 empty] | 0 | [6 empty] | 1 | [38 empty] | 0 | [18 empty] | 0 |  |  |  |  | 0% | [14 empty] | 0 | [6 empty] | 0 | [23 empty] | 0 | [26 empty] | 0.00016273 | 0.008314
0 | 186 | HVAC | Variable Frequency Drive (VFD) for HVAC | 88313 |  |  |  |  | 0 | [6 empty] | 0 | 0 | [8 empty] | 0 | [11 empty] | 0 | [6 empty] | 1 | [38 empty] | 0 | [18 empty] | 0 |  |  |  |  | 0% | [14 empty] | 0 | [6 empty] | 0 | [23 empty] | 0 | [26 empty] | 0.00016273 | 0.008314
0 | 187 | HVAC | Variable Frequency Drive (VFD) for HVAC | 88313 |  |  |  |  | 0 | [6 empty] | 0 | 0 | [8 empty] | 0 | [11 empty] | 0 | [6 empty] | 1 | [38 empty] | 0 | [18 empty] | 0 |  |  |  |  | 0% | [14 empty] | 0 | [6 empty] | 0 | [23 empty] | 0 | [26 empty] | 0.00016273 | 0.008314
0 | 188 | HVAC | Variable Frequency Drive (VFD) for HVAC | 88313 |  |  |  |  | 0 | [6 empty] | 0 | 0 | [8 empty] | 0 | [11 empty] | 0 | [6 empty] | 1 | [38 empty] | 0 | [18 empty] | 0 |  |  |  |  | 0% | [14 empty] | 0 | [6 empty] | 0 | [23 empty] | 0 | [26 empty] | 0.00016273 | 0.008314
0 | 189 | HVAC | Variable Frequency Drive (VFD) for HVAC | 88313 |  |  |  |  | 0 | [6 empty] | 0 | 0 | [8 empty] | 0 | [11 empty] | 0 | [6 empty] | 1 | [38 empty] | 0 | [18 empty] | 0 |  |  |  |  | 0% | [14 empty] | 0 | [6 empty] | 0 | [23 empty] | 0 | [26 empty] | 0.00016273 | 0.008314
0 | 190 | HVAC | Variable Frequency Drive (VFD) for HVAC | 88313 |  |  |  |  | 0 | [6 empty] | 0 | 0 | [8 empty] | 0 | [11 empty] | 0 | [6 empty] | 1 | [38 empty] | 0 | [18 empty] | 0 |  |  |  |  | 0% | [14 empty] | 0 | [6 empty] | 0 | [23 empty] | 0 | [26 empty] | 0.00016273 | 0.008314
0 | 191 | HVAC | Variable Refrigerant Flow (VRF) Heat Pump System | 88314 |  |  |  |  | 0 | [6 empty] | 0 | 0 | [20 empty] | 0 | [6 empty] | 1 | [11 empty] | 0 | 0 | [10 empty] | 0 | 0 |  | 0 |  | 0 |  |  |  |  | 0 | [5 empty] | 0 | [6 empty] | 0 | [10 empty] | 0 |  |  |  |  | 0% | [42 empty] | 0 |  |  | 0 | [26 empty] | 0.00016273 | 0.008314
0 | 192 | HVAC | Variable Refrigerant Flow (VRF) Heat Pump System | 88314 |  |  |  |  | 0 | [6 empty] | 0 | 0 | [20 empty] | 0 | [6 empty] | 1 | [11 empty] | 0 | 0 | [10 empty] | 0 | 0 |  | 0 |  | 0 |  |  |  |  | 0 | [5 empty] | 0 | [6 empty] | 0 | [10 empty] | 0 |  |  |  |  | 0% | [42 empty] | 0 |  |  | 0 | [26 empty] | 0.00016273 | 0.008314
0 | 193 | HVAC | Variable Refrigerant Flow (VRF) Heat Pump System | 88314 |  |  |  |  | 0 | [6 empty] | 0 | 0 | [20 empty] | 0 | [6 empty] | 1 | [11 empty] | 0 | 0 | [10 empty] | 0 | 0 |  | 0 |  | 0 |  |  |  |  | 0 | [5 empty] | 0 | [6 empty] | 0 | [10 empty] | 0 |  |  |  |  | 0% | [42 empty] | 0 |  |  | 0 | [26 empty] | 0.00016273 | 0.008314
0 | 194 | HVAC | Variable Refrigerant Flow (VRF) Heat Pump System | 88314 |  |  |  |  | 0 | [6 empty] | 0 | 0 | [20 empty] | 0 | [6 empty] | 1 | [11 empty] | 0 | 0 | [10 empty] | 0 | 0 |  | 0 |  | 0 |  |  |  |  | 0 | [5 empty] | 0 | [6 empty] | 0 | [10 empty] | 0 |  |  |  |  | 0% | [42 empty] | 0 |  |  | 0 | [26 empty] | 0.00016273 | 0.008314
0 | 195 | HVAC | Variable Refrigerant Flow (VRF) Heat Pump System | 88314 |  |  |  |  | 0 | [6 empty] | 0 | 0 | [20 empty] | 0 | [6 empty] | 1 | [11 empty] | 0 | 0 | [10 empty] | 0 | 0 |  | 0 |  | 0 |  |  |  |  | 0 | [5 empty] | 0 | [6 empty] | 0 | [10 empty] | 0 |  |  |  |  | 0% | [42 empty] | 0 |  |  | 0 | [26 empty] | 0.00016273 | 0.008314
0 | 196 | HVAC | Variable Refrigerant Flow (VRF) Heat Pump System | 88314 |  |  |  |  | 0 | [6 empty] | 0 | 0 | [20 empty] | 0 | [6 empty] | 1 | [11 empty] | 0 | 0 | [10 empty] | 0 | 0 |  | 0 |  | 0 |  |  |  |  | 0 | [5 empty] | 0 | [6 empty] | 0 | [10 empty] | 0 |  |  |  |  | 0% | [42 empty] | 0 |  |  | 0 | [26 empty] | 0.00016273 | 0.008314
0 | 197 | HVAC | Variable Refrigerant Flow (VRF) Heat Pump System | 88314 |  |  |  |  | 0 | [6 empty] | 0 | 0 | [20 empty] | 0 | [6 empty] | 1 | [11 empty] | 0 | 0 | [10 empty] | 0 | 0 |  | 0 |  | 0 |  |  |  |  | 0 | [5 empty] | 0 | [6 empty] | 0 | [10 empty] | 0 |  |  |  |  | 0% | [42 empty] | 0 |  |  | 0 | [26 empty] | 0.00016273 | 0.008314
0 | 198 | HVAC | Variable Refrigerant Flow (VRF) Heat Pump System | 88314 |  |  |  |  | 0 | [6 empty] | 0 | 0 | [20 empty] | 0 | [6 empty] | 1 | [11 empty] | 0 | 0 | [10 empty] | 0 | 0 |  | 0 |  | 0 |  |  |  |  | 0 | [5 empty] | 0 | [6 empty] | 0 | [10 empty] | 0 |  |  |  |  | 0% | [42 empty] | 0 |  |  | 0 | [26 empty] | 0.00016273 | 0.008314
0 | 199 | HVAC | Variable Refrigerant Flow (VRF) Heat Pump System | 88314 |  |  |  |  | 0 | [6 empty] | 0 | 0 | [20 empty] | 0 | [6 empty] | 1 | [11 empty] | 0 | 0 | [10 empty] | 0 | 0 |  | 0 |  | 0 |  |  |  |  | 0 | [5 empty] | 0 | [6 empty] | 0 | [10 empty] | 0 |  |  |  |  | 0% | [42 empty] | 0 |  |  | 0 | [26 empty] | 0.00016273 | 0.008314
0 | 200 | HVAC | Variable Refrigerant Flow (VRF) Heat Pump System | 88314 |  |  |  |  | 0 | [6 empty] | 0 | 0 | [20 empty] | 0 | [6 empty] | 1 | [11 empty] | 0 | 0 | [10 empty] | 0 | 0 |  | 0 |  | 0 |  |  |  |  | 0 | [5 empty] | 0 | [6 empty] | 0 | [10 empty] | 0 |  |  |  |  | 0% | [42 empty] | 0 |  |  | 0 | [26 empty] | 0.00016273 | 0.008314
0 | 201 | HVAC | Bathroom Exhaust Fan | 0 |  |  |  |  | 0 | [6 empty] | 0 | 0 | [8 empty] | 0 | [6 empty] | 0 | 0 | 0 |  | 0 | [7 empty] | 1 |  | 0 | [52 empty] | 0 |  |  | 0 |  |  |  |  | 0% | [14 empty] | 0 | [34 empty] | 0 | [22 empty] | 0.00016273 | 0.008314
0 | 202 | HVAC | Bathroom Exhaust Fan | 0 |  |  |  |  | 0 | [6 empty] | 0 | 0 | [8 empty] | 0 | [6 empty] | 0 | 0 | 0 |  | 0 | [7 empty] | 1 |  | 0 | [52 empty] | 0 |  |  | 0 |  |  |  |  | 0% | [14 empty] | 0 | [34 empty] | 0 | [22 empty] | 0.00016273 | 0.008314
0 | 203 | HVAC | Bathroom Exhaust Fan | 0 |  |  |  |  | 0 | [6 empty] | 0 | 0 | [8 empty] | 0 | [6 empty] | 0 | 0 | 0 |  | 0 | [7 empty] | 1 |  | 0 | [52 empty] | 0 |  |  | 0 |  |  |  |  | 0% | [14 empty] | 0 | [34 empty] | 0 | [22 empty] | 0.00016273 | 0.008314
0 | 204 | HVAC | Bathroom Exhaust Fan | 0 |  |  |  |  | 0 | [6 empty] | 0 | 0 | [8 empty] | 0 | [6 empty] | 0 | 0 | 0 |  | 0 | [7 empty] | 1 |  | 0 | [52 empty] | 0 |  |  | 0 |  |  |  |  | 0% | [14 empty] | 0 | [34 empty] | 0 | [22 empty] | 0.00016273 | 0.008314
0 | 205 | HVAC | Bathroom Exhaust Fan | 0 |  |  |  |  | 0 | [6 empty] | 0 | 0 | [8 empty] | 0 | [6 empty] | 0 | 0 | 0 |  | 0 | [7 empty] | 1 |  | 0 | [52 empty] | 0 |  |  | 0 |  |  |  |  | 0% | [14 empty] | 0 | [34 empty] | 0 | [22 empty] | 0.00016273 | 0.008314
0 | 206 | HVAC | Bathroom Exhaust Fan | 0 |  |  |  |  | 0 | [6 empty] | 0 | 0 | [8 empty] | 0 | [6 empty] | 0 | 0 | 0 |  | 0 | [7 empty] | 1 |  | 0 | [52 empty] | 0 |  |  | 0 |  |  |  |  | 0% | [14 empty] | 0 | [34 empty] | 0 | [22 empty] | 0.00016273 | 0.008314
0 | 207 | HVAC | Bathroom Exhaust Fan | 0 |  |  |  |  | 0 | [6 empty] | 0 | 0 | [8 empty] | 0 | [6 empty] | 0 | 0 | 0 |  | 0 | [7 empty] | 1 |  | 0 | [52 empty] | 0 |  |  | 0 |  |  |  |  | 0% | [14 empty] | 0 | [34 empty] | 0 | [22 empty] | 0.00016273 | 0.008314
0 | 208 | HVAC | Bathroom Exhaust Fan | 0 |  |  |  |  | 0 | [6 empty] | 0 | 0 | [8 empty] | 0 | [6 empty] | 0 | 0 | 0 |  | 0 | [7 empty] | 1 |  | 0 | [52 empty] | 0 |  |  | 0 |  |  |  |  | 0% | [14 empty] | 0 | [34 empty] | 0 | [22 empty] | 0.00016273 | 0.008314
0 | 209 | HVAC | Bathroom Exhaust Fan | 0 |  |  |  |  | 0 | [6 empty] | 0 | 0 | [8 empty] | 0 | [6 empty] | 0 | 0 | 0 |  | 0 | [7 empty] | 1 |  | 0 | [52 empty] | 0 |  |  | 0 |  |  |  |  | 0% | [14 empty] | 0 | [34 empty] | 0 | [22 empty] | 0.00016273 | 0.008314
0 | 210 | HVAC | Bathroom Exhaust Fan | 0 |  |  |  |  | 0 | [6 empty] | 0 | 0 | [8 empty] | 0 | [6 empty] | 0 | 0 | 0 |  | 0 | [7 empty] | 1 |  | 0 | [52 empty] | 0 |  |  | 0 |  |  |  |  | 0% | [14 empty] | 0 | [34 empty] | 0 | [22 empty] | 0.00016273 | 0.008314
0 | 211 | HVAC Tune-Up | Chiller Tune-Up | 88349 |  |  |  |  | 0 | [6 empty] | 0 | 0 |  |  |  |  | 0 | [15 empty] | 0 | [6 empty] | 1 | [46 empty] | 0 | [10 empty] | 0 |  |  |  |  | 0% | [42 empty] | 0 |  |  | 0 | [26 empty] | 0.00016273 | 0.008314
0 | 212 | HVAC Tune-Up | Chiller Tune-Up | 88349 |  |  |  |  | 0 | [6 empty] | 0 | 0 |  |  |  |  | 0 | [15 empty] | 0 | [6 empty] | 1 | [46 empty] | 0 | [10 empty] | 0 |  |  |  |  | 0% | [42 empty] | 0 |  |  | 0 | [26 empty] | 0.00016273 | 0.008314
0 | 213 | HVAC Tune-Up | Chiller Tune-Up | 88349 |  |  |  |  | 0 | [6 empty] | 0 | 0 |  |  |  |  | 0 | [15 empty] | 0 | [6 empty] | 1 | [46 empty] | 0 | [10 empty] | 0 |  |  |  |  | 0% | [42 empty] | 0 |  |  | 0 | [26 empty] | 0.00016273 | 0.008314
0 | 214 | HVAC Tune-Up | Chiller Tune-Up | 88349 |  |  |  |  | 0 | [6 empty] | 0 | 0 |  |  |  |  | 0 | [15 empty] | 0 | [6 empty] | 1 | [46 empty] | 0 | [10 empty] | 0 |  |  |  |  | 0% | [42 empty] | 0 |  |  | 0 | [26 empty] | 0.00016273 | 0.008314
0 | 215 | HVAC Tune-Up | Chiller Tune-Up | 88349 |  |  |  |  | 0 | [6 empty] | 0 | 0 |  |  |  |  | 0 | [15 empty] | 0 | [6 empty] | 1 | [46 empty] | 0 | [10 empty] | 0 |  |  |  |  | 0% | [42 empty] | 0 |  |  | 0 | [26 empty] | 0.00016273 | 0.008314
0 | 216 | HVAC Tune-Up | Chiller Tune-Up | 88349 |  |  |  |  | 0 | [6 empty] | 0 | 0 |  |  |  |  | 0 | [15 empty] | 0 | [6 empty] | 1 | [46 empty] | 0 | [10 empty] | 0 |  |  |  |  | 0% | [42 empty] | 0 |  |  | 0 | [26 empty] | 0.00016273 | 0.008314
0 | 217 | HVAC Tune-Up | Chiller Tune-Up | 88349 |  |  |  |  | 0 | [6 empty] | 0 | 0 |  |  |  |  | 0 | [15 empty] | 0 | [6 empty] | 1 | [46 empty] | 0 | [10 empty] | 0 |  |  |  |  | 0% | [42 empty] | 0 |  |  | 0 | [26 empty] | 0.00016273 | 0.008314
0 | 218 | HVAC Tune-Up | Chiller Tune-Up | 88349 |  |  |  |  | 0 | [6 empty] | 0 | 0 |  |  |  |  | 0 | [15 empty] | 0 | [6 empty] | 1 | [46 empty] | 0 | [10 empty] | 0 |  |  |  |  | 0% | [42 empty] | 0 |  |  | 0 | [26 empty] | 0.00016273 | 0.008314
0 | 219 | HVAC Tune-Up | Chiller Tune-Up | 88349 |  |  |  |  | 0 | [6 empty] | 0 | 0 |  |  |  |  | 0 | [15 empty] | 0 | [6 empty] | 1 | [46 empty] | 0 | [10 empty] | 0 |  |  |  |  | 0% | [42 empty] | 0 |  |  | 0 | [26 empty] | 0.00016273 | 0.008314
0 | 220 | HVAC Tune-Up | Chiller Tune-Up | 88349 |  |  |  |  | 0 | [6 empty] | 0 | 0 |  |  |  |  | 0 | [15 empty] | 0 | [6 empty] | 1 | [46 empty] | 0 | [10 empty] | 0 |  |  |  |  | 0% | [42 empty] | 0 |  |  | 0 | [26 empty] | 0.00016273 | 0.008314
0 | 221 | HVAC Tune-Up | Central AC and HP Tune-Up | 88321 |  |  |  |  | 0 | [6 empty] | 0 | 0 | [20 empty] | 0 | [6 empty] | 1 | [15 empty] | 0 | 0 | 0 | [7 empty] | 0 | [20 empty] | 0 | [10 empty] | 0 |  |  |  |  | 0% | [42 empty] | 0 |  |  | 0 | [26 empty] | 0.00016273 | 0.008314
0 | 222 | HVAC Tune-Up | Central AC and HP Tune-Up | 88321 |  |  |  |  | 0 | [6 empty] | 0 | 0 | [20 empty] | 0 | [6 empty] | 1 | [15 empty] | 0 | 0 | 0 | [7 empty] | 0 | [20 empty] | 0 | [10 empty] | 0 |  |  |  |  | 0% | [42 empty] | 0 |  |  | 0 | [26 empty] | 0.00016273 | 0.008314
0 | 223 | HVAC Tune-Up | Central AC and HP Tune-Up | 88321 |  |  |  |  | 0 | [6 empty] | 0 | 0 | [20 empty] | 0 | [6 empty] | 1 | [15 empty] | 0 | 0 | 0 | [7 empty] | 0 | [20 empty] | 0 | [10 empty] | 0 |  |  |  |  | 0% | [42 empty] | 0 |  |  | 0 | [26 empty] | 0.00016273 | 0.008314
0 | 224 | HVAC Tune-Up | Central AC and HP Tune-Up | 88321 |  |  |  |  | 0 | [6 empty] | 0 | 0 | [20 empty] | 0 | [6 empty] | 1 | [15 empty] | 0 | 0 | 0 | [7 empty] | 0 | [20 empty] | 0 | [10 empty] | 0 |  |  |  |  | 0% | [42 empty] | 0 |  |  | 0 | [26 empty] | 0.00016273 | 0.008314
0 | 225 | HVAC Tune-Up | Central AC and HP Tune-Up | 88321 |  |  |  |  | 0 | [6 empty] | 0 | 0 | [20 empty] | 0 | [6 empty] | 1 | [15 empty] | 0 | 0 | 0 | [7 empty] | 0 | [20 empty] | 0 | [10 empty] | 0 |  |  |  |  | 0% | [42 empty] | 0 |  |  | 0 | [26 empty] | 0.00016273 | 0.008314
0 | 226 | HVAC Tune-Up | Central AC and HP Tune-Up | 88321 |  |  |  |  | 0 | [6 empty] | 0 | 0 | [20 empty] | 0 | [6 empty] | 1 | [15 empty] | 0 | 0 | 0 | [7 empty] | 0 | [20 empty] | 0 | [10 empty] | 0 |  |  |  |  | 0% | [42 empty] | 0 |  |  | 0 | [26 empty] | 0.00016273 | 0.008314
0 | 227 | HVAC Tune-Up | Central AC and HP Tune-Up | 88321 |  |  |  |  | 0 | [6 empty] | 0 | 0 | [20 empty] | 0 | [6 empty] | 1 | [15 empty] | 0 | 0 | 0 | [7 empty] | 0 | [20 empty] | 0 | [10 empty] | 0 |  |  |  |  | 0% | [42 empty] | 0 |  |  | 0 | [26 empty] | 0.00016273 | 0.008314
0 | 228 | HVAC Tune-Up | Central AC and HP Tune-Up | 88321 |  |  |  |  | 0 | [6 empty] | 0 | 0 | [20 empty] | 0 | [6 empty] | 1 | [15 empty] | 0 | 0 | 0 | [7 empty] | 0 | [20 empty] | 0 | [10 empty] | 0 |  |  |  |  | 0% | [42 empty] | 0 |  |  | 0 | [26 empty] | 0.00016273 | 0.008314
0 | 229 | HVAC Tune-Up | Central AC and HP Tune-Up | 88321 |  |  |  |  | 0 | [6 empty] | 0 | 0 | [20 empty] | 0 | [6 empty] | 1 | [15 empty] | 0 | 0 | 0 | [7 empty] | 0 | [20 empty] | 0 | [10 empty] | 0 |  |  |  |  | 0% | [42 empty] | 0 |  |  | 0 | [26 empty] | 0.00016273 | 0.008314
0 | 230 | HVAC Tune-Up | Central AC and HP Tune-Up | 88321 |  |  |  |  | 0 | [6 empty] | 0 | 0 | [20 empty] | 0 | [6 empty] | 1 | [15 empty] | 0 | 0 | 0 | [7 empty] | 0 | [20 empty] | 0 | [10 empty] | 0 |  |  |  |  | 0% | [42 empty] | 0 |  |  | 0 | [26 empty] | 0.00016273 | 0.008314
0 | 231 | HVAC Tune-Up | Central AC and HP Tune-Up | 88321 |  |  |  |  | 0 | [6 empty] | 0 | 0 | [20 empty] | 0 | [6 empty] | 1 | [15 empty] | 0 | 0 | 0 | [7 empty] | 0 | [20 empty] | 0 | [10 empty] | 0 |  |  |  |  | 0% | [42 empty] | 0 |  |  | 0 | [26 empty] | 0.00016273 | 0.008314
0 | 232 | HVAC Tune-Up | Central AC and HP Tune-Up | 88321 |  |  |  |  | 0 | [6 empty] | 0 | 0 | [20 empty] | 0 | [6 empty] | 1 | [15 empty] | 0 | 0 | 0 | [7 empty] | 0 | [20 empty] | 0 | [10 empty] | 0 |  |  |  |  | 0% | [42 empty] | 0 |  |  | 0 | [26 empty] | 0.00016273 | 0.008314
0 | 233 | HVAC Tune-Up | Central AC and HP Tune-Up | 88321 |  |  |  |  | 0 | [6 empty] | 0 | 0 | [20 empty] | 0 | [6 empty] | 1 | [15 empty] | 0 | 0 | 0 | [7 empty] | 0 | [20 empty] | 0 | [10 empty] | 0 |  |  |  |  | 0% | [42 empty] | 0 |  |  | 0 | [26 empty] | 0.00016273 | 0.008314
0 | 234 | HVAC Tune-Up | Central AC and HP Tune-Up | 88321 |  |  |  |  | 0 | [6 empty] | 0 | 0 | [20 empty] | 0 | [6 empty] | 1 | [15 empty] | 0 | 0 | 0 | [7 empty] | 0 | [20 empty] | 0 | [10 empty] | 0 |  |  |  |  | 0% | [42 empty] | 0 |  |  | 0 | [26 empty] | 0.00016273 | 0.008314
0 | 235 | HVAC Tune-Up | Central AC and HP Tune-Up | 88321 |  |  |  |  | 0 | [6 empty] | 0 | 0 | [20 empty] | 0 | [6 empty] | 1 | [15 empty] | 0 | 0 | 0 | [7 empty] | 0 | [20 empty] | 0 | [10 empty] | 0 |  |  |  |  | 0% | [42 empty] | 0 |  |  | 0 | [26 empty] | 0.00016273 | 0.008314
0 | 236 | HVAC Tune-Up | Central AC and HP Tune-Up | 88321 |  |  |  |  | 0 | [6 empty] | 0 | 0 | [20 empty] | 0 | [6 empty] | 1 | [15 empty] | 0 | 0 | 0 | [7 empty] | 0 | [20 empty] | 0 | [10 empty] | 0 |  |  |  |  | 0% | [42 empty] | 0 |  |  | 0 | [26 empty] | 0.00016273 | 0.008314
0 | 237 | HVAC Tune-Up | Central AC and HP Tune-Up | 88321 |  |  |  |  | 0 | [6 empty] | 0 | 0 | [20 empty] | 0 | [6 empty] | 1 | [15 empty] | 0 | 0 | 0 | [7 empty] | 0 | [20 empty] | 0 | [10 empty] | 0 |  |  |  |  | 0% | [42 empty] | 0 |  |  | 0 | [26 empty] | 0.00016273 | 0.008314
0 | 238 | HVAC Tune-Up | Central AC and HP Tune-Up | 88321 |  |  |  |  | 0 | [6 empty] | 0 | 0 | [20 empty] | 0 | [6 empty] | 1 | [15 empty] | 0 | 0 | 0 | [7 empty] | 0 | [20 empty] | 0 | [10 empty] | 0 |  |  |  |  | 0% | [42 empty] | 0 |  |  | 0 | [26 empty] | 0.00016273 | 0.008314
0 | 239 | HVAC Tune-Up | Central AC and HP Tune-Up | 88321 |  |  |  |  | 0 | [6 empty] | 0 | 0 | [20 empty] | 0 | [6 empty] | 1 | [15 empty] | 0 | 0 | 0 | [7 empty] | 0 | [20 empty] | 0 | [10 empty] | 0 |  |  |  |  | 0% | [42 empty] | 0 |  |  | 0 | [26 empty] | 0.00016273 | 0.008314
0 | 240 | HVAC Tune-Up | Central AC and HP Tune-Up | 88321 |  |  |  |  | 0 | [6 empty] | 0 | 0 | [20 empty] | 0 | [6 empty] | 1 | [15 empty] | 0 | 0 | 0 | [7 empty] | 0 | [20 empty] | 0 | [10 empty] | 0 |  |  |  |  | 0% | [42 empty] | 0 |  |  | 0 | [26 empty] | 0.00016273 | 0.008314
0 | 241 | HVAC Tune-Up | Central AC and HP Tune-Up | 88321 |  |  |  |  | 0 | [6 empty] | 0 | 0 | [20 empty] | 0 | [6 empty] | 1 | [15 empty] | 0 | 0 | 0 | [7 empty] | 0 | [20 empty] | 0 | [10 empty] | 0 |  |  |  |  | 0% | [42 empty] | 0 |  |  | 0 | [26 empty] | 0.00016273 | 0.008314
0 | 242 | HVAC Tune-Up | Central AC and HP Tune-Up | 88321 |  |  |  |  | 0 | [6 empty] | 0 | 0 | [20 empty] | 0 | [6 empty] | 1 | [15 empty] | 0 | 0 | 0 | [7 empty] | 0 | [20 empty] | 0 | [10 empty] | 0 |  |  |  |  | 0% | [42 empty] | 0 |  |  | 0 | [26 empty] | 0.00016273 | 0.008314
0 | 243 | HVAC Tune-Up | Central AC and HP Tune-Up | 88321 |  |  |  |  | 0 | [6 empty] | 0 | 0 | [20 empty] | 0 | [6 empty] | 1 | [15 empty] | 0 | 0 | 0 | [7 empty] | 0 | [20 empty] | 0 | [10 empty] | 0 |  |  |  |  | 0% | [42 empty] | 0 |  |  | 0 | [26 empty] | 0.00016273 | 0.008314
0 | 244 | HVAC Tune-Up | Central AC and HP Tune-Up | 88321 |  |  |  |  | 0 | [6 empty] | 0 | 0 | [20 empty] | 0 | [6 empty] | 1 | [15 empty] | 0 | 0 | 0 | [7 empty] | 0 | [20 empty] | 0 | [10 empty] | 0 |  |  |  |  | 0% | [42 empty] | 0 |  |  | 0 | [26 empty] | 0.00016273 | 0.008314
0 | 245 | HVAC Tune-Up | Central AC and HP Tune-Up | 88321 |  |  |  |  | 0 | [6 empty] | 0 | 0 | [20 empty] | 0 | [6 empty] | 1 | [15 empty] | 0 | 0 | 0 | [7 empty] | 0 | [20 empty] | 0 | [10 empty] | 0 |  |  |  |  | 0% | [42 empty] | 0 |  |  | 0 | [26 empty] | 0.00016273 | 0.008314
0 | 246 | Other | Bonus | 88680 | [5 empty] | 0 | 0 | 0 | [32 empty] | 1 | [57 empty] | 0 |  |  |  |  | 0%
0 | 247 | Other | GNI Adder | 88679 | [5 empty] | 0 | 0 | 0 | [32 empty] | 1 | [57 empty] | 0 |  |  |  |  | 0%
0 | 248 | Refrigeration | Anti-Condensation Door Heater Controls | 88303 |  |  |  |  | 0 | [6 empty] | 0 | 0 | [5 empty] | 0 | [21 empty] | 1 | [39 empty] | 0 | [17 empty] | 0 |  |  |  |  | 0% | [17 empty] | 0 | [27 empty] | 0 | [26 empty] | 0.00016273 | 0.008314
0 | 249 | Refrigeration | Anti-Condensation Door Heater Controls | 88303 |  |  |  |  | 0 | [6 empty] | 0 | 0 | [5 empty] | 0 | [21 empty] | 1 | [39 empty] | 0 | [17 empty] | 0 |  |  |  |  | 0% | [17 empty] | 0 | [27 empty] | 0 | [26 empty] | 0.00016273 | 0.008314
0 | 250 | Refrigeration | Anti-Condensation Door Heater Controls | 88303 |  |  |  |  | 0 | [6 empty] | 0 | 0 | [5 empty] | 0 | [21 empty] | 1 | [39 empty] | 0 | [17 empty] | 0 |  |  |  |  | 0% | [17 empty] | 0 | [27 empty] | 0 | [26 empty] | 0.00016273 | 0.008314
0 | 251 | Refrigeration | Anti-Condensation Door Heater Controls | 88303 |  |  |  |  | 0 | [6 empty] | 0 | 0 | [5 empty] | 0 | [21 empty] | 1 | [39 empty] | 0 | [17 empty] | 0 |  |  |  |  | 0% | [17 empty] | 0 | [27 empty] | 0 | [26 empty] | 0.00016273 | 0.008314
0 | 252 | Refrigeration | Anti-Condensation Door Heater Controls | 88303 |  |  |  |  | 0 | [6 empty] | 0 | 0 | [5 empty] | 0 | [21 empty] | 1 | [39 empty] | 0 | [17 empty] | 0 |  |  |  |  | 0% | [17 empty] | 0 | [27 empty] | 0 | [26 empty] | 0.00016273 | 0.008314
0 | 253 | Refrigeration | Anti-Condensation Door Heater Controls | 88303 |  |  |  |  | 0 | [6 empty] | 0 | 0 | [5 empty] | 0 | [21 empty] | 1 | [39 empty] | 0 | [17 empty] | 0 |  |  |  |  | 0% | [17 empty] | 0 | [27 empty] | 0 | [26 empty] | 0.00016273 | 0.008314
0 | 254 | Refrigeration | Anti-Condensation Door Heater Controls | 88303 |  |  |  |  | 0 | [6 empty] | 0 | 0 | [5 empty] | 0 | [21 empty] | 1 | [39 empty] | 0 | [17 empty] | 0 |  |  |  |  | 0% | [17 empty] | 0 | [27 empty] | 0 | [26 empty] | 0.00016273 | 0.008314
0 | 255 | Refrigeration | Anti-Condensation Door Heater Controls | 88303 |  |  |  |  | 0 | [6 empty] | 0 | 0 | [5 empty] | 0 | [21 empty] | 1 | [39 empty] | 0 | [17 empty] | 0 |  |  |  |  | 0% | [17 empty] | 0 | [27 empty] | 0 | [26 empty] | 0.00016273 | 0.008314
0 | 256 | Refrigeration | Anti-Condensation Door Heater Controls | 88303 |  |  |  |  | 0 | [6 empty] | 0 | 0 | [5 empty] | 0 | [21 empty] | 1 | [39 empty] | 0 | [17 empty] | 0 |  |  |  |  | 0% | [17 empty] | 0 | [27 empty] | 0 | [26 empty] | 0.00016273 | 0.008314
0 | 257 | Refrigeration | Anti-Condensation Door Heater Controls | 88303 |  |  |  |  | 0 | [6 empty] | 0 | 0 | [5 empty] | 0 | [21 empty] | 1 | [39 empty] | 0 | [17 empty] | 0 |  |  |  |  | 0% | [17 empty] | 0 | [27 empty] | 0 | [26 empty] | 0.00016273 | 0.008314
0 | 258 | Refrigeration | Auto Closers on Walk-in Freezers/Coolers | 88351 |  |  |  |  | 0 | [6 empty] | 0 | 0 | [27 empty] | 1 | [57 empty] | 0 |  |  |  |  | 0% | [45 empty] | 0 | [26 empty] | 0.00016273 | 0.008314
0 | 259 | Refrigeration | Auto Closers on Walk-in Freezers/Coolers | 88351 |  |  |  |  | 0 | [6 empty] | 0 | 0 | [27 empty] | 1 | [57 empty] | 0 |  |  |  |  | 0% | [45 empty] | 0 | [26 empty] | 0.00016273 | 0.008314
0 | 260 | Refrigeration | Auto Closers on Walk-in Freezers/Coolers | 88351 |  |  |  |  | 0 | [6 empty] | 0 | 0 | [27 empty] | 1 | [57 empty] | 0 |  |  |  |  | 0% | [45 empty] | 0 | [26 empty] | 0.00016273 | 0.008314
0 | 261 | Refrigeration | Auto Closers on Walk-in Freezers/Coolers | 88351 |  |  |  |  | 0 | [6 empty] | 0 | 0 | [27 empty] | 1 | [57 empty] | 0 |  |  |  |  | 0% | [45 empty] | 0 | [26 empty] | 0.00016273 | 0.008314
0 | 262 | Refrigeration | Auto Closers on Walk-in Freezers/Coolers | 88351 |  |  |  |  | 0 | [6 empty] | 0 | 0 | [27 empty] | 1 | [57 empty] | 0 |  |  |  |  | 0% | [45 empty] | 0 | [26 empty] | 0.00016273 | 0.008314
0 | 263 | Refrigeration | Auto Closers on Walk-in Freezers/Coolers | 88351 |  |  |  |  | 0 | [6 empty] | 0 | 0 | [27 empty] | 1 | [57 empty] | 0 |  |  |  |  | 0% | [45 empty] | 0 | [26 empty] | 0.00016273 | 0.008314
0 | 264 | Refrigeration | Auto Closers on Walk-in Freezers/Coolers | 88351 |  |  |  |  | 0 | [6 empty] | 0 | 0 | [27 empty] | 1 | [57 empty] | 0 |  |  |  |  | 0% | [45 empty] | 0 | [26 empty] | 0.00016273 | 0.008314
0 | 265 | Refrigeration | Auto Closers on Walk-in Freezers/Coolers | 88351 |  |  |  |  | 0 | [6 empty] | 0 | 0 | [27 empty] | 1 | [57 empty] | 0 |  |  |  |  | 0% | [45 empty] | 0 | [26 empty] | 0.00016273 | 0.008314
0 | 266 | Refrigeration | Auto Closers on Walk-in Freezers/Coolers | 88351 |  |  |  |  | 0 | [6 empty] | 0 | 0 | [27 empty] | 1 | [57 empty] | 0 |  |  |  |  | 0% | [45 empty] | 0 | [26 empty] | 0.00016273 | 0.008314
0 | 267 | Refrigeration | Auto Closers on Walk-in Freezers/Coolers | 88351 |  |  |  |  | 0 | [6 empty] | 0 | 0 | [27 empty] | 1 | [57 empty] | 0 |  |  |  |  | 0% | [45 empty] | 0 | [26 empty] | 0.00016273 | 0.008314
0 | 268 | Refrigeration | Evaporator Coil Defrost Controls | 88300 |  |  |  |  | 0 | [6 empty] | 0 | 0 | [23 empty] | 0 | 0 |  |  | 1 |  |  |  |  | 0 | [28 empty] | 0 | [5 empty] | 0 | [6 empty] | 0 | [7 empty] | 0 |  |  | 0 |  |  |  |  | 0% | [45 empty] | 0 | [26 empty] | 0.00016273 | 0.008314
0 | 269 | Refrigeration | Evaporator Coil Defrost Controls | 88300 |  |  |  |  | 0 | [6 empty] | 0 | 0 | [23 empty] | 0 | 0 |  |  | 1 |  |  |  |  | 0 | [28 empty] | 0 | [5 empty] | 0 | [6 empty] | 0 | [7 empty] | 0 |  |  | 0 |  |  |  |  | 0% | [45 empty] | 0 | [26 empty] | 0.00016273 | 0.008314
0 | 270 | Refrigeration | Evaporator Coil Defrost Controls | 88300 |  |  |  |  | 0 | [6 empty] | 0 | 0 | [23 empty] | 0 | 0 |  |  | 1 |  |  |  |  | 0 | [28 empty] | 0 | [5 empty] | 0 | [6 empty] | 0 | [7 empty] | 0 |  |  | 0 |  |  |  |  | 0% | [45 empty] | 0 | [26 empty] | 0.00016273 | 0.008314
0 | 271 | Refrigeration | Evaporator Coil Defrost Controls | 88300 |  |  |  |  | 0 | [6 empty] | 0 | 0 | [23 empty] | 0 | 0 |  |  | 1 |  |  |  |  | 0 | [28 empty] | 0 | [5 empty] | 0 | [6 empty] | 0 | [7 empty] | 0 |  |  | 0 |  |  |  |  | 0% | [45 empty] | 0 | [26 empty] | 0.00016273 | 0.008314
0 | 272 | Refrigeration | Evaporator Coil Defrost Controls | 88300 |  |  |  |  | 0 | [6 empty] | 0 | 0 | [23 empty] | 0 | 0 |  |  | 1 |  |  |  |  | 0 | [28 empty] | 0 | [5 empty] | 0 | [6 empty] | 0 | [7 empty] | 0 |  |  | 0 |  |  |  |  | 0% | [45 empty] | 0 | [26 empty] | 0.00016273 | 0.008314
0 | 273 | Refrigeration | Evaporator Coil Defrost Controls | 88300 |  |  |  |  | 0 | [6 empty] | 0 | 0 | [23 empty] | 0 | 0 |  |  | 1 |  |  |  |  | 0 | [28 empty] | 0 | [5 empty] | 0 | [6 empty] | 0 | [7 empty] | 0 |  |  | 0 |  |  |  |  | 0% | [45 empty] | 0 | [26 empty] | 0.00016273 | 0.008314
0 | 274 | Refrigeration | Evaporator Coil Defrost Controls | 88300 |  |  |  |  | 0 | [6 empty] | 0 | 0 | [23 empty] | 0 | 0 |  |  | 1 |  |  |  |  | 0 | [28 empty] | 0 | [5 empty] | 0 | [6 empty] | 0 | [7 empty] | 0 |  |  | 0 |  |  |  |  | 0% | [45 empty] | 0 | [26 empty] | 0.00016273 | 0.008314
0 | 275 | Refrigeration | Evaporator Coil Defrost Controls | 88300 |  |  |  |  | 0 | [6 empty] | 0 | 0 | [23 empty] | 0 | 0 |  |  | 1 |  |  |  |  | 0 | [28 empty] | 0 | [5 empty] | 0 | [6 empty] | 0 | [7 empty] | 0 |  |  | 0 |  |  |  |  | 0% | [45 empty] | 0 | [26 empty] | 0.00016273 | 0.008314
0 | 276 | Refrigeration | Evaporator Coil Defrost Controls | 88300 |  |  |  |  | 0 | [6 empty] | 0 | 0 | [23 empty] | 0 | 0 |  |  | 1 |  |  |  |  | 0 | [28 empty] | 0 | [5 empty] | 0 | [6 empty] | 0 | [7 empty] | 0 |  |  | 0 |  |  |  |  | 0% | [45 empty] | 0 | [26 empty] | 0.00016273 | 0.008314
0 | 277 | Refrigeration | Evaporator Coil Defrost Controls | 88300 |  |  |  |  | 0 | [6 empty] | 0 | 0 | [23 empty] | 0 | 0 |  |  | 1 |  |  |  |  | 0 | [28 empty] | 0 | [5 empty] | 0 | [6 empty] | 0 | [7 empty] | 0 |  |  | 0 |  |  |  |  | 0% | [45 empty] | 0 | [26 empty] | 0.00016273 | 0.008314
0 | 278 | Refrigeration | EC Motors Retrofits | 88327 |  |  |  |  | 0 | [6 empty] | 0 | 0 | [27 empty] | 1 | [33 empty] | 0 |  |  |  |  | 0 | 0 | 0 | [8 empty] | 0 | [7 empty] | 0 |  |  | 0 |  | 0% | [18 empty] | 0 |  |  |  | 0 | 0 | [21 empty] | 0 | [26 empty] | 0.00016273 | 0.008314
0 | 279 | Refrigeration | EC Motors Retrofits | 88327 |  |  |  |  | 0 | [6 empty] | 0 | 0 | [27 empty] | 1 | [33 empty] | 0 |  |  |  |  | 0 | 0 | 0 | [8 empty] | 0 | [7 empty] | 0 |  |  | 0 |  | 0% | [18 empty] | 0 |  |  |  | 0 | 0 | [21 empty] | 0 | [26 empty] | 0.00016273 | 0.008314
0 | 280 | Refrigeration | EC Motors Retrofits | 88327 |  |  |  |  | 0 | [6 empty] | 0 | 0 | [27 empty] | 1 | [33 empty] | 0 |  |  |  |  | 0 | 0 | 0 | [8 empty] | 0 | [7 empty] | 0 |  |  | 0 |  | 0% | [18 empty] | 0 |  |  |  | 0 | 0 | [21 empty] | 0 | [26 empty] | 0.00016273 | 0.008314
0 | 281 | Refrigeration | EC Motors Retrofits | 88327 |  |  |  |  | 0 | [6 empty] | 0 | 0 | [27 empty] | 1 | [33 empty] | 0 |  |  |  |  | 0 | 0 | 0 | [8 empty] | 0 | [7 empty] | 0 |  |  | 0 |  | 0% | [18 empty] | 0 |  |  |  | 0 | 0 | [21 empty] | 0 | [26 empty] | 0.00016273 | 0.008314
0 | 282 | Refrigeration | EC Motors Retrofits | 88327 |  |  |  |  | 0 | [6 empty] | 0 | 0 | [27 empty] | 1 | [33 empty] | 0 |  |  |  |  | 0 | 0 | 0 | [8 empty] | 0 | [7 empty] | 0 |  |  | 0 |  | 0% | [18 empty] | 0 |  |  |  | 0 | 0 | [21 empty] | 0 | [26 empty] | 0.00016273 | 0.008314
0 | 283 | Refrigeration | EC Motors Retrofits | 88327 |  |  |  |  | 0 | [6 empty] | 0 | 0 | [27 empty] | 1 | [33 empty] | 0 |  |  |  |  | 0 | 0 | 0 | [8 empty] | 0 | [7 empty] | 0 |  |  | 0 |  | 0% | [18 empty] | 0 |  |  |  | 0 | 0 | [21 empty] | 0 | [26 empty] | 0.00016273 | 0.008314
0 | 284 | Refrigeration | EC Motors Retrofits | 88327 |  |  |  |  | 0 | [6 empty] | 0 | 0 | [27 empty] | 1 | [33 empty] | 0 |  |  |  |  | 0 | 0 | 0 | [8 empty] | 0 | [7 empty] | 0 |  |  | 0 |  | 0% | [18 empty] | 0 |  |  |  | 0 | 0 | [21 empty] | 0 | [26 empty] | 0.00016273 | 0.008314
0 | 285 | Refrigeration | EC Motors Retrofits | 88327 |  |  |  |  | 0 | [6 empty] | 0 | 0 | [27 empty] | 1 | [33 empty] | 0 |  |  |  |  | 0 | 0 | 0 | [8 empty] | 0 | [7 empty] | 0 |  |  | 0 |  | 0% | [18 empty] | 0 |  |  |  | 0 | 0 | [21 empty] | 0 | [26 empty] | 0.00016273 | 0.008314
0 | 286 | Refrigeration | EC Motors Retrofits | 88327 |  |  |  |  | 0 | [6 empty] | 0 | 0 | [27 empty] | 1 | [33 empty] | 0 |  |  |  |  | 0 | 0 | 0 | [8 empty] | 0 | [7 empty] | 0 |  |  | 0 |  | 0% | [18 empty] | 0 |  |  |  | 0 | 0 | [21 empty] | 0 | [26 empty] | 0.00016273 | 0.008314
0 | 287 | Refrigeration | EC Motors Retrofits | 88327 |  |  |  |  | 0 | [6 empty] | 0 | 0 | [27 empty] | 1 | [33 empty] | 0 |  |  |  |  | 0 | 0 | 0 | [8 empty] | 0 | [7 empty] | 0 |  |  | 0 |  | 0% | [18 empty] | 0 |  |  |  | 0 | 0 | [21 empty] | 0 | [26 empty] | 0.00016273 | 0.008314
0 | 288 | Refrigeration | Refrigeration Evaporator Fan Controls | 88326 |  |  |  |  | 0 | [6 empty] | 0 | 0 | [27 empty] | 1 | [10 empty] | 0 | [22 empty] | 0 |  |  |  |  | 0 | 0 | 0 | [16 empty] | 0 |  |  |  |  | 0% | 0 | [20 empty] | 0 | 0 | 0 | [21 empty] | 0 | [26 empty] | 0.00016273 | 0.008314
0 | 289 | Refrigeration | Refrigeration Evaporator Fan Controls | 88326 |  |  |  |  | 0 | [6 empty] | 0 | 0 | [27 empty] | 1 | [10 empty] | 0 | [22 empty] | 0 |  |  |  |  | 0 | 0 | 0 | [16 empty] | 0 |  |  |  |  | 0% | 0 | [20 empty] | 0 | 0 | 0 | [21 empty] | 0 | [26 empty] | 0.00016273 | 0.008314
0 | 290 | Refrigeration | Refrigeration Evaporator Fan Controls | 88326 |  |  |  |  | 0 | [6 empty] | 0 | 0 | [27 empty] | 1 | [10 empty] | 0 | [22 empty] | 0 |  |  |  |  | 0 | 0 | 0 | [16 empty] | 0 |  |  |  |  | 0% | 0 | [20 empty] | 0 | 0 | 0 | [21 empty] | 0 | [26 empty] | 0.00016273 | 0.008314
0 | 291 | Refrigeration | Refrigeration Evaporator Fan Controls | 88326 |  |  |  |  | 0 | [6 empty] | 0 | 0 | [27 empty] | 1 | [10 empty] | 0 | [22 empty] | 0 |  |  |  |  | 0 | 0 | 0 | [16 empty] | 0 |  |  |  |  | 0% | 0 | [20 empty] | 0 | 0 | 0 | [21 empty] | 0 | [26 empty] | 0.00016273 | 0.008314
0 | 292 | Refrigeration | Refrigeration Evaporator Fan Controls | 88326 |  |  |  |  | 0 | [6 empty] | 0 | 0 | [27 empty] | 1 | [10 empty] | 0 | [22 empty] | 0 |  |  |  |  | 0 | 0 | 0 | [16 empty] | 0 |  |  |  |  | 0% | 0 | [20 empty] | 0 | 0 | 0 | [21 empty] | 0 | [26 empty] | 0.00016273 | 0.008314
0 | 293 | Refrigeration | Refrigeration Evaporator Fan Controls | 88326 |  |  |  |  | 0 | [6 empty] | 0 | 0 | [27 empty] | 1 | [10 empty] | 0 | [22 empty] | 0 |  |  |  |  | 0 | 0 | 0 | [16 empty] | 0 |  |  |  |  | 0% | 0 | [20 empty] | 0 | 0 | 0 | [21 empty] | 0 | [26 empty] | 0.00016273 | 0.008314
0 | 294 | Refrigeration | Refrigeration Evaporator Fan Controls | 88326 |  |  |  |  | 0 | [6 empty] | 0 | 0 | [27 empty] | 1 | [10 empty] | 0 | [22 empty] | 0 |  |  |  |  | 0 | 0 | 0 | [16 empty] | 0 |  |  |  |  | 0% | 0 | [20 empty] | 0 | 0 | 0 | [21 empty] | 0 | [26 empty] | 0.00016273 | 0.008314
0 | 295 | Refrigeration | Refrigeration Evaporator Fan Controls | 88326 |  |  |  |  | 0 | [6 empty] | 0 | 0 | [27 empty] | 1 | [10 empty] | 0 | [22 empty] | 0 |  |  |  |  | 0 | 0 | 0 | [16 empty] | 0 |  |  |  |  | 0% | 0 | [20 empty] | 0 | 0 | 0 | [21 empty] | 0 | [26 empty] | 0.00016273 | 0.008314
0 | 296 | Refrigeration | Refrigeration Evaporator Fan Controls | 88326 |  |  |  |  | 0 | [6 empty] | 0 | 0 | [27 empty] | 1 | [10 empty] | 0 | [22 empty] | 0 |  |  |  |  | 0 | 0 | 0 | [16 empty] | 0 |  |  |  |  | 0% | 0 | [20 empty] | 0 | 0 | 0 | [21 empty] | 0 | [26 empty] | 0.00016273 | 0.008314
0 | 297 | Refrigeration | Refrigeration Evaporator Fan Controls | 88326 |  |  |  |  | 0 | [6 empty] | 0 | 0 | [27 empty] | 1 | [10 empty] | 0 | [22 empty] | 0 |  |  |  |  | 0 | 0 | 0 | [16 empty] | 0 |  |  |  |  | 0% | 0 | [20 empty] | 0 | 0 | 0 | [21 empty] | 0 | [26 empty] | 0.00016273 | 0.008314
0 | 298 | Refrigeration | Refrigerated Case Night Covers | 88324 |  |  |  |  | 0 | [6 empty] | 0 | 0 | 0 | 0 | [19 empty] | 0 | [5 empty] | 1 | [10 empty] | 0 | [22 empty] | 0 | [10 empty] | 0 | [12 empty] | 0 |  |  |  |  | 0% | [6 empty] | 0 | [38 empty] | 0 | [26 empty] | 0.00016273 | 0.008314
0 | 299 | Refrigeration | Refrigerated Case Night Covers | 88324 |  |  |  |  | 0 | [6 empty] | 0 | 0 | 0 | 0 | [19 empty] | 0 | [5 empty] | 1 | [10 empty] | 0 | [22 empty] | 0 | [10 empty] | 0 | [12 empty] | 0 |  |  |  |  | 0% | [6 empty] | 0 | [38 empty] | 0 | [26 empty] | 0.00016273 | 0.008314
0 | 300 | Refrigeration | Refrigerated Case Night Covers | 88324 |  |  |  |  | 0 | [6 empty] | 0 | 0 | 0 | 0 | [19 empty] | 0 | [5 empty] | 1 | [10 empty] | 0 | [22 empty] | 0 | [10 empty] | 0 | [12 empty] | 0 |  |  |  |  | 0% | [6 empty] | 0 | [38 empty] | 0 | [26 empty] | 0.00016273 | 0.008314
0 | 301 | Refrigeration | Refrigerated Case Night Covers | 88324 |  |  |  |  | 0 | [6 empty] | 0 | 0 | 0 | 0 | [19 empty] | 0 | [5 empty] | 1 | [10 empty] | 0 | [22 empty] | 0 | [10 empty] | 0 | [12 empty] | 0 |  |  |  |  | 0% | [6 empty] | 0 | [38 empty] | 0 | [26 empty] | 0.00016273 | 0.008314
0 | 302 | Refrigeration | Refrigerated Case Night Covers | 88324 |  |  |  |  | 0 | [6 empty] | 0 | 0 | 0 | 0 | [19 empty] | 0 | [5 empty] | 1 | [10 empty] | 0 | [22 empty] | 0 | [10 empty] | 0 | [12 empty] | 0 |  |  |  |  | 0% | [6 empty] | 0 | [38 empty] | 0 | [26 empty] | 0.00016273 | 0.008314
0 | 303 | Refrigeration | Refrigerated Case Night Covers | 88324 |  |  |  |  | 0 | [6 empty] | 0 | 0 | 0 | 0 | [19 empty] | 0 | [5 empty] | 1 | [10 empty] | 0 | [22 empty] | 0 | [10 empty] | 0 | [12 empty] | 0 |  |  |  |  | 0% | [6 empty] | 0 | [38 empty] | 0 | [26 empty] | 0.00016273 | 0.008314
0 | 304 | Refrigeration | Refrigerated Case Night Covers | 88324 |  |  |  |  | 0 | [6 empty] | 0 | 0 | 0 | 0 | [19 empty] | 0 | [5 empty] | 1 | [10 empty] | 0 | [22 empty] | 0 | [10 empty] | 0 | [12 empty] | 0 |  |  |  |  | 0% | [6 empty] | 0 | [38 empty] | 0 | [26 empty] | 0.00016273 | 0.008314
0 | 305 | Refrigeration | Refrigerated Case Night Covers | 88324 |  |  |  |  | 0 | [6 empty] | 0 | 0 | 0 | 0 | [19 empty] | 0 | [5 empty] | 1 | [10 empty] | 0 | [22 empty] | 0 | [10 empty] | 0 | [12 empty] | 0 |  |  |  |  | 0% | [6 empty] | 0 | [38 empty] | 0 | [26 empty] | 0.00016273 | 0.008314
0 | 306 | Refrigeration | Refrigerated Case Night Covers | 88324 |  |  |  |  | 0 | [6 empty] | 0 | 0 | 0 | 0 | [19 empty] | 0 | [5 empty] | 1 | [10 empty] | 0 | [22 empty] | 0 | [10 empty] | 0 | [12 empty] | 0 |  |  |  |  | 0% | [6 empty] | 0 | [38 empty] | 0 | [26 empty] | 0.00016273 | 0.008314
0 | 307 | Refrigeration | Refrigerated Case Night Covers | 88324 |  |  |  |  | 0 | [6 empty] | 0 | 0 | 0 | 0 | [19 empty] | 0 | [5 empty] | 1 | [10 empty] | 0 | [22 empty] | 0 | [10 empty] | 0 | [12 empty] | 0 |  |  |  |  | 0% | [6 empty] | 0 | [38 empty] | 0 | [26 empty] | 0.00016273 | 0.008314
0 | 308 | Refrigeration | Refrigeration Door Gasket Replacement | 88348 |  |  |  |  | 0 | [6 empty] | 0 | 0 | [27 empty] | 1 | [10 empty] | 0 | [28 empty] | 0 | [17 empty] | 0 |  |  |  |  | 0% | [45 empty] | 0 | [26 empty] | 0.00016273 | 0.008314
0 | 309 | Refrigeration | Refrigeration Door Gasket Replacement | 88348 |  |  |  |  | 0 | [6 empty] | 0 | 0 | [27 empty] | 1 | [10 empty] | 0 | [28 empty] | 0 | [17 empty] | 0 |  |  |  |  | 0% | [45 empty] | 0 | [26 empty] | 0.00016273 | 0.008314
0 | 310 | Refrigeration | Refrigeration Door Gasket Replacement | 88348 |  |  |  |  | 0 | [6 empty] | 0 | 0 | [27 empty] | 1 | [10 empty] | 0 | [28 empty] | 0 | [17 empty] | 0 |  |  |  |  | 0% | [45 empty] | 0 | [26 empty] | 0.00016273 | 0.008314
0 | 311 | Refrigeration | Refrigeration Door Gasket Replacement | 88348 |  |  |  |  | 0 | [6 empty] | 0 | 0 | [27 empty] | 1 | [10 empty] | 0 | [28 empty] | 0 | [17 empty] | 0 |  |  |  |  | 0% | [45 empty] | 0 | [26 empty] | 0.00016273 | 0.008314
0 | 312 | Refrigeration | Refrigeration Door Gasket Replacement | 88348 |  |  |  |  | 0 | [6 empty] | 0 | 0 | [27 empty] | 1 | [10 empty] | 0 | [28 empty] | 0 | [17 empty] | 0 |  |  |  |  | 0% | [45 empty] | 0 | [26 empty] | 0.00016273 | 0.008314
0 | 313 | Refrigeration | Refrigeration Door Gasket Replacement | 88348 |  |  |  |  | 0 | [6 empty] | 0 | 0 | [27 empty] | 1 | [10 empty] | 0 | [28 empty] | 0 | [17 empty] | 0 |  |  |  |  | 0% | [45 empty] | 0 | [26 empty] | 0.00016273 | 0.008314
0 | 314 | Refrigeration | Refrigeration Door Gasket Replacement | 88348 |  |  |  |  | 0 | [6 empty] | 0 | 0 | [27 empty] | 1 | [10 empty] | 0 | [28 empty] | 0 | [17 empty] | 0 |  |  |  |  | 0% | [45 empty] | 0 | [26 empty] | 0.00016273 | 0.008314
0 | 315 | Refrigeration | Refrigeration Door Gasket Replacement | 88348 |  |  |  |  | 0 | [6 empty] | 0 | 0 | [27 empty] | 1 | [10 empty] | 0 | [28 empty] | 0 | [17 empty] | 0 |  |  |  |  | 0% | [45 empty] | 0 | [26 empty] | 0.00016273 | 0.008314
0 | 316 | Refrigeration | Refrigeration Door Gasket Replacement | 88348 |  |  |  |  | 0 | [6 empty] | 0 | 0 | [27 empty] | 1 | [10 empty] | 0 | [28 empty] | 0 | [17 empty] | 0 |  |  |  |  | 0% | [45 empty] | 0 | [26 empty] | 0.00016273 | 0.008314
0 | 317 | Refrigeration | Refrigeration Door Gasket Replacement | 88348 |  |  |  |  | 0 | [6 empty] | 0 | 0 | [27 empty] | 1 | [10 empty] | 0 | [28 empty] | 0 | [17 empty] | 0 |  |  |  |  | 0% | [45 empty] | 0 | [26 empty] | 0.00016273 | 0.008314
0 | 318 | Refrigeration | Strip Curtains | 88311 |  |  |  |  | 0 | [6 empty] | 0 | 0 | [27 empty] | 1 | [10 empty] | 0 | [22 empty] | 0 | [5 empty] | 0 | [17 empty] | 0 |  |  |  |  | 0% | [45 empty] | 0 | [26 empty] | 0.00016273 | 0.008314
0 | 319 | Refrigeration | Strip Curtains | 88311 |  |  |  |  | 0 | [6 empty] | 0 | 0 | [27 empty] | 1 | [10 empty] | 0 | [22 empty] | 0 | [5 empty] | 0 | [17 empty] | 0 |  |  |  |  | 0% | [45 empty] | 0 | [26 empty] | 0.00016273 | 0.008314
0 | 320 | Refrigeration | Strip Curtains | 88311 |  |  |  |  | 0 | [6 empty] | 0 | 0 | [27 empty] | 1 | [10 empty] | 0 | [22 empty] | 0 | [5 empty] | 0 | [17 empty] | 0 |  |  |  |  | 0% | [45 empty] | 0 | [26 empty] | 0.00016273 | 0.008314
0 | 321 | Refrigeration | Strip Curtains | 88311 |  |  |  |  | 0 | [6 empty] | 0 | 0 | [27 empty] | 1 | [10 empty] | 0 | [22 empty] | 0 | [5 empty] | 0 | [17 empty] | 0 |  |  |  |  | 0% | [45 empty] | 0 | [26 empty] | 0.00016273 | 0.008314
0 | 322 | Refrigeration | Strip Curtains | 88311 |  |  |  |  | 0 | [6 empty] | 0 | 0 | [27 empty] | 1 | [10 empty] | 0 | [22 empty] | 0 | [5 empty] | 0 | [17 empty] | 0 |  |  |  |  | 0% | [45 empty] | 0 | [26 empty] | 0.00016273 | 0.008314
0 | 323 | Refrigeration | Strip Curtains | 88311 |  |  |  |  | 0 | [6 empty] | 0 | 0 | [27 empty] | 1 | [10 empty] | 0 | [22 empty] | 0 | [5 empty] | 0 | [17 empty] | 0 |  |  |  |  | 0% | [45 empty] | 0 | [26 empty] | 0.00016273 | 0.008314
0 | 324 | Refrigeration | Strip Curtains | 88311 |  |  |  |  | 0 | [6 empty] | 0 | 0 | [27 empty] | 1 | [10 empty] | 0 | [22 empty] | 0 | [5 empty] | 0 | [17 empty] | 0 |  |  |  |  | 0% | [45 empty] | 0 | [26 empty] | 0.00016273 | 0.008314
0 | 325 | Refrigeration | Strip Curtains | 88311 |  |  |  |  | 0 | [6 empty] | 0 | 0 | [27 empty] | 1 | [10 empty] | 0 | [22 empty] | 0 | [5 empty] | 0 | [17 empty] | 0 |  |  |  |  | 0% | [45 empty] | 0 | [26 empty] | 0.00016273 | 0.008314
0 | 326 | Refrigeration | Strip Curtains | 88311 |  |  |  |  | 0 | [6 empty] | 0 | 0 | [27 empty] | 1 | [10 empty] | 0 | [22 empty] | 0 | [5 empty] | 0 | [17 empty] | 0 |  |  |  |  | 0% | [45 empty] | 0 | [26 empty] | 0.00016273 | 0.008314
0 | 327 | Refrigeration | Strip Curtains | 88311 |  |  |  |  | 0 | [6 empty] | 0 | 0 | [27 empty] | 1 | [10 empty] | 0 | [22 empty] | 0 | [5 empty] | 0 | [17 empty] | 0 |  |  |  |  | 0% | [45 empty] | 0 | [26 empty] | 0.00016273 | 0.008314
0 | 328 | Refrigeration | Vending Machine Control | 88304 |  |  |  |  | 0 | [6 empty] | 0 | 0 | 0 | 0 | [13 empty] | 0 | [8 empty] | 8760 |  |  | 1 | [10 empty] | 0 | [22 empty] | 0 | [5 empty] | 0 | [17 empty] | 0 |  |  |  |  | 0% | [14 empty] | 0 | [30 empty] | 0 | [5 empty] | 0 | 0% |  |  | 0 | [5 empty] | 0 | 0 | 0 | 0 | 0 | [6 empty] | 0.00016273 | 0.008314
0 | 329 | Refrigeration | Vending Machine Control | 88304 |  |  |  |  | 0 | [6 empty] | 0 | 0 | 0 | 0 | [13 empty] | 0 | [8 empty] | 8760 |  |  | 1 | [10 empty] | 0 | [22 empty] | 0 | [5 empty] | 0 | [17 empty] | 0 |  |  |  |  | 0% | [14 empty] | 0 | [30 empty] | 0 | [5 empty] | 0 | 0% |  |  | 0 | [5 empty] | 0 | 0 | 0 | 0 | 0 | [6 empty] | 0.00016273 | 0.008314
0 | 330 | Refrigeration | Vending Machine Control | 88304 |  |  |  |  | 0 | [6 empty] | 0 | 0 | 0 | 0 | [13 empty] | 0 | [8 empty] | 8760 |  |  | 1 | [10 empty] | 0 | [22 empty] | 0 | [5 empty] | 0 | [17 empty] | 0 |  |  |  |  | 0% | [14 empty] | 0 | [30 empty] | 0 | [5 empty] | 0 | 0% |  |  | 0 | [5 empty] | 0 | 0 | 0 | 0 | 0 | [6 empty] | 0.00016273 | 0.008314
0 | 331 | Refrigeration | Vending Machine Control | 88304 |  |  |  |  | 0 | [6 empty] | 0 | 0 | 0 | 0 | [13 empty] | 0 | [8 empty] | 8760 |  |  | 1 | [10 empty] | 0 | [22 empty] | 0 | [5 empty] | 0 | [17 empty] | 0 |  |  |  |  | 0% | [14 empty] | 0 | [30 empty] | 0 | [5 empty] | 0 | 0% |  |  | 0 | [5 empty] | 0 | 0 | 0 | 0 | 0 | [6 empty] | 0.00016273 | 0.008314
0 | 332 | Refrigeration | Vending Machine Control | 88304 |  |  |  |  | 0 | [6 empty] | 0 | 0 | 0 | 0 | [13 empty] | 0 | [8 empty] | 8760 |  |  | 1 | [10 empty] | 0 | [22 empty] | 0 | [5 empty] | 0 | [17 empty] | 0 |  |  |  |  | 0% | [14 empty] | 0 | [30 empty] | 0 | [5 empty] | 0 | 0% |  |  | 0 | [5 empty] | 0 | 0 | 0 | 0 | 0 | [6 empty] | 0.00016273 | 0.008314
0 | 333 | Refrigeration | Vending Machine Control | 88304 |  |  |  |  | 0 | [6 empty] | 0 | 0 | 0 | 0 | [13 empty] | 0 | [8 empty] | 8760 |  |  | 1 | [10 empty] | 0 | [22 empty] | 0 | [5 empty] | 0 | [17 empty] | 0 |  |  |  |  | 0% | [14 empty] | 0 | [30 empty] | 0 | [5 empty] | 0 | 0% |  |  | 0 | [5 empty] | 0 | 0 | 0 | 0 | 0 | [6 empty] | 0.00016273 | 0.008314
0 | 334 | Refrigeration | Vending Machine Control | 88304 |  |  |  |  | 0 | [6 empty] | 0 | 0 | 0 | 0 | [13 empty] | 0 | [8 empty] | 8760 |  |  | 1 | [10 empty] | 0 | [22 empty] | 0 | [5 empty] | 0 | [17 empty] | 0 |  |  |  |  | 0% | [14 empty] | 0 | [30 empty] | 0 | [5 empty] | 0 | 0% |  |  | 0 | [5 empty] | 0 | 0 | 0 | 0 | 0 | [6 empty] | 0.00016273 | 0.008314
0 | 335 | Refrigeration | Vending Machine Control | 88304 |  |  |  |  | 0 | [6 empty] | 0 | 0 | 0 | 0 | [13 empty] | 0 | [8 empty] | 8760 |  |  | 1 | [10 empty] | 0 | [22 empty] | 0 | [5 empty] | 0 | [17 empty] | 0 |  |  |  |  | 0% | [14 empty] | 0 | [30 empty] | 0 | [5 empty] | 0 | 0% |  |  | 0 | [5 empty] | 0 | 0 | 0 | 0 | 0 | [6 empty] | 0.00016273 | 0.008314
0 | 336 | Refrigeration | Vending Machine Control | 88304 |  |  |  |  | 0 | [6 empty] | 0 | 0 | 0 | 0 | [13 empty] | 0 | [8 empty] | 8760 |  |  | 1 | [10 empty] | 0 | [22 empty] | 0 | [5 empty] | 0 | [17 empty] | 0 |  |  |  |  | 0% | [14 empty] | 0 | [30 empty] | 0 | [5 empty] | 0 | 0% |  |  | 0 | [5 empty] | 0 | 0 | 0 | 0 | 0 | [6 empty] | 0.00016273 | 0.008314
0 | 337 | Refrigeration | Vending Machine Control | 88304 |  |  |  |  | 0 | [6 empty] | 0 | 0 | 0 | 0 | [13 empty] | 0 | [8 empty] | 8760 |  |  | 1 | [10 empty] | 0 | [22 empty] | 0 | [5 empty] | 0 | [17 empty] | 0 |  |  |  |  | 0% | [14 empty] | 0 | [30 empty] | 0 | [5 empty] | 0 | 0% |  |  | 0 | [5 empty] | 0 | 0 | 0 | 0 | 0 | [6 empty] | 0.00016273 | 0.008314
0 | 338 | Refrigeration | Floating Head Pressure Controls | 88299 |  |  |  |  | 0 | [6 empty] | 0 | 0 | [27 empty] | 1 | [11 empty] | 0 | [21 empty] | 0 |  |  |  |  | 0 | 0 | [17 empty] | 0 |  |  |  |  | 0% | [45 empty] | 0 | [26 empty] | 0.00016273 | 0.008314
0 | 339 | Refrigeration | Floating Head Pressure Controls | 88299 |  |  |  |  | 0 | [6 empty] | 0 | 0 | [27 empty] | 1 | [11 empty] | 0 | [21 empty] | 0 |  |  |  |  | 0 | 0 | [17 empty] | 0 |  |  |  |  | 0% | [45 empty] | 0 | [26 empty] | 0.00016273 | 0.008314
0 | 340 | Refrigeration | Floating Head Pressure Controls | 88299 |  |  |  |  | 0 | [6 empty] | 0 | 0 | [27 empty] | 1 | [11 empty] | 0 | [21 empty] | 0 |  |  |  |  | 0 | 0 | [17 empty] | 0 |  |  |  |  | 0% | [45 empty] | 0 | [26 empty] | 0.00016273 | 0.008314
0 | 341 | Refrigeration | Floating Head Pressure Controls | 88299 |  |  |  |  | 0 | [6 empty] | 0 | 0 | [27 empty] | 1 | [11 empty] | 0 | [21 empty] | 0 |  |  |  |  | 0 | 0 | [17 empty] | 0 |  |  |  |  | 0% | [45 empty] | 0 | [26 empty] | 0.00016273 | 0.008314
0 | 342 | Refrigeration | Floating Head Pressure Controls | 88299 |  |  |  |  | 0 | [6 empty] | 0 | 0 | [27 empty] | 1 | [11 empty] | 0 | [21 empty] | 0 |  |  |  |  | 0 | 0 | [17 empty] | 0 |  |  |  |  | 0% | [45 empty] | 0 | [26 empty] | 0.00016273 | 0.008314
0 | 343 | Refrigeration | Floating Head Pressure Controls | 88299 |  |  |  |  | 0 | [6 empty] | 0 | 0 | [27 empty] | 1 | [11 empty] | 0 | [21 empty] | 0 |  |  |  |  | 0 | 0 | [17 empty] | 0 |  |  |  |  | 0% | [45 empty] | 0 | [26 empty] | 0.00016273 | 0.008314
0 | 344 | Refrigeration | Floating Head Pressure Controls | 88299 |  |  |  |  | 0 | [6 empty] | 0 | 0 | [27 empty] | 1 | [11 empty] | 0 | [21 empty] | 0 |  |  |  |  | 0 | 0 | [17 empty] | 0 |  |  |  |  | 0% | [45 empty] | 0 | [26 empty] | 0.00016273 | 0.008314
0 | 345 | Refrigeration | Floating Head Pressure Controls | 88299 |  |  |  |  | 0 | [6 empty] | 0 | 0 | [27 empty] | 1 | [11 empty] | 0 | [21 empty] | 0 |  |  |  |  | 0 | 0 | [17 empty] | 0 |  |  |  |  | 0% | [45 empty] | 0 | [26 empty] | 0.00016273 | 0.008314
0 | 346 | Refrigeration | Floating Head Pressure Controls | 88299 |  |  |  |  | 0 | [6 empty] | 0 | 0 | [27 empty] | 1 | [11 empty] | 0 | [21 empty] | 0 |  |  |  |  | 0 | 0 | [17 empty] | 0 |  |  |  |  | 0% | [45 empty] | 0 | [26 empty] | 0.00016273 | 0.008314
0 | 347 | Refrigeration | Floating Head Pressure Controls | 88299 |  |  |  |  | 0 | [6 empty] | 0 | 0 | [27 empty] | 1 | [11 empty] | 0 | [21 empty] | 0 |  |  |  |  | 0 | 0 | [17 empty] | 0 |  |  |  |  | 0% | [45 empty] | 0 | [26 empty] | 0.00016273 | 0.008314
0 | 348 | Refrigeration | Insulate Bare Suction Pipes – Cooler | 88329 |  |  |  |  | 0 | [6 empty] | 0 | 0 | [20 empty] | #VALUE! | [6 empty] | 1 | [10 empty] | 0 | [22 empty] | 0 | [5 empty] | 0 |  |  |  |  | 0 |  |  |  | #VALUE! | [8 empty] | 0 |  |  |  |  | 0% | [14 empty] | 0 | [30 empty] | 0 | [5 empty] | 0 |  |  |  | 0 | [5 empty] | 0 | [10 empty] | 0.00016273 | 0.008314
0 | 349 | Refrigeration | Insulate Bare Suction Pipes – Cooler | 88329 |  |  |  |  | 0 | [6 empty] | 0 | 0 | [20 empty] | #VALUE! | [6 empty] | 1 | [10 empty] | 0 | [22 empty] | 0 | [5 empty] | 0 |  |  |  |  | 0 |  |  |  | #VALUE! | [8 empty] | 0 |  |  |  |  | 0% | [14 empty] | 0 | [30 empty] | 0 | [5 empty] | 0 |  |  |  | 0 | [5 empty] | 0 | [10 empty] | 0.00016273 | 0.008314
0 | 350 | Refrigeration | Insulate Bare Suction Pipes – Cooler | 88329 |  |  |  |  | 0 | [6 empty] | 0 | 0 | [20 empty] | #VALUE! | [6 empty] | 1 | [10 empty] | 0 | [22 empty] | 0 | [5 empty] | 0 |  |  |  |  | 0 |  |  |  | #VALUE! | [8 empty] | 0 |  |  |  |  | 0% | [14 empty] | 0 | [30 empty] | 0 | [5 empty] | 0 |  |  |  | 0 | [5 empty] | 0 | [10 empty] | 0.00016273 | 0.008314
0 | 351 | Refrigeration | Insulate Bare Suction Pipes – Cooler | 88329 |  |  |  |  | 0 | [6 empty] | 0 | 0 | [20 empty] | #VALUE! | [6 empty] | 1 | [10 empty] | 0 | [22 empty] | 0 | [5 empty] | 0 |  |  |  |  | 0 |  |  |  | #VALUE! | [8 empty] | 0 |  |  |  |  | 0% | [14 empty] | 0 | [30 empty] | 0 | [5 empty] | 0 |  |  |  | 0 | [5 empty] | 0 | [10 empty] | 0.00016273 | 0.008314
0 | 352 | Refrigeration | Insulate Bare Suction Pipes – Cooler | 88329 |  |  |  |  | 0 | [6 empty] | 0 | 0 | [20 empty] | #VALUE! | [6 empty] | 1 | [10 empty] | 0 | [22 empty] | 0 | [5 empty] | 0 |  |  |  |  | 0 |  |  |  | #VALUE! | [8 empty] | 0 |  |  |  |  | 0% | [14 empty] | 0 | [30 empty] | 0 | [5 empty] | 0 |  |  |  | 0 | [5 empty] | 0 | [10 empty] | 0.00016273 | 0.008314
0 | 353 | Refrigeration | Insulate Bare Suction Pipes – Cooler | 88329 |  |  |  |  | 0 | [6 empty] | 0 | 0 | [20 empty] | #VALUE! | [6 empty] | 1 | [10 empty] | 0 | [22 empty] | 0 | [5 empty] | 0 |  |  |  |  | 0 |  |  |  | #VALUE! | [8 empty] | 0 |  |  |  |  | 0% | [14 empty] | 0 | [30 empty] | 0 | [5 empty] | 0 |  |  |  | 0 | [5 empty] | 0 | [10 empty] | 0.00016273 | 0.008314
0 | 354 | Refrigeration | Insulate Bare Suction Pipes – Cooler | 88329 |  |  |  |  | 0 | [6 empty] | 0 | 0 | [20 empty] | #VALUE! | [6 empty] | 1 | [10 empty] | 0 | [22 empty] | 0 | [5 empty] | 0 |  |  |  |  | 0 |  |  |  | #VALUE! | [8 empty] | 0 |  |  |  |  | 0% | [14 empty] | 0 | [30 empty] | 0 | [5 empty] | 0 |  |  |  | 0 | [5 empty] | 0 | [10 empty] | 0.00016273 | 0.008314
0 | 355 | Refrigeration | Insulate Bare Suction Pipes – Cooler | 88329 |  |  |  |  | 0 | [6 empty] | 0 | 0 | [20 empty] | #VALUE! | [6 empty] | 1 | [10 empty] | 0 | [22 empty] | 0 | [5 empty] | 0 |  |  |  |  | 0 |  |  |  | #VALUE! | [8 empty] | 0 |  |  |  |  | 0% | [14 empty] | 0 | [30 empty] | 0 | [5 empty] | 0 |  |  |  | 0 | [5 empty] | 0 | [10 empty] | 0.00016273 | 0.008314
0 | 356 | Refrigeration | Insulate Bare Suction Pipes – Cooler | 88329 |  |  |  |  | 0 | [6 empty] | 0 | 0 | [20 empty] | #VALUE! | [6 empty] | 1 | [10 empty] | 0 | [22 empty] | 0 | [5 empty] | 0 |  |  |  |  | 0 |  |  |  | #VALUE! | [8 empty] | 0 |  |  |  |  | 0% | [14 empty] | 0 | [30 empty] | 0 | [5 empty] | 0 |  |  |  | 0 | [5 empty] | 0 | [10 empty] | 0.00016273 | 0.008314
0 | 357 | Refrigeration | Insulate Bare Suction Pipes – Cooler | 88329 |  |  |  |  | 0 | [6 empty] | 0 | 0 | [20 empty] | #VALUE! | [6 empty] | 1 | [10 empty] | 0 | [22 empty] | 0 | [5 empty] | 0 |  |  |  |  | 0 |  |  |  | #VALUE! | [8 empty] | 0 |  |  |  |  | 0% | [14 empty] | 0 | [30 empty] | 0 | [5 empty] | 0 |  |  |  | 0 | [5 empty] | 0 | [10 empty] | 0.00016273 | 0.008314
0 | 358 | Refrigeration | LED Refrigeration Case Lighting | 88341 |  |  |  |  | 0 | [6 empty] | 0 | 0 | 0 | 0 | [18 empty] | #VALUE! | [6 empty] | 1 | [33 empty] | 0 | [5 empty] | 0 |  |  | 0 | 0 | 0 | [12 empty] | 0 |  |  |  |  | 0% | [45 empty] | 0 | [26 empty] | 0.00016273 | 0.008314
0 | 359 | Refrigeration | LED Refrigeration Case Lighting | 88341 |  |  |  |  | 0 | [6 empty] | 0 | 0 | 0 | 0 | [18 empty] | #VALUE! | [6 empty] | 1 | [33 empty] | 0 | [5 empty] | 0 |  |  | 0 | 0 | 0 | [12 empty] | 0 |  |  |  |  | 0% | [45 empty] | 0 | [26 empty] | 0.00016273 | 0.008314
0 | 360 | Refrigeration | LED Refrigeration Case Lighting | 88341 |  |  |  |  | 0 | [6 empty] | 0 | 0 | 0 | 0 | [18 empty] | #VALUE! | [6 empty] | 1 | [33 empty] | 0 | [5 empty] | 0 |  |  | 0 | 0 | 0 | [12 empty] | 0 |  |  |  |  | 0% | [45 empty] | 0 | [26 empty] | 0.00016273 | 0.008314
0 | 361 | Refrigeration | LED Refrigeration Case Lighting | 88341 |  |  |  |  | 0 | [6 empty] | 0 | 0 | 0 | 0 | [18 empty] | #VALUE! | [6 empty] | 1 | [33 empty] | 0 | [5 empty] | 0 |  |  | 0 | 0 | 0 | [12 empty] | 0 |  |  |  |  | 0% | [45 empty] | 0 | [26 empty] | 0.00016273 | 0.008314
0 | 362 | Refrigeration | LED Refrigeration Case Lighting | 88341 |  |  |  |  | 0 | [6 empty] | 0 | 0 | 0 | 0 | [18 empty] | #VALUE! | [6 empty] | 1 | [33 empty] | 0 | [5 empty] | 0 |  |  | 0 | 0 | 0 | [12 empty] | 0 |  |  |  |  | 0% | [45 empty] | 0 | [26 empty] | 0.00016273 | 0.008314
0 | 363 | Refrigeration | LED Refrigeration Case Lighting | 88341 |  |  |  |  | 0 | [6 empty] | 0 | 0 | 0 | 0 | [18 empty] | #VALUE! | [6 empty] | 1 | [33 empty] | 0 | [5 empty] | 0 |  |  | 0 | 0 | 0 | [12 empty] | 0 |  |  |  |  | 0% | [45 empty] | 0 | [26 empty] | 0.00016273 | 0.008314
0 | 364 | Refrigeration | LED Refrigeration Case Lighting | 88341 |  |  |  |  | 0 | [6 empty] | 0 | 0 | 0 | 0 | [18 empty] | #VALUE! | [6 empty] | 1 | [33 empty] | 0 | [5 empty] | 0 |  |  | 0 | 0 | 0 | [12 empty] | 0 |  |  |  |  | 0% | [45 empty] | 0 | [26 empty] | 0.00016273 | 0.008314
0 | 365 | Refrigeration | LED Refrigeration Case Lighting | 88341 |  |  |  |  | 0 | [6 empty] | 0 | 0 | 0 | 0 | [18 empty] | #VALUE! | [6 empty] | 1 | [33 empty] | 0 | [5 empty] | 0 |  |  | 0 | 0 | 0 | [12 empty] | 0 |  |  |  |  | 0% | [45 empty] | 0 | [26 empty] | 0.00016273 | 0.008314
0 | 366 | Refrigeration | LED Refrigeration Case Lighting | 88341 |  |  |  |  | 0 | [6 empty] | 0 | 0 | 0 | 0 | [18 empty] | #VALUE! | [6 empty] | 1 | [33 empty] | 0 | [5 empty] | 0 |  |  | 0 | 0 | 0 | [12 empty] | 0 |  |  |  |  | 0% | [45 empty] | 0 | [26 empty] | 0.00016273 | 0.008314
0 | 367 | Refrigeration | LED Refrigeration Case Lighting | 88341 |  |  |  |  | 0 | [6 empty] | 0 | 0 | 0 | 0 | [18 empty] | #VALUE! | [6 empty] | 1 | [33 empty] | 0 | [5 empty] | 0 |  |  | 0 | 0 | 0 | [12 empty] | 0 |  |  |  |  | 0% | [45 empty] | 0 | [26 empty] | 0.00016273 | 0.008314
0 | 368 | Refrigeration | Reach-In Refrigerator/Freezer | [5 empty] | 0 | [6 empty] | 0 | 0 | [27 empty] | 1 | [10 empty] | 0 | [28 empty] | 0 | [17 empty] | 0 |  |  |  |  | 0% | [45 empty] | 0 | [20 empty] | 0 | 0 |  | Yes | 0 | 0 | 0.00016273 | 0.008314
0 | 369 | Refrigeration | Reach-In Refrigerator/Freezer | [5 empty] | 0 | [6 empty] | 0 | 0 | [27 empty] | 1 | [10 empty] | 0 | [28 empty] | 0 | [17 empty] | 0 |  |  |  |  | 0% | [45 empty] | 0 | [20 empty] | 0 | 0 |  | Yes | 0 | 0 | 0.00016273 | 0.008314
0 | 370 | Refrigeration | Reach-In Refrigerator/Freezer | [5 empty] | 0 | [6 empty] | 0 | 0 | [27 empty] | 1 | [10 empty] | 0 | [28 empty] | 0 | [17 empty] | 0 |  |  |  |  | 0% | [45 empty] | 0 | [20 empty] | 0 | 0 |  | Yes | 0 | 0 | 0.00016273 | 0.008314
0 | 371 | Refrigeration | Reach-In Refrigerator/Freezer | [5 empty] | 0 | [6 empty] | 0 | 0 | [27 empty] | 1 | [10 empty] | 0 | [28 empty] | 0 | [17 empty] | 0 |  |  |  |  | 0% | [45 empty] | 0 | [20 empty] | 0 | 0 |  | Yes | 0 | 0 | 0.00016273 | 0.008314
0 | 372 | Refrigeration | Reach-In Refrigerator/Freezer | [5 empty] | 0 | [6 empty] | 0 | 0 | [27 empty] | 1 | [10 empty] | 0 | [28 empty] | 0 | [17 empty] | 0 |  |  |  |  | 0% | [45 empty] | 0 | [20 empty] | 0 | 0 |  | Yes | 0 | 0 | 0.00016273 | 0.008314
0 | 373 | Refrigeration | Reach-In Refrigerator/Freezer | [5 empty] | 0 | [6 empty] | 0 | 0 | [27 empty] | 1 | [10 empty] | 0 | [28 empty] | 0 | [17 empty] | 0 |  |  |  |  | 0% | [45 empty] | 0 | [20 empty] | 0 | 0 |  | Yes | 0 | 0 | 0.00016273 | 0.008314
0 | 374 | Refrigeration | Reach-In Refrigerator/Freezer | [5 empty] | 0 | [6 empty] | 0 | 0 | [27 empty] | 1 | [10 empty] | 0 | [28 empty] | 0 | [17 empty] | 0 |  |  |  |  | 0% | [45 empty] | 0 | [20 empty] | 0 | 0 |  | Yes | 0 | 0 | 0.00016273 | 0.008314
0 | 375 | Refrigeration | Reach-In Refrigerator/Freezer | [5 empty] | 0 | [6 empty] | 0 | 0 | [27 empty] | 1 | [10 empty] | 0 | [28 empty] | 0 | [17 empty] | 0 |  |  |  |  | 0% | [45 empty] | 0 | [20 empty] | 0 | 0 |  | Yes | 0 | 0 | 0.00016273 | 0.008314
0 | 376 | Refrigeration | Reach-In Refrigerator/Freezer | [5 empty] | 0 | [6 empty] | 0 | 0 | [27 empty] | 1 | [10 empty] | 0 | [28 empty] | 0 | [17 empty] | 0 |  |  |  |  | 0% | [45 empty] | 0 | [20 empty] | 0 | 0 |  | Yes | 0 | 0 | 0.00016273 | 0.008314
0 | 377 | Refrigeration | Reach-In Refrigerator/Freezer | [5 empty] | 0 | [6 empty] | 0 | 0 | [27 empty] | 1 | [10 empty] | 0 | [28 empty] | 0 | [17 empty] | 0 |  |  |  |  | 0% | [45 empty] | 0 | [20 empty] | 0 | 0 |  | Yes | 0 | 0 | 0.00016273 | 0.008314
0 | 378 | Refrigeration | Speciality Doors with Low or No Anti-Sweat Heat for Reach-In | 88322 |  |  |  |  | 0 | [6 empty] | 0 | 0 | [15 empty] | 0 | 0 | [10 empty] | 1 | [14 empty] | 0 | [42 empty] | 0 |  |  |  |  | 0% | [6 empty] | 0 | [38 empty] | 0 | [26 empty] | 0.00016273 | 0.008314
0 | 379 | Refrigeration | Speciality Doors with Low or No Anti-Sweat Heat for Reach-In | 88322 |  |  |  |  | 0 | [6 empty] | 0 | 0 | [15 empty] | 0 | 0 | [10 empty] | 1 | [14 empty] | 0 | [42 empty] | 0 |  |  |  |  | 0% | [6 empty] | 0 | [38 empty] | 0 | [26 empty] | 0.00016273 | 0.008314
0 | 380 | Refrigeration | Speciality Doors with Low or No Anti-Sweat Heat for Reach-In | 88322 |  |  |  |  | 0 | [6 empty] | 0 | 0 | [15 empty] | 0 | 0 | [10 empty] | 1 | [14 empty] | 0 | [42 empty] | 0 |  |  |  |  | 0% | [6 empty] | 0 | [38 empty] | 0 | [26 empty] | 0.00016273 | 0.008314
0 | 381 | Refrigeration | Speciality Doors with Low or No Anti-Sweat Heat for Reach-In | 88322 |  |  |  |  | 0 | [6 empty] | 0 | 0 | [15 empty] | 0 | 0 | [10 empty] | 1 | [14 empty] | 0 | [42 empty] | 0 |  |  |  |  | 0% | [6 empty] | 0 | [38 empty] | 0 | [26 empty] | 0.00016273 | 0.008314
0 | 382 | Refrigeration | Speciality Doors with Low or No Anti-Sweat Heat for Reach-In | 88322 |  |  |  |  | 0 | [6 empty] | 0 | 0 | [15 empty] | 0 | 0 | [10 empty] | 1 | [14 empty] | 0 | [42 empty] | 0 |  |  |  |  | 0% | [6 empty] | 0 | [38 empty] | 0 | [26 empty] | 0.00016273 | 0.008314
0 | 383 | Refrigeration | Speciality Doors with Low or No Anti-Sweat Heat for Reach-In | 88322 |  |  |  |  | 0 | [6 empty] | 0 | 0 | [15 empty] | 0 | 0 | [10 empty] | 1 | [14 empty] | 0 | [42 empty] | 0 |  |  |  |  | 0% | [6 empty] | 0 | [38 empty] | 0 | [26 empty] | 0.00016273 | 0.008314
0 | 384 | Refrigeration | Speciality Doors with Low or No Anti-Sweat Heat for Reach-In | 88322 |  |  |  |  | 0 | [6 empty] | 0 | 0 | [15 empty] | 0 | 0 | [10 empty] | 1 | [14 empty] | 0 | [42 empty] | 0 |  |  |  |  | 0% | [6 empty] | 0 | [38 empty] | 0 | [26 empty] | 0.00016273 | 0.008314
0 | 385 | Refrigeration | Speciality Doors with Low or No Anti-Sweat Heat for Reach-In | 88322 |  |  |  |  | 0 | [6 empty] | 0 | 0 | [15 empty] | 0 | 0 | [10 empty] | 1 | [14 empty] | 0 | [42 empty] | 0 |  |  |  |  | 0% | [6 empty] | 0 | [38 empty] | 0 | [26 empty] | 0.00016273 | 0.008314
0 | 386 | Refrigeration | Speciality Doors with Low or No Anti-Sweat Heat for Reach-In | 88322 |  |  |  |  | 0 | [6 empty] | 0 | 0 | [15 empty] | 0 | 0 | [10 empty] | 1 | [14 empty] | 0 | [42 empty] | 0 |  |  |  |  | 0% | [6 empty] | 0 | [38 empty] | 0 | [26 empty] | 0.00016273 | 0.008314
0 | 387 | Refrigeration | Speciality Doors with Low or No Anti-Sweat Heat for Reach-In | 88322 |  |  |  |  | 0 | [6 empty] | 0 | 0 | [15 empty] | 0 | 0 | [10 empty] | 1 | [14 empty] | 0 | [42 empty] | 0 |  |  |  |  | 0% | [6 empty] | 0 | [38 empty] | 0 | [26 empty] | 0.00016273 | 0.008314
0 | 388 | Food Service | VFD on Compressed Air | 88316 |  |  |  |  | 0 | [6 empty] | 0 | 0 | [27 empty] | 1 | [14 empty] | 0 | [23 empty] | 0 | [18 empty] | 0 |  |  |  |  | 0% | [45 empty] | 0 | [26 empty] | 0.00016273 | 0.008314
0 | 389 | Food Service | VFD on Compressed Air | 88316 |  |  |  |  | 0 | [6 empty] | 0 | 0 | [27 empty] | 1 | [14 empty] | 0 | [23 empty] | 0 | [18 empty] | 0 |  |  |  |  | 0% | [45 empty] | 0 | [26 empty] | 0.00016273 | 0.008314
0 | 390 | Food Service | VFD on Compressed Air | 88316 |  |  |  |  | 0 | [6 empty] | 0 | 0 | [27 empty] | 1 | [14 empty] | 0 | [23 empty] | 0 | [18 empty] | 0 |  |  |  |  | 0% | [45 empty] | 0 | [26 empty] | 0.00016273 | 0.008314
0 | 391 | Food Service | VFD on Compressed Air | 88316 |  |  |  |  | 0 | [6 empty] | 0 | 0 | [27 empty] | 1 | [14 empty] | 0 | [23 empty] | 0 | [18 empty] | 0 |  |  |  |  | 0% | [45 empty] | 0 | [26 empty] | 0.00016273 | 0.008314
0 | 392 | Food Service | VFD on Compressed Air | 88316 |  |  |  |  | 0 | [6 empty] | 0 | 0 | [27 empty] | 1 | [14 empty] | 0 | [23 empty] | 0 | [18 empty] | 0 |  |  |  |  | 0% | [45 empty] | 0 | [26 empty] | 0.00016273 | 0.008314
0 | 393 | Food Service | VFD on Compressed Air | 88316 |  |  |  |  | 0 | [6 empty] | 0 | 0 | [27 empty] | 1 | [14 empty] | 0 | [23 empty] | 0 | [18 empty] | 0 |  |  |  |  | 0% | [45 empty] | 0 | [26 empty] | 0.00016273 | 0.008314
0 | 394 | Food Service | VFD on Compressed Air | 88316 |  |  |  |  | 0 | [6 empty] | 0 | 0 | [27 empty] | 1 | [14 empty] | 0 | [23 empty] | 0 | [18 empty] | 0 |  |  |  |  | 0% | [45 empty] | 0 | [26 empty] | 0.00016273 | 0.008314
0 | 395 | Food Service | VFD on Compressed Air | 88316 |  |  |  |  | 0 | [6 empty] | 0 | 0 | [27 empty] | 1 | [14 empty] | 0 | [23 empty] | 0 | [18 empty] | 0 |  |  |  |  | 0% | [45 empty] | 0 | [26 empty] | 0.00016273 | 0.008314
0 | 396 | Food Service | VFD on Compressed Air | 88316 |  |  |  |  | 0 | [6 empty] | 0 | 0 | [27 empty] | 1 | [14 empty] | 0 | [23 empty] | 0 | [18 empty] | 0 |  |  |  |  | 0% | [45 empty] | 0 | [26 empty] | 0.00016273 | 0.008314
0 | 397 | Food Service | VFD on Compressed Air | 88316 |  |  |  |  | 0 | [6 empty] | 0 | 0 | [27 empty] | 1 | [14 empty] | 0 | [23 empty] | 0 | [18 empty] | 0 |  |  |  |  | 0% | [45 empty] | 0 | [26 empty] | 0.00016273 | 0.008314
0 | 398 | Refrigeration | Variable Speed Refrigeration Compressor | 88315 |  |  |  |  | 0 | [6 empty] | 0 | 0 | 0 | 0 | [25 empty] | 1 | [57 empty] | 0 |  |  |  |  | 0% | [45 empty] | 0 | [26 empty] | 0.00016273 | 0.008314
0 | 399 | Refrigeration | Variable Speed Refrigeration Compressor | 88315 |  |  |  |  | 0 | [6 empty] | 0 | 0 | 0 | 0 | [25 empty] | 1 | [57 empty] | 0 |  |  |  |  | 0% | [45 empty] | 0 | [26 empty] | 0.00016273 | 0.008314
0 | 400 | Refrigeration | Variable Speed Refrigeration Compressor | 88315 |  |  |  |  | 0 | [6 empty] | 0 | 0 | 0 | 0 | [25 empty] | 1 | [57 empty] | 0 |  |  |  |  | 0% | [45 empty] | 0 | [26 empty] | 0.00016273 | 0.008314
0 | 401 | Refrigeration | Variable Speed Refrigeration Compressor | 88315 |  |  |  |  | 0 | [6 empty] | 0 | 0 | 0 | 0 | [25 empty] | 1 | [57 empty] | 0 |  |  |  |  | 0% | [45 empty] | 0 | [26 empty] | 0.00016273 | 0.008314
0 | 402 | Refrigeration | Variable Speed Refrigeration Compressor | 88315 |  |  |  |  | 0 | [6 empty] | 0 | 0 | 0 | 0 | [25 empty] | 1 | [57 empty] | 0 |  |  |  |  | 0% | [45 empty] | 0 | [26 empty] | 0.00016273 | 0.008314
0 | 403 | Refrigeration | Variable Speed Refrigeration Compressor | 88315 |  |  |  |  | 0 | [6 empty] | 0 | 0 | 0 | 0 | [25 empty] | 1 | [57 empty] | 0 |  |  |  |  | 0% | [45 empty] | 0 | [26 empty] | 0.00016273 | 0.008314
0 | 404 | Refrigeration | Variable Speed Refrigeration Compressor | 88315 |  |  |  |  | 0 | [6 empty] | 0 | 0 | 0 | 0 | [25 empty] | 1 | [57 empty] | 0 |  |  |  |  | 0% | [45 empty] | 0 | [26 empty] | 0.00016273 | 0.008314
0 | 405 | Refrigeration | Variable Speed Refrigeration Compressor | 88315 |  |  |  |  | 0 | [6 empty] | 0 | 0 | 0 | 0 | [25 empty] | 1 | [57 empty] | 0 |  |  |  |  | 0% | [45 empty] | 0 | [26 empty] | 0.00016273 | 0.008314
0 | 406 | Refrigeration | Variable Speed Refrigeration Compressor | 88315 |  |  |  |  | 0 | [6 empty] | 0 | 0 | 0 | 0 | [25 empty] | 1 | [57 empty] | 0 |  |  |  |  | 0% | [45 empty] | 0 | [26 empty] | 0.00016273 | 0.008314
0 | 407 | Refrigeration | Variable Speed Refrigeration Compressor | 88315 |  |  |  |  | 0 | [6 empty] | 0 | 0 | 0 | 0 | [25 empty] | 1 | [57 empty] | 0 |  |  |  |  | 0% | [45 empty] | 0 | [26 empty] | 0.00016273 | 0.008314
0 | 408 | Lighting | [6 empty] | 0 | [14 empty] | 0 | 0 | 0 | 0 | 0 |  | 0 |  | 0 |  |  | #VALUE! | [9 empty] | 1 | [30 empty] | 0.7 |  |  | 0 | [21 empty] | 0.00073 |  |  | 0.23 | 0.75 |  |  | 0% | [53 empty] | 15 | [18 empty] | 0.00016273 | 0.008314
0 | 409 | Lighting | [6 empty] | 0 | [14 empty] | 0 | 0 | 0 | 0 | 0 |  | 0 |  | 0 |  |  | #VALUE! | [9 empty] | 1 | [30 empty] | 1.7 |  |  | 0 | [21 empty] | 0.00073 |  |  | 0.23 | 0.75 |  |  | 0% | [53 empty] | 15 | [18 empty] | 0.00016273 | 0.008314
0 | 410 | Lighting | [6 empty] | 0 | [14 empty] | 0 | 0 | 0 | 0 | 0 |  | 0 |  | 0 |  |  | #VALUE! | [9 empty] | 1 | [30 empty] | 2.7 |  |  | 0 | [21 empty] | 0.00073 |  |  | 0.23 | 0.75 |  |  | 0% | [53 empty] | 15 | [18 empty] | 0.00016273 | 0.008314
0 | 411 | Lighting | [6 empty] | 0 | [14 empty] | 0 | 0 | 0 | 0 | 0 |  | 0 |  | 0 |  |  | #VALUE! | [9 empty] | 1 | [30 empty] | 3.7 |  |  | 0 | [21 empty] | 0.00073 |  |  | 0.23 | 0.75 |  |  | 0% | [53 empty] | 15 | [18 empty] | 0.00016273 | 0.008314
0 | 412 | Lighting | [6 empty] | 0 | [14 empty] | 0 | 0 | 0 | 0 | 0 |  | 0 |  | 0 |  |  | #VALUE! | [9 empty] | 1 | [30 empty] | 4.7 |  |  | 0 | [21 empty] | 0.00073 |  |  | 0.23 | 0.75 |  |  | 0% | [53 empty] | 15 | [18 empty] | 0.00016273 | 0.008314
0 | 413 | Lighting | [6 empty] | 0 | [14 empty] | 0 | 0 | 0 | 0 | 0 |  | 0 |  | 0 |  |  | #VALUE! | [9 empty] | 1 | [30 empty] | 5.7 |  |  | 0 | [21 empty] | 0.00073 |  |  | 0.23 | 0.75 |  |  | 0% | [53 empty] | 15 | [18 empty] | 0.00016273 | 0.008314
0 | 414 | Lighting | [6 empty] | 0 | [14 empty] | 0 | 0 | 0 | 0 | 0 |  | 0 |  | 0 |  |  | #VALUE! | [9 empty] | 1 | [30 empty] | 6.7 |  |  | 0 | [21 empty] | 0.00073 |  |  | 0.23 | 0.75 |  |  | 0% | [53 empty] | 15 | [18 empty] | 0.00016273 | 0.008314
0 | 415 | Lighting | [6 empty] | 0 | [14 empty] | 0 | 0 | 0 | 0 | 0 |  | 0 |  | 0 |  |  | #VALUE! | [9 empty] | 1 | [30 empty] | 7.7 |  |  | 0 | [21 empty] | 0.00073 |  |  | 0.23 | 0.75 |  |  | 0% | [53 empty] | 15 | [18 empty] | 0.00016273 | 0.008314
0 | 416 | Lighting | [6 empty] | 0 | [14 empty] | 0 | 0 | 0 | 0 | 0 |  | 0 |  | 0 |  |  | #VALUE! | [9 empty] | 1 | [30 empty] | 8.7 |  |  | 0 | [21 empty] | 0.00073 |  |  | 0.23 | 0.75 |  |  | 0% | [53 empty] | 15 | [18 empty] | 0.00016273 | 0.008314
0 | 417 | Lighting | [6 empty] | 0 | [14 empty] | 0 | 0 | 0 | 0 | 0 |  | 0 |  | 0 |  |  | #VALUE! | [9 empty] | 1 | [30 empty] | 9.7 |  |  | 0 | [21 empty] | 0.00073 |  |  | 0.23 | 0.75 |  |  | 0% | [53 empty] | 15 | [18 empty] | 0.00016273 | 0.008314
0 | 418 | Lighting | [6 empty] | 0 | [14 empty] | 0 | 0 | 0 | 0 | 0 |  | 0 |  | 0 |  |  | #VALUE! | [9 empty] | 1 | [30 empty] | 10.7 |  |  | 0 | [21 empty] | 0.00073 |  |  | 0.23 | 0.75 |  |  | 0% | [53 empty] | 15 | [18 empty] | 0.00016273 | 0.008314
0 | 419 | Lighting | [6 empty] | 0 | [14 empty] | 0 | 0 | 0 | 0 | 0 |  | 0 |  | 0 |  |  | #VALUE! | [9 empty] | 1 | [30 empty] | 11.7 |  |  | 0 | [21 empty] | 0.00073 |  |  | 0.23 | 0.75 |  |  | 0% | [53 empty] | 15 | [18 empty] | 0.00016273 | 0.008314
0 | 420 | Lighting | [6 empty] | 0 | [14 empty] | 0 | 0 | 0 | 0 | 0 |  | 0 |  | 0 |  |  | #VALUE! | [9 empty] | 1 | [30 empty] | 12.7 |  |  | 0 | [21 empty] | 0.00073 |  |  | 0.23 | 0.75 |  |  | 0% | [53 empty] | 15 | [18 empty] | 0.00016273 | 0.008314
0 | 421 | Lighting | [6 empty] | 0 | [14 empty] | 0 | 0 | 0 | 0 | 0 |  | 0 |  | 0 |  |  | #VALUE! | [9 empty] | 1 | [30 empty] | 13.7 |  |  | 0 | [21 empty] | 0.00073 |  |  | 0.23 | 0.75 |  |  | 0% | [53 empty] | 15 | [18 empty] | 0.00016273 | 0.008314
0 | 422 | Lighting | [6 empty] | 0 | [14 empty] | 0 | 0 | 0 | 0 | 0 |  | 0 |  | 0 |  |  | #VALUE! | [9 empty] | 1 | [30 empty] | 14.7 |  |  | 0 | [21 empty] | 0.00073 |  |  | 0.23 | 0.75 |  |  | 0% | [53 empty] | 15 | [18 empty] | 0.00016273 | 0.008314
0 | 423 | Lighting | [6 empty] | 0 | [14 empty] | 0 | 0 | 0 | 0 | 0 |  | 0 |  | 0 |  |  | #VALUE! | [9 empty] | 1 | [30 empty] | 15.7 |  |  | 0 | [21 empty] | 0.00073 |  |  | 0.23 | 0.75 |  |  | 0% | [53 empty] | 15 | [18 empty] | 0.00016273 | 0.008314
0 | 424 | Lighting | [6 empty] | 0 | [14 empty] | 0 | 0 | 0 | 0 | 0 |  | 0 |  | 0 |  |  | #VALUE! | [9 empty] | 1 | [30 empty] | 16.7 |  |  | 0 | [21 empty] | 0.00073 |  |  | 0.23 | 0.75 |  |  | 0% | [53 empty] | 15 | [18 empty] | 0.00016273 | 0.008314
0 | 425 | Lighting | [6 empty] | 0 | [14 empty] | 0 | 0 | 0 | 0 | 0 |  | 0 |  | 0 |  |  | #VALUE! | [9 empty] | 1 | [30 empty] | 17.7 |  |  | 0 | [21 empty] | 0.00073 |  |  | 0.23 | 0.75 |  |  | 0% | [53 empty] | 15 | [18 empty] | 0.00016273 | 0.008314
0 | 426 | Lighting | [6 empty] | 0 | [14 empty] | 0 | 0 | 0 | 0 | 0 |  | 0 |  | 0 |  |  | #VALUE! | [9 empty] | 1 | [30 empty] | 18.7 |  |  | 0 | [21 empty] | 0.00073 |  |  | 0.23 | 0.75 |  |  | 0% | [53 empty] | 15 | [18 empty] | 0.00016273 | 0.008314
0 | 427 | Lighting | [6 empty] | 0 | [14 empty] | 0 | 0 | 0 | 0 | 0 |  | 0 |  | 0 |  |  | #VALUE! | [9 empty] | 1 | [30 empty] | 19.7 |  |  | 0 | [21 empty] | 0.00073 |  |  | 0.23 | 0.75 |  |  | 0% | [53 empty] | 15 | [18 empty] | 0.00016273 | 0.008314
0 | 428 | Lighting | [6 empty] | 0 | [14 empty] | 0 | 0 | 0 | 0 | 0 |  | 0 |  | 0 |  |  | #VALUE! | [9 empty] | 1 | [30 empty] | 20.7 |  |  | 0 | [21 empty] | 0.00073 |  |  | 0.23 | 0.75 |  |  | 0% | [53 empty] | 15 | [18 empty] | 0.00016273 | 0.008314
0 | 429 | Lighting | [6 empty] | 0 | [14 empty] | 0 | 0 | 0 | 0 | 0 |  | 0 |  | 0 |  |  | #VALUE! | [9 empty] | 1 | [30 empty] | 21.7 |  |  | 0 | [21 empty] | 0.00073 |  |  | 0.23 | 0.75 |  |  | 0% | [53 empty] | 15 | [18 empty] | 0.00016273 | 0.008314
0 | 430 | Lighting | [6 empty] | 0 | [14 empty] | 0 | 0 | 0 | 0 | 0 |  | 0 |  | 0 |  |  | #VALUE! | [9 empty] | 1 | [30 empty] | 22.7 |  |  | 0 | [21 empty] | 0.00073 |  |  | 0.23 | 0.75 |  |  | 0% | [53 empty] | 15 | [18 empty] | 0.00016273 | 0.008314
0 | 431 | Lighting | [6 empty] | 0 | [14 empty] | 0 | 0 | 0 | 0 | 0 |  | 0 |  | 0 |  |  | #VALUE! | [9 empty] | 1 | [30 empty] | 23.7 |  |  | 0 | [21 empty] | 0.00073 |  |  | 0.23 | 0.75 |  |  | 0% | [53 empty] | 15 | [18 empty] | 0.00016273 | 0.008314
0 | 432 | Lighting | [6 empty] | 0 | [14 empty] | 0 | 0 | 0 | 0 | 0 |  | 0 |  | 0 |  |  | #VALUE! | [9 empty] | 1 | [30 empty] | 24.7 |  |  | 0 | [21 empty] | 0.00073 |  |  | 0.23 | 0.75 |  |  | 0% | [53 empty] | 15 | [18 empty] | 0.00016273 | 0.008314
0 | 433 | Lighting | [6 empty] | 0 | [14 empty] | 0 | 0 | 0 | 0 | 0 |  | 0 |  | 0 |  |  | #VALUE! | [9 empty] | 1 | [30 empty] | 25.7 |  |  | 0 | [21 empty] | 0.00073 |  |  | 0.23 | 0.75 |  |  | 0% | [53 empty] | 15 | [18 empty] | 0.00016273 | 0.008314
0 | 434 | Lighting | [6 empty] | 0 | [14 empty] | 0 | 0 | 0 | 0 | 0 |  | 0 |  | 0 |  |  | #VALUE! | [9 empty] | 1 | [30 empty] | 26.7 |  |  | 0 | [21 empty] | 0.00073 |  |  | 0.23 | 0.75 |  |  | 0% | [53 empty] | 15 | [18 empty] | 0.00016273 | 0.008314
0 | 435 | Lighting | [6 empty] | 0 | [14 empty] | 0 | 0 | 0 | 0 | 0 |  | 0 |  | 0 |  |  | #VALUE! | [9 empty] | 1 | [30 empty] | 27.7 |  |  | 0 | [21 empty] | 0.00073 |  |  | 0.23 | 0.75 |  |  | 0% | [53 empty] | 15 | [18 empty] | 0.00016273 | 0.008314
0 | 436 | Lighting | [6 empty] | 0 | [14 empty] | 0 | 0 | 0 | 0 | 0 |  | 0 |  | 0 |  |  | #VALUE! | [9 empty] | 1 | [30 empty] | 28.7 |  |  | 0 | [21 empty] | 0.00073 |  |  | 0.23 | 0.75 |  |  | 0% | [53 empty] | 15 | [18 empty] | 0.00016273 | 0.008314
0 | 437 | Lighting | [6 empty] | 0 | [14 empty] | 0 | 0 | 0 | 0 | 0 |  | 0 |  | 0 |  |  | #VALUE! | [9 empty] | 1 | [30 empty] | 29.7 |  |  | 0 | [21 empty] | 0.00073 |  |  | 0.23 | 0.75 |  |  | 0% | [53 empty] | 15 | [18 empty] | 0.00016273 | 0.008314
0 | 438 | Lighting | [6 empty] | 0 | [14 empty] | 0 | 0 | 0 | 0 | 0 |  | 0 |  | 0 |  |  | #VALUE! | [9 empty] | 1 | [30 empty] | 30.7 |  |  | 0 | [21 empty] | 0.00073 |  |  | 0.23 | 0.75 |  |  | 0% | [53 empty] | 15 | [18 empty] | 0.00016273 | 0.008314
0 | 439 | Lighting | [6 empty] | 0 | [14 empty] | 0 | 0 | 0 | 0 | 0 |  | 0 |  | 0 |  |  | #VALUE! | [9 empty] | 1 | [30 empty] | 31.7 |  |  | 0 | [21 empty] | 0.00073 |  |  | 0.23 | 0.75 |  |  | 0% | [53 empty] | 15 | [18 empty] | 0.00016273 | 0.008314
0 | 440 | Lighting | [6 empty] | 0 | [14 empty] | 0 | 0 | 0 | 0 | 0 |  | 0 |  | 0 |  |  | #VALUE! | [9 empty] | 1 | [30 empty] | 32.7 |  |  | 0 | [21 empty] | 0.00073 |  |  | 0.23 | 0.75 |  |  | 0% | [53 empty] | 15 | [18 empty] | 0.00016273 | 0.008314
0 | 441 | Lighting | [6 empty] | 0 | [14 empty] | 0 | 0 | 0 | 0 | 0 |  | 0 |  | 0 |  |  | #VALUE! | [9 empty] | 1 | [30 empty] | 33.7 |  |  | 0 | [21 empty] | 0.00073 |  |  | 0.23 | 0.75 |  |  | 0% | [53 empty] | 15 | [18 empty] | 0.00016273 | 0.008314
0 | 442 | Lighting | [6 empty] | 0 | [14 empty] | 0 | 0 | 0 | 0 | 0 |  | 0 |  | 0 |  |  | #VALUE! | [9 empty] | 1 | [30 empty] | 34.7 |  |  | 0 | [21 empty] | 0.00073 |  |  | 0.23 | 0.75 |  |  | 0% | [53 empty] | 15 | [18 empty] | 0.00016273 | 0.008314
0 | 443 | Lighting | [6 empty] | 0 | [14 empty] | 0 | 0 | 0 | 0 | 0 |  | 0 |  | 0 |  |  | #VALUE! | [9 empty] | 1 | [30 empty] | 35.7 |  |  | 0 | [21 empty] | 0.00073 |  |  | 0.23 | 0.75 |  |  | 0% | [53 empty] | 15 | [18 empty] | 0.00016273 | 0.008314
0 | 444 | Lighting | [6 empty] | 0 | [14 empty] | 0 | 0 | 0 | 0 | 0 |  | 0 |  | 0 |  |  | #VALUE! | [9 empty] | 1 | [30 empty] | 36.7 |  |  | 0 | [21 empty] | 0.00073 |  |  | 0.23 | 0.75 |  |  | 0% | [53 empty] | 15 | [18 empty] | 0.00016273 | 0.008314
0 | 445 | Lighting | [6 empty] | 0 | [14 empty] | 0 | 0 | 0 | 0 | 0 |  | 0 |  | 0 |  |  | #VALUE! | [9 empty] | 1 | [30 empty] | 37.7 |  |  | 0 | [21 empty] | 0.00073 |  |  | 0.23 | 0.75 |  |  | 0% | [53 empty] | 15 | [18 empty] | 0.00016273 | 0.008314
0 | 446 | Lighting | [6 empty] | 0 | [14 empty] | 0 | 0 | 0 | 0 | 0 |  | 0 |  | 0 |  |  | #VALUE! | [9 empty] | 1 | [30 empty] | 38.7 |  |  | 0 | [21 empty] | 0.00073 |  |  | 0.23 | 0.75 |  |  | 0% | [53 empty] | 15 | [18 empty] | 0.00016273 | 0.008314
0 | 447 | Lighting | [6 empty] | 0 | [14 empty] | 0 | 0 | 0 | 0 | 0 |  | 0 |  | 0 |  |  | #VALUE! | [9 empty] | 1 | [30 empty] | 39.7 |  |  | 0 | [21 empty] | 0.00073 |  |  | 0.23 | 0.75 |  |  | 0% | [53 empty] | 15 | [18 empty] | 0.00016273 | 0.008314
0 | 448 | Lighting | [6 empty] | 0 | [14 empty] | 0 | 0 | 0 | 0 | 0 |  | 0 |  | 0 |  |  | #VALUE! | [9 empty] | 1 | [30 empty] | 40.7 |  |  | 0 | [21 empty] | 0.00073 |  |  | 0.23 | 0.75 |  |  | 0% | [53 empty] | 15 | [18 empty] | 0.00016273 | 0.008314
0 | 449 | Lighting | [6 empty] | 0 | [14 empty] | 0 | 0 | 0 | 0 | 0 |  | 0 |  | 0 |  |  | #VALUE! | [9 empty] | 1 | [30 empty] | 41.7 |  |  | 0 | [21 empty] | 0.00073 |  |  | 0.23 | 0.75 |  |  | 0% | [53 empty] | 15 | [18 empty] | 0.00016273 | 0.008314
0 | 450 | Lighting | [6 empty] | 0 | [14 empty] | 0 | 0 | 0 | 0 | 0 |  | 0 |  | 0 |  |  | #VALUE! | [9 empty] | 1 | [30 empty] | 42.7 |  |  | 0 | [21 empty] | 0.00073 |  |  | 0.23 | 0.75 |  |  | 0% | [53 empty] | 15 | [18 empty] | 0.00016273 | 0.008314
0 | 451 | Lighting | [6 empty] | 0 | [14 empty] | 0 | 0 | 0 | 0 | 0 |  | 0 |  | 0 |  |  | #VALUE! | [9 empty] | 1 | [30 empty] | 43.7 |  |  | 0 | [21 empty] | 0.00073 |  |  | 0.23 | 0.75 |  |  | 0% | [53 empty] | 15 | [18 empty] | 0.00016273 | 0.008314
0 | 452 | Lighting | [6 empty] | 0 | [14 empty] | 0 | 0 | 0 | 0 | 0 |  | 0 |  | 0 |  |  | #VALUE! | [9 empty] | 1 | [30 empty] | 44.7 |  |  | 0 | [21 empty] | 0.00073 |  |  | 0.23 | 0.75 |  |  | 0% | [53 empty] | 15 | [18 empty] | 0.00016273 | 0.008314
0 | 453 | Lighting | [6 empty] | 0 | [14 empty] | 0 | 0 | 0 | 0 | 0 |  | 0 |  | 0 |  |  | #VALUE! | [9 empty] | 1 | [30 empty] | 45.7 |  |  | 0 | [21 empty] | 0.00073 |  |  | 0.23 | 0.75 |  |  | 0% | [53 empty] | 15 | [18 empty] | 0.00016273 | 0.008314
0 | 454 | Lighting | [6 empty] | 0 | [14 empty] | 0 | 0 | 0 | 0 | 0 |  | 0 |  | 0 |  |  | #VALUE! | [9 empty] | 1 | [30 empty] | 46.7 |  |  | 0 | [21 empty] | 0.00073 |  |  | 0.23 | 0.75 |  |  | 0% | [53 empty] | 15 | [18 empty] | 0.00016273 | 0.008314
0 | 455 | Lighting | [6 empty] | 0 | [14 empty] | 0 | 0 | 0 | 0 | 0 |  | 0 |  | 0 |  |  | #VALUE! | [9 empty] | 1 | [30 empty] | 47.7 |  |  | 0 | [21 empty] | 0.00073 |  |  | 0.23 | 0.75 |  |  | 0% | [53 empty] | 15 | [18 empty] | 0.00016273 | 0.008314
0 | 456 | Lighting | [6 empty] | 0 | [14 empty] | 0 | 0 | 0 | 0 | 0 |  | 0 |  | 0 |  |  | #VALUE! | [9 empty] | 1 | [30 empty] | 48.7 |  |  | 0 | [21 empty] | 0.00073 |  |  | 0.23 | 0.75 |  |  | 0% | [53 empty] | 15 | [18 empty] | 0.00016273 | 0.008314
0 | 457 | Lighting | [6 empty] | 0 | [14 empty] | 0 | 0 | 0 | 0 | 0 |  | 0 |  | 0 |  |  | #VALUE! | [9 empty] | 1 | [30 empty] | 49.7 |  |  | 0 | [21 empty] | 0.00073 |  |  | 0.23 | 0.75 |  |  | 0% | [53 empty] | 15 | [18 empty] | 0.00016273 | 0.008314
0 | 458 | Lighting | [6 empty] | 0 | [14 empty] | 0 | 0 | 0 | 0 | 0 |  | 0 |  | 0 |  |  | #VALUE! | [9 empty] | 1 | [30 empty] | 50.7 |  |  | 0 | [21 empty] | 0.00073 |  |  | 0.23 | 0.75 |  |  | 0% | [53 empty] | 15 | [18 empty] | 0.00016273 | 0.008314
0 | 459 | Lighting | [6 empty] | 0 | [14 empty] | 0 | 0 | 0 | 0 | 0 |  | 0 |  | 0 |  |  | #VALUE! | [9 empty] | 1 | [30 empty] | 51.7 |  |  | 0 | [21 empty] | 0.00073 |  |  | 0.23 | 0.75 |  |  | 0% | [53 empty] | 15 | [18 empty] | 0.00016273 | 0.008314
0 | 460 | Lighting | [6 empty] | 0 | [14 empty] | 0 | 0 | 0 | 0 | 0 |  | 0 |  | 0 |  |  | #VALUE! | [9 empty] | 1 | [30 empty] | 52.7 |  |  | 0 | [21 empty] | 0.00073 |  |  | 0.23 | 0.75 |  |  | 0% | [53 empty] | 15 | [18 empty] | 0.00016273 | 0.008314
0 | 461 | Lighting | [6 empty] | 0 | [14 empty] | 0 | 0 | 0 | 0 | 0 |  | 0 |  | 0 |  |  | #VALUE! | [9 empty] | 1 | [30 empty] | 53.7 |  |  | 0 | [21 empty] | 0.00073 |  |  | 0.23 | 0.75 |  |  | 0% | [53 empty] | 15 | [18 empty] | 0.00016273 | 0.008314
0 | 462 | Lighting | [6 empty] | 0 | [14 empty] | 0 | 0 | 0 | 0 | 0 |  | 0 |  | 0 |  |  | #VALUE! | [9 empty] | 1 | [30 empty] | 54.7 |  |  | 0 | [21 empty] | 0.00073 |  |  | 0.23 | 0.75 |  |  | 0% | [53 empty] | 15 | [18 empty] | 0.00016273 | 0.008314
0 | 463 | Lighting | [6 empty] | 0 | [14 empty] | 0 | 0 | 0 | 0 | 0 |  | 0 |  | 0 |  |  | #VALUE! | [9 empty] | 1 | [30 empty] | 55.7 |  |  | 0 | [21 empty] | 0.00073 |  |  | 0.23 | 0.75 |  |  | 0% | [53 empty] | 15 | [18 empty] | 0.00016273 | 0.008314
0 | 464 | Lighting | [6 empty] | 0 | [14 empty] | 0 | 0 | 0 | 0 | 0 |  | 0 |  | 0 |  |  | #VALUE! | [9 empty] | 1 | [30 empty] | 56.7 |  |  | 0 | [21 empty] | 0.00073 |  |  | 0.23 | 0.75 |  |  | 0% | [53 empty] | 15 | [18 empty] | 0.00016273 | 0.008314
0 | 465 | Lighting | [6 empty] | 0 | [14 empty] | 0 | 0 | 0 | 0 | 0 |  | 0 |  | 0 |  |  | #VALUE! | [9 empty] | 1 | [30 empty] | 57.7 |  |  | 0 | [21 empty] | 0.00073 |  |  | 0.23 | 0.75 |  |  | 0% | [53 empty] | 15 | [18 empty] | 0.00016273 | 0.008314
0 | 466 | Lighting | [6 empty] | 0 | [14 empty] | 0 | 0 | 0 | 0 | 0 |  | 0 |  | 0 |  |  | #VALUE! | [9 empty] | 1 | [30 empty] | 58.7 |  |  | 0 | [21 empty] | 0.00073 |  |  | 0.23 | 0.75 |  |  | 0% | [53 empty] | 15 | [18 empty] | 0.00016273 | 0.008314
0 | 467 | Lighting | [6 empty] | 0 | [14 empty] | 0 | 0 | 0 | 0 | 0 |  | 0 |  | 0 |  |  | #VALUE! | [9 empty] | 1 | [30 empty] | 59.7 |  |  | 0 | [21 empty] | 0.00073 |  |  | 0.23 | 0.75 |  |  | 0% | [53 empty] | 15 | [18 empty] | 0.00016273 | 0.008314
0 | 468 | Lighting | [6 empty] | 0 | [14 empty] | 0 | 0 | 0 | 0 | 0 |  | 0 |  | 0 |  |  | #VALUE! | [9 empty] | 1 | [30 empty] | 60.7 |  |  | 0 | [21 empty] | 0.00073 |  |  | 0.23 | 0.75 |  |  | 0% | [53 empty] | 15 | [18 empty] | 0.00016273 | 0.008314
0 | 469 | Lighting | [6 empty] | 0 | [14 empty] | 0 | 0 | 0 | 0 | 0 |  | 0 |  | 0 |  |  | #VALUE! | [9 empty] | 1 | [30 empty] | 61.7 |  |  | 0 | [21 empty] | 0.00073 |  |  | 0.23 | 0.75 |  |  | 0% | [53 empty] | 15 | [18 empty] | 0.00016273 | 0.008314
0 | 470 | Lighting | [6 empty] | 0 | [14 empty] | 0 | 0 | 0 | 0 | 0 |  | 0 |  | 0 |  |  | #VALUE! | [9 empty] | 1 | [30 empty] | 62.7 |  |  | 0 | [21 empty] | 0.00073 |  |  | 0.23 | 0.75 |  |  | 0% | [53 empty] | 15 | [18 empty] | 0.00016273 | 0.008314
0 | 471 | Lighting | [6 empty] | 0 | [14 empty] | 0 | 0 | 0 | 0 | 0 |  | 0 |  | 0 |  |  | #VALUE! | [9 empty] | 1 | [30 empty] | 63.7 |  |  | 0 | [21 empty] | 0.00073 |  |  | 0.23 | 0.75 |  |  | 0% | [53 empty] | 15 | [18 empty] | 0.00016273 | 0.008314
0 | 472 | Lighting | [6 empty] | 0 | [14 empty] | 0 | 0 | 0 | 0 | 0 |  | 0 |  | 0 |  |  | #VALUE! | [9 empty] | 1 | [30 empty] | 64.7 |  |  | 0 | [21 empty] | 0.00073 |  |  | 0.23 | 0.75 |  |  | 0% | [53 empty] | 15 | [18 empty] | 0.00016273 | 0.008314
0 | 473 | Lighting | [6 empty] | 0 | [14 empty] | 0 | 0 | 0 | 0 | 0 |  | 0 |  | 0 |  |  | #VALUE! | [9 empty] | 1 | [30 empty] | 65.7 |  |  | 0 | [21 empty] | 0.00073 |  |  | 0.23 | 0.75 |  |  | 0% | [53 empty] | 15 | [18 empty] | 0.00016273 | 0.008314
0 | 474 | Lighting | [6 empty] | 0 | [14 empty] | 0 | 0 | 0 | 0 | 0 |  | 0 |  | 0 |  |  | #VALUE! | [9 empty] | 1 | [30 empty] | 66.7 |  |  | 0 | [21 empty] | 0.00073 |  |  | 0.23 | 0.75 |  |  | 0% | [53 empty] | 15 | [18 empty] | 0.00016273 | 0.008314
0 | 475 | Lighting | [6 empty] | 0 | [14 empty] | 0 | 0 | 0 | 0 | 0 |  | 0 |  | 0 |  |  | #VALUE! | [9 empty] | 1 | [30 empty] | 67.7 |  |  | 0 | [21 empty] | 0.00073 |  |  | 0.23 | 0.75 |  |  | 0% | [53 empty] | 15 | [18 empty] | 0.00016273 | 0.008314
0 | 476 | Lighting | [6 empty] | 0 | [14 empty] | 0 | 0 | 0 | 0 | 0 |  | 0 |  | 0 |  |  | #VALUE! | [9 empty] | 1 | [30 empty] | 68.7 |  |  | 0 | [21 empty] | 0.00073 |  |  | 0.23 | 0.75 |  |  | 0% | [53 empty] | 15 | [18 empty] | 0.00016273 | 0.008314
0 | 477 | Lighting | [6 empty] | 0 | [14 empty] | 0 | 0 | 0 | 0 | 0 |  | 0 |  | 0 |  |  | #VALUE! | [9 empty] | 1 | [30 empty] | 69.7 |  |  | 0 | [21 empty] | 0.00073 |  |  | 0.23 | 0.75 |  |  | 0% | [53 empty] | 15 | [18 empty] | 0.00016273 | 0.008314
0 | 478 | Lighting | [6 empty] | 0 | [14 empty] | 0 | 0 | 0 | 0 | 0 |  | 0 |  | 0 |  |  | #VALUE! | [9 empty] | 1 | [30 empty] | 70.7 |  |  | 0 | [21 empty] | 0.00073 |  |  | 0.23 | 0.75 |  |  | 0% | [53 empty] | 15 | [18 empty] | 0.00016273 | 0.008314
0 | 479 | Lighting | [6 empty] | 0 | [14 empty] | 0 | 0 | 0 | 0 | 0 |  | 0 |  | 0 |  |  | #VALUE! | [9 empty] | 1 | [30 empty] | 71.7 |  |  | 0 | [21 empty] | 0.00073 |  |  | 0.23 | 0.75 |  |  | 0% | [53 empty] | 15 | [18 empty] | 0.00016273 | 0.008314
0 | 480 | Lighting | [6 empty] | 0 | [14 empty] | 0 | 0 | 0 | 0 | 0 |  | 0 |  | 0 |  |  | #VALUE! | [9 empty] | 1 | [30 empty] | 72.7 |  |  | 0 | [21 empty] | 0.00073 |  |  | 0.23 | 0.75 |  |  | 0% | [53 empty] | 15 | [18 empty] | 0.00016273 | 0.008314
0 | 481 | Lighting | [6 empty] | 0 | [14 empty] | 0 | 0 | 0 | 0 | 0 |  | 0 |  | 0 |  |  | #VALUE! | [9 empty] | 1 | [30 empty] | 73.7 |  |  | 0 | [21 empty] | 0.00073 |  |  | 0.23 | 0.75 |  |  | 0% | [53 empty] | 15 | [18 empty] | 0.00016273 | 0.008314
0 | 482 | Lighting | [6 empty] | 0 | [14 empty] | 0 | 0 | 0 | 0 | 0 |  | 0 |  | 0 |  |  | #VALUE! | [9 empty] | 1 | [30 empty] | 74.7 |  |  | 0 | [21 empty] | 0.00073 |  |  | 0.23 | 0.75 |  |  | 0% | [53 empty] | 15 | [18 empty] | 0.00016273 | 0.008314
0 | 483 | Lighting | [6 empty] | 0 | [14 empty] | 0 | 0 | 0 | 0 | 0 |  | 0 |  | 0 |  |  | #VALUE! | [9 empty] | 1 | [30 empty] | 75.7 |  |  | 0 | [21 empty] | 0.00073 |  |  | 0.23 | 0.75 |  |  | 0% | [53 empty] | 15 | [18 empty] | 0.00016273 | 0.008314
0 | 484 | Lighting | [6 empty] | 0 | [14 empty] | 0 | 0 | 0 | 0 | 0 |  | 0 |  | 0 |  |  | #VALUE! | [9 empty] | 1 | [30 empty] | 76.7 |  |  | 0 | [21 empty] | 0.00073 |  |  | 0.23 | 0.75 |  |  | 0% | [53 empty] | 15 | [18 empty] | 0.00016273 | 0.008314
0 | 485 | Lighting | [6 empty] | 0 | [14 empty] | 0 | 0 | 0 | 0 | 0 |  | 0 |  | 0 |  |  | #VALUE! | [9 empty] | 1 | [30 empty] | 77.7 |  |  | 0 | [21 empty] | 0.00073 |  |  | 0.23 | 0.75 |  |  | 0% | [53 empty] | 15 | [18 empty] | 0.00016273 | 0.008314
0 | 486 | Lighting | [6 empty] | 0 | [14 empty] | 0 | 0 | 0 | 0 | 0 |  | 0 |  | 0 |  |  | #VALUE! | [9 empty] | 1 | [30 empty] | 78.7 |  |  | 0 | [21 empty] | 0.00073 |  |  | 0.23 | 0.75 |  |  | 0% | [53 empty] | 15 | [18 empty] | 0.00016273 | 0.008314
0 | 487 | Lighting | [6 empty] | 0 | [14 empty] | 0 | 0 | 0 | 0 | 0 |  | 0 |  | 0 |  |  | #VALUE! | [9 empty] | 1 | [30 empty] | 79.7 |  |  | 0 | [21 empty] | 0.00073 |  |  | 0.23 | 0.75 |  |  | 0% | [53 empty] | 15 | [18 empty] | 0.00016273 | 0.008314
0 | 488 | Lighting | [6 empty] | 0 | [14 empty] | 0 | 0 | 0 | 0 | 0 |  | 0 |  | 0 |  |  | #VALUE! | [9 empty] | 1 | [30 empty] | 80.7 |  |  | 0 | [21 empty] | 0.00073 |  |  | 0.23 | 0.75 |  |  | 0% | [53 empty] | 15 | [18 empty] | 0.00016273 | 0.008314
0 | 489 | Lighting | [6 empty] | 0 | [14 empty] | 0 | 0 | 0 | 0 | 0 |  | 0 |  | 0 |  |  | #VALUE! | [9 empty] | 1 | [30 empty] | 81.7 |  |  | 0 | [21 empty] | 0.00073 |  |  | 0.23 | 0.75 |  |  | 0% | [53 empty] | 15 | [18 empty] | 0.00016273 | 0.008314
0 | 490 | Lighting | [6 empty] | 0 | [14 empty] | 0 | 0 | 0 | 0 | 0 |  | 0 |  | 0 |  |  | #VALUE! | [9 empty] | 1 | [30 empty] | 82.7 |  |  | 0 | [21 empty] | 0.00073 |  |  | 0.23 | 0.75 |  |  | 0% | [53 empty] | 15 | [18 empty] | 0.00016273 | 0.008314
0 | 491 | Lighting | [6 empty] | 0 | [14 empty] | 0 | 0 | 0 | 0 | 0 |  | 0 |  | 0 |  |  | #VALUE! | [9 empty] | 1 | [30 empty] | 83.7 |  |  | 0 | [21 empty] | 0.00073 |  |  | 0.23 | 0.75 |  |  | 0% | [53 empty] | 15 | [18 empty] | 0.00016273 | 0.008314
0 | 492 | Lighting | [6 empty] | 0 | [14 empty] | 0 | 0 | 0 | 0 | 0 |  | 0 |  | 0 |  |  | #VALUE! | [9 empty] | 1 | [30 empty] | 84.7 |  |  | 0 | [21 empty] | 0.00073 |  |  | 0.23 | 0.75 |  |  | 0% | [53 empty] | 15 | [18 empty] | 0.00016273 | 0.008314
0 | 493 | Lighting | [6 empty] | 0 | [14 empty] | 0 | 0 | 0 | 0 | 0 |  | 0 |  | 0 |  |  | #VALUE! | [9 empty] | 1 | [30 empty] | 85.7 |  |  | 0 | [21 empty] | 0.00073 |  |  | 0.23 | 0.75 |  |  | 0% | [53 empty] | 15 | [18 empty] | 0.00016273 | 0.008314
0 | 494 | Lighting | [6 empty] | 0 | [14 empty] | 0 | 0 | 0 | 0 | 0 |  | 0 |  | 0 |  |  | #VALUE! | [9 empty] | 1 | [30 empty] | 86.7 |  |  | 0 | [21 empty] | 0.00073 |  |  | 0.23 | 0.75 |  |  | 0% | [53 empty] | 15 | [18 empty] | 0.00016273 | 0.008314
0 | 495 | Lighting | [6 empty] | 0 | [14 empty] | 0 | 0 | 0 | 0 | 0 |  | 0 |  | 0 |  |  | #VALUE! | [9 empty] | 1 | [30 empty] | 87.7 |  |  | 0 | [21 empty] | 0.00073 |  |  | 0.23 | 0.75 |  |  | 0% | [53 empty] | 15 | [18 empty] | 0.00016273 | 0.008314
0 | 496 | Lighting | [6 empty] | 0 | [14 empty] | 0 | 0 | 0 | 0 | 0 |  | 0 |  | 0 |  |  | #VALUE! | [9 empty] | 1 | [30 empty] | 88.7 |  |  | 0 | [21 empty] | 0.00073 |  |  | 0.23 | 0.75 |  |  | 0% | [53 empty] | 15 | [18 empty] | 0.00016273 | 0.008314
0 | 497 | Lighting | [6 empty] | 0 | [14 empty] | 0 | 0 | 0 | 0 | 0 |  | 0 |  | 0 |  |  | #VALUE! | [9 empty] | 1 | [30 empty] | 89.7 |  |  | 0 | [21 empty] | 0.00073 |  |  | 0.23 | 0.75 |  |  | 0% | [53 empty] | 15 | [18 empty] | 0.00016273 | 0.008314
0 | 498 | Lighting | [6 empty] | 0 | [14 empty] | 0 | 0 | 0 | 0 | 0 |  | 0 |  | 0 |  |  | #VALUE! | [9 empty] | 1 | [30 empty] | 90.7 |  |  | 0 | [21 empty] | 0.00073 |  |  | 0.23 | 0.75 |  |  | 0% | [53 empty] | 15 | [18 empty] | 0.00016273 | 0.008314
0 | 499 | Lighting | [6 empty] | 0 | [14 empty] | 0 | 0 | 0 | 0 | 0 |  | 0 |  | 0 |  |  | #VALUE! | [9 empty] | 1 | [30 empty] | 91.7 |  |  | 0 | [21 empty] | 0.00073 |  |  | 0.23 | 0.75 |  |  | 0% | [53 empty] | 15 | [18 empty] | 0.00016273 | 0.008314
0 | 500 | Lighting | [6 empty] | 0 | [14 empty] | 0 | 0 | 0 | 0 | 0 |  | 0 |  | 0 |  |  | #VALUE! | [9 empty] | 1 | [30 empty] | 92.7 |  |  | 0 | [21 empty] | 0.00073 |  |  | 0.23 | 0.75 |  |  | 0% | [53 empty] | 15 | [18 empty] | 0.00016273 | 0.008314
0 | 501 | Lighting | [6 empty] | 0 | [14 empty] | 0 | 0 | 0 | 0 | 0 |  | 0 |  | 0 |  |  | #VALUE! | [9 empty] | 1 | [30 empty] | 93.7 |  |  | 0 | [21 empty] | 0.00073 |  |  | 0.23 | 0.75 |  |  | 0% | [53 empty] | 15 | [18 empty] | 0.00016273 | 0.008314
0 | 502 | Lighting | [6 empty] | 0 | [14 empty] | 0 | 0 | 0 | 0 | 0 |  | 0 |  | 0 |  |  | #VALUE! | [9 empty] | 1 | [30 empty] | 94.7 |  |  | 0 | [21 empty] | 0.00073 |  |  | 0.23 | 0.75 |  |  | 0% | [53 empty] | 15 | [18 empty] | 0.00016273 | 0.008314
0 | 503 | Lighting | [6 empty] | 0 | [14 empty] | 0 | 0 | 0 | 0 | 0 |  | 0 |  | 0 |  |  | #VALUE! | [9 empty] | 1 | [30 empty] | 95.7 |  |  | 0 | [21 empty] | 0.00073 |  |  | 0.23 | 0.75 |  |  | 0% | [53 empty] | 15 | [18 empty] | 0.00016273 | 0.008314
0 | 504 | Lighting | [6 empty] | 0 | [14 empty] | 0 | 0 | 0 | 0 | 0 |  | 0 |  | 0 |  |  | #VALUE! | [9 empty] | 1 | [30 empty] | 96.7 |  |  | 0 | [21 empty] | 0.00073 |  |  | 0.23 | 0.75 |  |  | 0% | [53 empty] | 15 | [18 empty] | 0.00016273 | 0.008314
0 | 505 | Lighting | [6 empty] | 0 | [14 empty] | 0 | 0 | 0 | 0 | 0 |  | 0 |  | 0 |  |  | #VALUE! | [9 empty] | 1 | [30 empty] | 97.7 |  |  | 0 | [21 empty] | 0.00073 |  |  | 0.23 | 0.75 |  |  | 0% | [53 empty] | 15 | [18 empty] | 0.00016273 | 0.008314
0 | 506 | Lighting | [6 empty] | 0 | [14 empty] | 0 | 0 | 0 | 0 | 0 |  | 0 |  | 0 |  |  | #VALUE! | [9 empty] | 1 | [30 empty] | 98.7 |  |  | 0 | [21 empty] | 0.00073 |  |  | 0.23 | 0.75 |  |  | 0% | [53 empty] | 15 | [18 empty] | 0.00016273 | 0.008314
0 | 507 | Lighting | [6 empty] | 0 | [14 empty] | 0 | 0 | 0 | 0 | 0 |  | 0 |  | 0 |  |  | #VALUE! | [9 empty] | 1 | [30 empty] | 99.7 |  |  | 0 | [21 empty] | 0.00073 |  |  | 0.23 | 0.75 |  |  | 0% | [53 empty] | 15 | [18 empty] | 0.00016273 | 0.008314
0 | 508 | Lighting | [6 empty] | 0 | [14 empty] | 0 | 0 | 0 | 0 | 0 |  | 0 |  | 0 |  |  | #VALUE! | [9 empty] | 1 | [30 empty] | 100.7 |  |  | 0 | [21 empty] | 0.00073 |  |  | 0.23 | 0.75 |  |  | 0% | [53 empty] | 15 | [18 empty] | 0.00016273 | 0.008314
0 | 509 | Lighting | [6 empty] | 0 | [14 empty] | 0 | 0 | 0 | 0 | 0 |  | 0 |  | 0 |  |  | #VALUE! | [9 empty] | 1 | [30 empty] | 101.7 |  |  | 0 | [21 empty] | 0.00073 |  |  | 0.23 | 0.75 |  |  | 0% | [53 empty] | 15 | [18 empty] | 0.00016273 | 0.008314
0 | 510 | Lighting | [6 empty] | 0 | [14 empty] | 0 | 0 | 0 | 0 | 0 |  | 0 |  | 0 |  |  | #VALUE! | [9 empty] | 1 | [30 empty] | 102.7 |  |  | 0 | [21 empty] | 0.00073 |  |  | 0.23 | 0.75 |  |  | 0% | [53 empty] | 15 | [18 empty] | 0.00016273 | 0.008314
0 | 511 | Lighting | [6 empty] | 0 | [14 empty] | 0 | 0 | 0 | 0 | 0 |  | 0 |  | 0 |  |  | #VALUE! | [9 empty] | 1 | [30 empty] | 103.7 |  |  | 0 | [21 empty] | 0.00073 |  |  | 0.23 | 0.75 |  |  | 0% | [53 empty] | 15 | [18 empty] | 0.00016273 | 0.008314
0 | 512 | Lighting | [6 empty] | 0 | [14 empty] | 0 | 0 | 0 | 0 | 0 |  | 0 |  | 0 |  |  | #VALUE! | [9 empty] | 1 | [30 empty] | 104.7 |  |  | 0 | [21 empty] | 0.00073 |  |  | 0.23 | 0.75 |  |  | 0% | [53 empty] | 15 | [18 empty] | 0.00016273 | 0.008314
0 | 513 | Lighting | [6 empty] | 0 | [14 empty] | 0 | 0 | 0 | 0 | 0 |  | 0 |  | 0 |  |  | #VALUE! | [9 empty] | 1 | [30 empty] | 105.7 |  |  | 0 | [21 empty] | 0.00073 |  |  | 0.23 | 0.75 |  |  | 0% | [53 empty] | 15 | [18 empty] | 0.00016273 | 0.008314
0 | 514 | Lighting | [6 empty] | 0 | [14 empty] | 0 | 0 | 0 | 0 | 0 |  | 0 |  | 0 |  |  | #VALUE! | [9 empty] | 1 | [30 empty] | 106.7 |  |  | 0 | [21 empty] | 0.00073 |  |  | 0.23 | 0.75 |  |  | 0% | [53 empty] | 15 | [18 empty] | 0.00016273 | 0.008314
0 | 515 | Lighting | [6 empty] | 0 | [14 empty] | 0 | 0 | 0 | 0 | 0 |  | 0 |  | 0 |  |  | #VALUE! | [9 empty] | 1 | [30 empty] | 107.7 |  |  | 0 | [21 empty] | 0.00073 |  |  | 0.23 | 0.75 |  |  | 0% | [53 empty] | 15 | [18 empty] | 0.00016273 | 0.008314
0 | 516 | Lighting | [6 empty] | 0 | [14 empty] | 0 | 0 | 0 | 0 | 0 |  | 0 |  | 0 |  |  | #VALUE! | [9 empty] | 1 | [30 empty] | 108.7 |  |  | 0 | [21 empty] | 0.00073 |  |  | 0.23 | 0.75 |  |  | 0% | [53 empty] | 15 | [18 empty] | 0.00016273 | 0.008314
0 | 517 | Lighting | [6 empty] | 0 | [14 empty] | 0 | 0 | 0 | 0 | 0 |  | 0 |  | 0 |  |  | #VALUE! | [9 empty] | 1 | [30 empty] | 109.7 |  |  | 0 | [21 empty] | 0.00073 |  |  | 0.23 | 0.75 |  |  | 0% | [53 empty] | 15 | [18 empty] | 0.00016273 | 0.008314
0 | 518 | Lighting | [6 empty] | 0 | [14 empty] | 0 | 0 | 0 | 0 | 0 |  | 0 |  | 0 |  |  | #VALUE! | [9 empty] | 1 | [30 empty] | 110.7 |  |  | 0 | [21 empty] | 0.00073 |  |  | 0.23 | 0.75 |  |  | 0% | [53 empty] | 15 | [18 empty] | 0.00016273 | 0.008314
0 | 519 | Lighting | [6 empty] | 0 | [14 empty] | 0 | 0 | 0 | 0 | 0 |  | 0 |  | 0 |  |  | #VALUE! | [9 empty] | 1 | [30 empty] | 111.7 |  |  | 0 | [21 empty] | 0.00073 |  |  | 0.23 | 0.75 |  |  | 0% | [53 empty] | 15 | [18 empty] | 0.00016273 | 0.008314
0 | 520 | Lighting | [6 empty] | 0 | [14 empty] | 0 | 0 | 0 | 0 | 0 |  | 0 |  | 0 |  |  | #VALUE! | [9 empty] | 1 | [30 empty] | 112.7 |  |  | 0 | [21 empty] | 0.00073 |  |  | 0.23 | 0.75 |  |  | 0% | [53 empty] | 15 | [18 empty] | 0.00016273 | 0.008314
0 | 521 | Lighting | [6 empty] | 0 | [14 empty] | 0 | 0 | 0 | 0 | 0 |  | 0 |  | 0 |  |  | #VALUE! | [9 empty] | 1 | [30 empty] | 113.7 |  |  | 0 | [21 empty] | 0.00073 |  |  | 0.23 | 0.75 |  |  | 0% | [53 empty] | 15 | [18 empty] | 0.00016273 | 0.008314
0 | 522 | Lighting | [6 empty] | 0 | [14 empty] | 0 | 0 | 0 | 0 | 0 |  | 0 |  | 0 |  |  | #VALUE! | [9 empty] | 1 | [30 empty] | 114.7 |  |  | 0 | [21 empty] | 0.00073 |  |  | 0.23 | 0.75 |  |  | 0% | [53 empty] | 15 | [18 empty] | 0.00016273 | 0.008314
0 | 523 | Lighting | [6 empty] | 0 | [14 empty] | 0 | 0 | 0 | 0 | 0 |  | 0 |  | 0 |  |  | #VALUE! | [9 empty] | 1 | [30 empty] | 115.7 |  |  | 0 | [21 empty] | 0.00073 |  |  | 0.23 | 0.75 |  |  | 0% | [53 empty] | 15 | [18 empty] | 0.00016273 | 0.008314
0 | 524 | Lighting | [6 empty] | 0 | [14 empty] | 0 | 0 | 0 | 0 | 0 |  | 0 |  | 0 |  |  | #VALUE! | [9 empty] | 1 | [30 empty] | 116.7 |  |  | 0 | [21 empty] | 0.00073 |  |  | 0.23 | 0.75 |  |  | 0% | [53 empty] | 15 | [18 empty] | 0.00016273 | 0.008314
0 | 525 | Lighting | [6 empty] | 0 | [14 empty] | 0 | 0 | 0 | 0 | 0 |  | 0 |  | 0 |  |  | #VALUE! | [9 empty] | 1 | [30 empty] | 117.7 |  |  | 0 | [21 empty] | 0.00073 |  |  | 0.23 | 0.75 |  |  | 0% | [53 empty] | 15 | [18 empty] | 0.00016273 | 0.008314
0 | 526 | Lighting | [6 empty] | 0 | [14 empty] | 0 | 0 | 0 | 0 | 0 |  | 0 |  | 0 |  |  | #VALUE! | [9 empty] | 1 | [30 empty] | 118.7 |  |  | 0 | [21 empty] | 0.00073 |  |  | 0.23 | 0.75 |  |  | 0% | [53 empty] | 15 | [18 empty] | 0.00016273 | 0.008314
0 | 527 | Lighting | [6 empty] | 0 | [14 empty] | 0 | 0 | 0 | 0 | 0 |  | 0 |  | 0 |  |  | #VALUE! | [9 empty] | 1 | [30 empty] | 119.7 |  |  | 0 | [21 empty] | 0.00073 |  |  | 0.23 | 0.75 |  |  | 0% | [53 empty] | 15 | [18 empty] | 0.00016273 | 0.008314
0 | 528 | Lighting | [6 empty] | 0 | [14 empty] | 0 | 0 | 0 | 0 | 0 |  | 0 |  | 0 |  |  | #VALUE! | [9 empty] | 1 | [30 empty] | 120.7 |  |  | 0 | [21 empty] | 0.00073 |  |  | 0.23 | 0.75 |  |  | 0% | [53 empty] | 15 | [18 empty] | 0.00016273 | 0.008314
0 | 529 | Lighting | [6 empty] | 0 | [14 empty] | 0 | 0 | 0 | 0 | 0 |  | 0 |  | 0 |  |  | #VALUE! | [9 empty] | 1 | [30 empty] | 121.7 |  |  | 0 | [21 empty] | 0.00073 |  |  | 0.23 | 0.75 |  |  | 0% | [53 empty] | 15 | [18 empty] | 0.00016273 | 0.008314
0 | 530 | Lighting | [6 empty] | 0 | [14 empty] | 0 | 0 | 0 | 0 | 0 |  | 0 |  | 0 |  |  | #VALUE! | [9 empty] | 1 | [30 empty] | 122.7 |  |  | 0 | [21 empty] | 0.00073 |  |  | 0.23 | 0.75 |  |  | 0% | [53 empty] | 15 | [18 empty] | 0.00016273 | 0.008314
0 | 531 | Lighting | [6 empty] | 0 | [14 empty] | 0 | 0 | 0 | 0 | 0 |  | 0 |  | 0 |  |  | #VALUE! | [9 empty] | 1 | [30 empty] | 123.7 |  |  | 0 | [21 empty] | 0.00073 |  |  | 0.23 | 0.75 |  |  | 0% | [53 empty] | 15 | [18 empty] | 0.00016273 | 0.008314
0 | 532 | Lighting | [6 empty] | 0 | [14 empty] | 0 | 0 | 0 | 0 | 0 |  | 0 |  | 0 |  |  | #VALUE! | [9 empty] | 1 | [30 empty] | 124.7 |  |  | 0 | [21 empty] | 0.00073 |  |  | 0.23 | 0.75 |  |  | 0% | [53 empty] | 15 | [18 empty] | 0.00016273 | 0.008314
0 | 533 | Lighting | [6 empty] | 0 | [14 empty] | 0 | 0 | 0 | 0 | 0 |  | 0 |  | 0 |  |  | #VALUE! | [9 empty] | 1 | [30 empty] | 125.7 |  |  | 0 | [21 empty] | 0.00073 |  |  | 0.23 | 0.75 |  |  | 0% | [53 empty] | 15 | [18 empty] | 0.00016273 | 0.008314
0 | 534 | Lighting | [6 empty] | 0 | [14 empty] | 0 | 0 | 0 | 0 | 0 |  | 0 |  | 0 |  |  | #VALUE! | [9 empty] | 1 | [30 empty] | 126.7 |  |  | 0 | [21 empty] | 0.00073 |  |  | 0.23 | 0.75 |  |  | 0% | [53 empty] | 15 | [18 empty] | 0.00016273 | 0.008314
0 | 535 | Lighting | [6 empty] | 0 | [14 empty] | 0 | 0 | 0 | 0 | 0 |  | 0 |  | 0 |  |  | #VALUE! | [9 empty] | 1 | [30 empty] | 127.7 |  |  | 0 | [21 empty] | 0.00073 |  |  | 0.23 | 0.75 |  |  | 0% | [53 empty] | 15 | [18 empty] | 0.00016273 | 0.008314
0 | 536 | Lighting | [6 empty] | 0 | [14 empty] | 0 | 0 | 0 | 0 | 0 |  | 0 |  | 0 |  |  | #VALUE! | [9 empty] | 1 | [30 empty] | 128.7 |  |  | 0 | [21 empty] | 0.00073 |  |  | 0.23 | 0.75 |  |  | 0% | [53 empty] | 15 | [18 empty] | 0.00016273 | 0.008314
0 | 537 | Lighting | [6 empty] | 0 | [14 empty] | 0 | 0 | 0 | 0 | 0 |  | 0 |  | 0 |  |  | #VALUE! | [9 empty] | 1 | [30 empty] | 129.7 |  |  | 0 | [21 empty] | 0.00073 |  |  | 0.23 | 0.75 |  |  | 0% | [53 empty] | 15 | [18 empty] | 0.00016273 | 0.008314
0 | 538 | Lighting | [6 empty] | 0 | [14 empty] | 0 | 0 | 0 | 0 | 0 |  | 0 |  | 0 |  |  | #VALUE! | [9 empty] | 1 | [30 empty] | 130.7 |  |  | 0 | [21 empty] | 0.00073 |  |  | 0.23 | 0.75 |  |  | 0% | [53 empty] | 15 | [18 empty] | 0.00016273 | 0.008314
0 | 539 | Lighting | [6 empty] | 0 | [14 empty] | 0 | 0 | 0 | 0 | 0 |  | 0 |  | 0 |  |  | #VALUE! | [9 empty] | 1 | [30 empty] | 131.7 |  |  | 0 | [21 empty] | 0.00073 |  |  | 0.23 | 0.75 |  |  | 0% | [53 empty] | 15 | [18 empty] | 0.00016273 | 0.008314
0 | 540 | Lighting | [6 empty] | 0 | [14 empty] | 0 | 0 | 0 | 0 | 0 |  | 0 |  | 0 |  |  | #VALUE! | [9 empty] | 1 | [30 empty] | 132.7 |  |  | 0 | [21 empty] | 0.00073 |  |  | 0.23 | 0.75 |  |  | 0% | [53 empty] | 15 | [18 empty] | 0.00016273 | 0.008314
0 | 541 | Lighting | [6 empty] | 0 | [14 empty] | 0 | 0 | 0 | 0 | 0 |  | 0 |  | 0 |  |  | #VALUE! | [9 empty] | 1 | [30 empty] | 133.7 |  |  | 0 | [21 empty] | 0.00073 |  |  | 0.23 | 0.75 |  |  | 0% | [53 empty] | 15 | [18 empty] | 0.00016273 | 0.008314
0 | 542 | Lighting | [6 empty] | 0 | [14 empty] | 0 | 0 | 0 | 0 | 0 |  | 0 |  | 0 |  |  | #VALUE! | [9 empty] | 1 | [30 empty] | 134.7 |  |  | 0 | [21 empty] | 0.00073 |  |  | 0.23 | 0.75 |  |  | 0% | [53 empty] | 15 | [18 empty] | 0.00016273 | 0.008314
0 | 543 | Lighting | [6 empty] | 0 | [14 empty] | 0 | 0 | 0 | 0 | 0 |  | 0 |  | 0 |  |  | #VALUE! | [9 empty] | 1 | [30 empty] | 135.7 |  |  | 0 | [21 empty] | 0.00073 |  |  | 0.23 | 0.75 |  |  | 0% | [53 empty] | 15 | [18 empty] | 0.00016273 | 0.008314
0 | 544 | Lighting | [6 empty] | 0 | [14 empty] | 0 | 0 | 0 | 0 | 0 |  | 0 |  | 0 |  |  | #VALUE! | [9 empty] | 1 | [30 empty] | 136.7 |  |  | 0 | [21 empty] | 0.00073 |  |  | 0.23 | 0.75 |  |  | 0% | [53 empty] | 15 | [18 empty] | 0.00016273 | 0.008314
0 | 545 | Lighting | [6 empty] | 0 | [14 empty] | 0 | 0 | 0 | 0 | 0 |  | 0 |  | 0 |  |  | #VALUE! | [9 empty] | 1 | [30 empty] | 137.7 |  |  | 0 | [21 empty] | 0.00073 |  |  | 0.23 | 0.75 |  |  | 0% | [53 empty] | 15 | [18 empty] | 0.00016273 | 0.008314
0 | 546 | Lighting | [6 empty] | 0 | [14 empty] | 0 | 0 | 0 | 0 | 0 |  | 0 |  | 0 |  |  | #VALUE! | [9 empty] | 1 | [30 empty] | 138.7 |  |  | 0 | [21 empty] | 0.00073 |  |  | 0.23 | 0.75 |  |  | 0% | [53 empty] | 15 | [18 empty] | 0.00016273 | 0.008314
0 | 547 | Lighting | [6 empty] | 0 | [14 empty] | 0 | 0 | 0 | 0 | 0 |  | 0 |  | 0 |  |  | #VALUE! | [9 empty] | 1 | [30 empty] | 139.7 |  |  | 0 | [21 empty] | 0.00073 |  |  | 0.23 | 0.75 |  |  | 0% | [53 empty] | 15 | [18 empty] | 0.00016273 | 0.008314
0 | 548 | Lighting | [6 empty] | 0 | [14 empty] | 0 | 0 | 0 | 0 | 0 |  | 0 |  | 0 |  |  | #VALUE! | [9 empty] | 1 | [30 empty] | 140.7 |  |  | 0 | [21 empty] | 0.00073 |  |  | 0.23 | 0.75 |  |  | 0% | [53 empty] | 15 | [18 empty] | 0.00016273 | 0.008314
0 | 549 | Lighting | [6 empty] | 0 | [14 empty] | 0 | 0 | 0 | 0 | 0 |  | 0 |  | 0 |  |  | #VALUE! | [9 empty] | 1 | [30 empty] | 141.7 |  |  | 0 | [21 empty] | 0.00073 |  |  | 0.23 | 0.75 |  |  | 0% | [53 empty] | 15 | [18 empty] | 0.00016273 | 0.008314
0 | 550 | Lighting | [6 empty] | 0 | [14 empty] | 0 | 0 | 0 | 0 | 0 |  | 0 |  | 0 |  |  | #VALUE! | [9 empty] | 1 | [30 empty] | 142.7 |  |  | 0 | [21 empty] | 0.00073 |  |  | 0.23 | 0.75 |  |  | 0% | [53 empty] | 15 | [18 empty] | 0.00016273 | 0.008314
0 | 551 | Lighting | [6 empty] | 0 | [14 empty] | 0 | 0 | 0 | 0 | 0 |  | 0 |  | 0 |  |  | #VALUE! | [9 empty] | 1 | [30 empty] | 143.7 |  |  | 0 | [21 empty] | 0.00073 |  |  | 0.23 | 0.75 |  |  | 0% | [53 empty] | 15 | [18 empty] | 0.00016273 | 0.008314
0 | 552 | Lighting | [6 empty] | 0 | [14 empty] | 0 | 0 | 0 | 0 | 0 |  | 0 |  | 0 |  |  | #VALUE! | [9 empty] | 1 | [30 empty] | 144.7 |  |  | 0 | [21 empty] | 0.00073 |  |  | 0.23 | 0.75 |  |  | 0% | [53 empty] | 15 | [18 empty] | 0.00016273 | 0.008314
0 | 553 | Lighting | [6 empty] | 0 | [14 empty] | 0 | 0 | 0 | 0 | 0 |  | 0 |  | 0 |  |  | #VALUE! | [9 empty] | 1 | [30 empty] | 145.7 |  |  | 0 | [21 empty] | 0.00073 |  |  | 0.23 | 0.75 |  |  | 0% | [53 empty] | 15 | [18 empty] | 0.00016273 | 0.008314
0 | 554 | Lighting | [6 empty] | 0 | [14 empty] | 0 | 0 | 0 | 0 | 0 |  | 0 |  | 0 |  |  | #VALUE! | [9 empty] | 1 | [30 empty] | 146.7 |  |  | 0 | [21 empty] | 0.00073 |  |  | 0.23 | 0.75 |  |  | 0% | [53 empty] | 15 | [18 empty] | 0.00016273 | 0.008314
0 | 555 | Lighting | [6 empty] | 0 | [14 empty] | 0 | 0 | 0 | 0 | 0 |  | 0 |  | 0 |  |  | #VALUE! | [9 empty] | 1 | [30 empty] | 147.7 |  |  | 0 | [21 empty] | 0.00073 |  |  | 0.23 | 0.75 |  |  | 0% | [53 empty] | 15 | [18 empty] | 0.00016273 | 0.008314
0 | 556 | Lighting | [6 empty] | 0 | [14 empty] | 0 | 0 | 0 | 0 | 0 |  | 0 |  | 0 |  |  | #VALUE! | [9 empty] | 1 | [30 empty] | 148.7 |  |  | 0 | [21 empty] | 0.00073 |  |  | 0.23 | 0.75 |  |  | 0% | [53 empty] | 15 | [18 empty] | 0.00016273 | 0.008314
0 | 557 | Lighting | [6 empty] | 0 | [14 empty] | 0 | 0 | 0 | 0 | 0 |  | 0 |  | 0 |  |  | #VALUE! | [9 empty] | 1 | [30 empty] | 149.7 |  |  | 0 | [21 empty] | 0.00073 |  |  | 0.23 | 0.75 |  |  | 0% | [53 empty] | 15 | [18 empty] | 0.00016273 | 0.008314
0 | 558 | Lighting | [6 empty] | 0 | [14 empty] | 0 | 0 | 0 | 0 | 0 |  | 0 |  | 0 |  |  | #VALUE! | [9 empty] | 1 | [30 empty] | 150.7 |  |  | 0 | [21 empty] | 0.00073 |  |  | 0.23 | 0.75 |  |  | 0% | [53 empty] | 15 | [18 empty] | 0.00016273 | 0.008314
0 | 559 | Lighting | [6 empty] | 0 | [14 empty] | 0 | 0 | 0 | 0 | 0 |  | 0 |  | 0 |  |  | #VALUE! | [9 empty] | 1 | [30 empty] | 151.7 |  |  | 0 | [21 empty] | 0.00073 |  |  | 0.23 | 0.75 |  |  | 0% | [53 empty] | 15 | [18 empty] | 0.00016273 | 0.008314
0 | 560 | Lighting | [6 empty] | 0 | [14 empty] | 0 | 0 | 0 | 0 | 0 |  | 0 |  | 0 |  |  | #VALUE! | [9 empty] | 1 | [30 empty] | 152.7 |  |  | 0 | [21 empty] | 0.00073 |  |  | 0.23 | 0.75 |  |  | 0% | [53 empty] | 15 | [18 empty] | 0.00016273 | 0.008314
0 | 561 | Lighting | [6 empty] | 0 | [14 empty] | 0 | 0 | 0 | 0 | 0 |  | 0 |  | 0 |  |  | #VALUE! | [9 empty] | 1 | [30 empty] | 153.7 |  |  | 0 | [21 empty] | 0.00073 |  |  | 0.23 | 0.75 |  |  | 0% | [53 empty] | 15 | [18 empty] | 0.00016273 | 0.008314
0 | 562 | Lighting | [6 empty] | 0 | [14 empty] | 0 | 0 | 0 | 0 | 0 |  | 0 |  | 0 |  |  | #VALUE! | [9 empty] | 1 | [30 empty] | 154.7 |  |  | 0 | [21 empty] | 0.00073 |  |  | 0.23 | 0.75 |  |  | 0% | [53 empty] | 15 | [18 empty] | 0.00016273 | 0.008314
0 | 563 | Lighting | [6 empty] | 0 | [14 empty] | 0 | 0 | 0 | 0 | 0 |  | 0 |  | 0 |  |  | #VALUE! | [9 empty] | 1 | [30 empty] | 155.7 |  |  | 0 | [21 empty] | 0.00073 |  |  | 0.23 | 0.75 |  |  | 0% | [53 empty] | 15 | [18 empty] | 0.00016273 | 0.008314
0 | 564 | Lighting | [6 empty] | 0 | [14 empty] | 0 | 0 | 0 | 0 | 0 |  | 0 |  | 0 |  |  | #VALUE! | [9 empty] | 1 | [30 empty] | 156.7 |  |  | 0 | [21 empty] | 0.00073 |  |  | 0.23 | 0.75 |  |  | 0% | [53 empty] | 15 | [18 empty] | 0.00016273 | 0.008314
0 | 565 | Lighting | [6 empty] | 0 | [14 empty] | 0 | 0 | 0 | 0 | 0 |  | 0 |  | 0 |  |  | #VALUE! | [9 empty] | 1 | [30 empty] | 157.7 |  |  | 0 | [21 empty] | 0.00073 |  |  | 0.23 | 0.75 |  |  | 0% | [53 empty] | 15 | [18 empty] | 0.00016273 | 0.008314
0 | 566 | Lighting | [6 empty] | 0 | [14 empty] | 0 | 0 | 0 | 0 | 0 |  | 0 |  | 0 |  |  | #VALUE! | [9 empty] | 1 | [30 empty] | 158.7 |  |  | 0 | [21 empty] | 0.00073 |  |  | 0.23 | 0.75 |  |  | 0% | [53 empty] | 15 | [18 empty] | 0.00016273 | 0.008314
0 | 567 | Lighting | [6 empty] | 0 | [14 empty] | 0 | 0 | 0 | 0 | 0 |  | 0 |  | 0 |  |  | #VALUE! | [9 empty] | 1 | [30 empty] | 159.7 |  |  | 0 | [21 empty] | 0.00073 |  |  | 0.23 | 0.75 |  |  | 0% | [53 empty] | 15 | [18 empty] | 0.00016273 | 0.008314
0 | 568 | Lighting | [6 empty] | 0 | [14 empty] | 0 | 0 | 0 | 0 | 0 |  | 0 |  | 0 |  |  | #VALUE! | [9 empty] | 1 | [30 empty] | 160.7 |  |  | 0 | [21 empty] | 0.00073 |  |  | 0.23 | 0.75 |  |  | 0% | [53 empty] | 15 | [18 empty] | 0.00016273 | 0.008314
0 | 569 | Lighting | [6 empty] | 0 | [14 empty] | 0 | 0 | 0 | 0 | 0 |  | 0 |  | 0 |  |  | #VALUE! | [9 empty] | 1 | [30 empty] | 161.7 |  |  | 0 | [21 empty] | 0.00073 |  |  | 0.23 | 0.75 |  |  | 0% | [53 empty] | 15 | [18 empty] | 0.00016273 | 0.008314
0 | 570 | Lighting | [6 empty] | 0 | [14 empty] | 0 | 0 | 0 | 0 | 0 |  | 0 |  | 0 |  |  | #VALUE! | [9 empty] | 1 | [30 empty] | 162.7 |  |  | 0 | [21 empty] | 0.00073 |  |  | 0.23 | 0.75 |  |  | 0% | [53 empty] | 15 | [18 empty] | 0.00016273 | 0.008314
0 | 571 | Lighting | [6 empty] | 0 | [14 empty] | 0 | 0 | 0 | 0 | 0 |  | 0 |  | 0 |  |  | #VALUE! | [9 empty] | 1 | [30 empty] | 163.7 |  |  | 0 | [21 empty] | 0.00073 |  |  | 0.23 | 0.75 |  |  | 0% | [53 empty] | 15 | [18 empty] | 0.00016273 | 0.008314
0 | 572 | Lighting | [6 empty] | 0 | [14 empty] | 0 | 0 | 0 | 0 | 0 |  | 0 |  | 0 |  |  | #VALUE! | [9 empty] | 1 | [30 empty] | 164.7 |  |  | 0 | [21 empty] | 0.00073 |  |  | 0.23 | 0.75 |  |  | 0% | [53 empty] | 15 | [18 empty] | 0.00016273 | 0.008314
0 | 573 | Lighting | [6 empty] | 0 | [14 empty] | 0 | 0 | 0 | 0 | 0 |  | 0 |  | 0 |  |  | #VALUE! | [9 empty] | 1 | [30 empty] | 165.7 |  |  | 0 | [21 empty] | 0.00073 |  |  | 0.23 | 0.75 |  |  | 0% | [53 empty] | 15 | [18 empty] | 0.00016273 | 0.008314
0 | 574 | Lighting | [6 empty] | 0 | [14 empty] | 0 | 0 | 0 | 0 | 0 |  | 0 |  | 0 |  |  | #VALUE! | [9 empty] | 1 | [30 empty] | 166.7 |  |  | 0 | [21 empty] | 0.00073 |  |  | 0.23 | 0.75 |  |  | 0% | [53 empty] | 15 | [18 empty] | 0.00016273 | 0.008314
0 | 575 | Lighting | [6 empty] | 0 | [14 empty] | 0 | 0 | 0 | 0 | 0 |  | 0 |  | 0 |  |  | #VALUE! | [9 empty] | 1 | [30 empty] | 167.7 |  |  | 0 | [21 empty] | 0.00073 |  |  | 0.23 | 0.75 |  |  | 0% | [53 empty] | 15 | [18 empty] | 0.00016273 | 0.008314
0 | 576 | Lighting | [6 empty] | 0 | [14 empty] | 0 | 0 | 0 | 0 | 0 |  | 0 |  | 0 |  |  | #VALUE! | [9 empty] | 1 | [30 empty] | 168.7 |  |  | 0 | [21 empty] | 0.00073 |  |  | 0.23 | 0.75 |  |  | 0% | [53 empty] | 15 | [18 empty] | 0.00016273 | 0.008314
0 | 577 | Lighting | [6 empty] | 0 | [14 empty] | 0 | 0 | 0 | 0 | 0 |  | 0 |  | 0 |  |  | #VALUE! | [9 empty] | 1 | [30 empty] | 169.7 |  |  | 0 | [21 empty] | 0.00073 |  |  | 0.23 | 0.75 |  |  | 0% | [53 empty] | 15 | [18 empty] | 0.00016273 | 0.008314
0 | 578 | Lighting | [6 empty] | 0 | [14 empty] | 0 | 0 | 0 | 0 | 0 |  | 0 |  | 0 |  |  | #VALUE! | [9 empty] | 1 | [30 empty] | 170.7 |  |  | 0 | [21 empty] | 0.00073 |  |  | 0.23 | 0.75 |  |  | 0% | [53 empty] | 15 | [18 empty] | 0.00016273 | 0.008314
0 | 579 | Lighting | [6 empty] | 0 | [14 empty] | 0 | 0 | 0 | 0 | 0 |  | 0 |  | 0 |  |  | #VALUE! | [9 empty] | 1 | [30 empty] | 171.7 |  |  | 0 | [21 empty] | 0.00073 |  |  | 0.23 | 0.75 |  |  | 0% | [53 empty] | 15 | [18 empty] | 0.00016273 | 0.008314
0 | 580 | Lighting | [6 empty] | 0 | [14 empty] | 0 | 0 | 0 | 0 | 0 |  | 0 |  | 0 |  |  | #VALUE! | [9 empty] | 1 | [30 empty] | 172.7 |  |  | 0 | [21 empty] | 0.00073 |  |  | 0.23 | 0.75 |  |  | 0% | [53 empty] | 15 | [18 empty] | 0.00016273 | 0.008314
0 | 581 | Lighting | [6 empty] | 0 | [14 empty] | 0 | 0 | 0 | 0 | 0 |  | 0 |  | 0 |  |  | #VALUE! | [9 empty] | 1 | [30 empty] | 173.7 |  |  | 0 | [21 empty] | 0.00073 |  |  | 0.23 | 0.75 |  |  | 0% | [53 empty] | 15 | [18 empty] | 0.00016273 | 0.008314
0 | 582 | Lighting | [6 empty] | 0 | [14 empty] | 0 | 0 | 0 | 0 | 0 |  | 0 |  | 0 |  |  | #VALUE! | [9 empty] | 1 | [30 empty] | 174.7 |  |  | 0 | [21 empty] | 0.00073 |  |  | 0.23 | 0.75 |  |  | 0% | [53 empty] | 15 | [18 empty] | 0.00016273 | 0.008314
0 | 583 | Lighting | [6 empty] | 0 | [14 empty] | 0 | 0 | 0 | 0 | 0 |  | 0 |  | 0 |  |  | #VALUE! | [9 empty] | 1 | [30 empty] | 175.7 |  |  | 0 | [21 empty] | 0.00073 |  |  | 0.23 | 0.75 |  |  | 0% | [53 empty] | 15 | [18 empty] | 0.00016273 | 0.008314
0 | 584 | Lighting | [6 empty] | 0 | [14 empty] | 0 | 0 | 0 | 0 | 0 |  | 0 |  | 0 |  |  | #VALUE! | [9 empty] | 1 | [30 empty] | 176.7 |  |  | 0 | [21 empty] | 0.00073 |  |  | 0.23 | 0.75 |  |  | 0% | [53 empty] | 15 | [18 empty] | 0.00016273 | 0.008314
0 | 585 | Lighting | [6 empty] | 0 | [14 empty] | 0 | 0 | 0 | 0 | 0 |  | 0 |  | 0 |  |  | #VALUE! | [9 empty] | 1 | [30 empty] | 177.7 |  |  | 0 | [21 empty] | 0.00073 |  |  | 0.23 | 0.75 |  |  | 0% | [53 empty] | 15 | [18 empty] | 0.00016273 | 0.008314
0 | 586 | Lighting | [6 empty] | 0 | [14 empty] | 0 | 0 | 0 | 0 | 0 |  | 0 |  | 0 |  |  | #VALUE! | [9 empty] | 1 | [30 empty] | 178.7 |  |  | 0 | [21 empty] | 0.00073 |  |  | 0.23 | 0.75 |  |  | 0% | [53 empty] | 15 | [18 empty] | 0.00016273 | 0.008314
0 | 587 | Lighting | [6 empty] | 0 | [14 empty] | 0 | 0 | 0 | 0 | 0 |  | 0 |  | 0 |  |  | #VALUE! | [9 empty] | 1 | [30 empty] | 179.7 |  |  | 0 | [21 empty] | 0.00073 |  |  | 0.23 | 0.75 |  |  | 0% | [53 empty] | 15 | [18 empty] | 0.00016273 | 0.008314
0 | 588 | Lighting | [6 empty] | 0 | [14 empty] | 0 | 0 | 0 | 0 | 0 |  | 0 |  | 0 |  |  | #VALUE! | [9 empty] | 1 | [30 empty] | 180.7 |  |  | 0 | [21 empty] | 0.00073 |  |  | 0.23 | 0.75 |  |  | 0% | [53 empty] | 15 | [18 empty] | 0.00016273 | 0.008314
0 | 589 | Lighting | [6 empty] | 0 | [14 empty] | 0 | 0 | 0 | 0 | 0 |  | 0 |  | 0 |  |  | #VALUE! | [9 empty] | 1 | [30 empty] | 181.7 |  |  | 0 | [21 empty] | 0.00073 |  |  | 0.23 | 0.75 |  |  | 0% | [53 empty] | 15 | [18 empty] | 0.00016273 | 0.008314
0 | 590 | Lighting | [6 empty] | 0 | [14 empty] | 0 | 0 | 0 | 0 | 0 |  | 0 |  | 0 |  |  | #VALUE! | [9 empty] | 1 | [30 empty] | 182.7 |  |  | 0 | [21 empty] | 0.00073 |  |  | 0.23 | 0.75 |  |  | 0% | [53 empty] | 15 | [18 empty] | 0.00016273 | 0.008314
0 | 591 | Lighting | [6 empty] | 0 | [14 empty] | 0 | 0 | 0 | 0 | 0 |  | 0 |  | 0 |  |  | #VALUE! | [9 empty] | 1 | [30 empty] | 183.7 |  |  | 0 | [21 empty] | 0.00073 |  |  | 0.23 | 0.75 |  |  | 0% | [53 empty] | 15 | [18 empty] | 0.00016273 | 0.008314
0 | 592 | Lighting | [6 empty] | 0 | [14 empty] | 0 | 0 | 0 | 0 | 0 |  | 0 |  | 0 |  |  | #VALUE! | [9 empty] | 1 | [30 empty] | 184.7 |  |  | 0 | [21 empty] | 0.00073 |  |  | 0.23 | 0.75 |  |  | 0% | [53 empty] | 15 | [18 empty] | 0.00016273 | 0.008314
0 | 593 | Lighting | [6 empty] | 0 | [14 empty] | 0 | 0 | 0 | 0 | 0 |  | 0 |  | 0 |  |  | #VALUE! | [9 empty] | 1 | [30 empty] | 185.7 |  |  | 0 | [21 empty] | 0.00073 |  |  | 0.23 | 0.75 |  |  | 0% | [53 empty] | 15 | [18 empty] | 0.00016273 | 0.008314
0 | 594 | Lighting | [6 empty] | 0 | [14 empty] | 0 | 0 | 0 | 0 | 0 |  | 0 |  | 0 |  |  | #VALUE! | [9 empty] | 1 | [30 empty] | 186.7 |  |  | 0 | [21 empty] | 0.00073 |  |  | 0.23 | 0.75 |  |  | 0% | [53 empty] | 15 | [18 empty] | 0.00016273 | 0.008314
0 | 595 | Lighting | [6 empty] | 0 | [14 empty] | 0 | 0 | 0 | 0 | 0 |  | 0 |  | 0 |  |  | #VALUE! | [9 empty] | 1 | [30 empty] | 187.7 |  |  | 0 | [21 empty] | 0.00073 |  |  | 0.23 | 0.75 |  |  | 0% | [53 empty] | 15 | [18 empty] | 0.00016273 | 0.008314
0 | 596 | Lighting | [6 empty] | 0 | [14 empty] | 0 | 0 | 0 | 0 | 0 |  | 0 |  | 0 |  |  | #VALUE! | [9 empty] | 1 | [30 empty] | 188.7 |  |  | 0 | [21 empty] | 0.00073 |  |  | 0.23 | 0.75 |  |  | 0% | [53 empty] | 15 | [18 empty] | 0.00016273 | 0.008314
0 | 597 | Lighting | [6 empty] | 0 | [14 empty] | 0 | 0 | 0 | 0 | 0 |  | 0 |  | 0 |  |  | #VALUE! | [9 empty] | 1 | [30 empty] | 189.7 |  |  | 0 | [21 empty] | 0.00073 |  |  | 0.23 | 0.75 |  |  | 0% | [53 empty] | 15 | [18 empty] | 0.00016273 | 0.008314
0 | 598 | Lighting | [6 empty] | 0 | [14 empty] | 0 | 0 | 0 | 0 | 0 |  | 0 |  | 0 |  |  | #VALUE! | [9 empty] | 1 | [30 empty] | 190.7 |  |  | 0 | [21 empty] | 0.00073 |  |  | 0.23 | 0.75 |  |  | 0% | [53 empty] | 15 | [18 empty] | 0.00016273 | 0.008314
0 | 599 | Lighting | [6 empty] | 0 | [14 empty] | 0 | 0 | 0 | 0 | 0 |  | 0 |  | 0 |  |  | #VALUE! | [9 empty] | 1 | [30 empty] | 191.7 |  |  | 0 | [21 empty] | 0.00073 |  |  | 0.23 | 0.75 |  |  | 0% | [53 empty] | 15 | [18 empty] | 0.00016273 | 0.008314
0 | 600 | Lighting | [6 empty] | 0 | [14 empty] | 0 | 0 | 0 | 0 | 0 |  | 0 |  | 0 |  |  | #VALUE! | [9 empty] | 1 | [30 empty] | 192.7 |  |  | 0 | [21 empty] | 0.00073 |  |  | 0.23 | 0.75 |  |  | 0% | [53 empty] | 15 | [18 empty] | 0.00016273 | 0.008314
0 | 601 | Lighting | [6 empty] | 0 | [14 empty] | 0 | 0 | 0 | 0 | 0 |  | 0 |  | 0 |  |  | #VALUE! | [9 empty] | 1 | [30 empty] | 193.7 |  |  | 0 | [21 empty] | 0.00073 |  |  | 0.23 | 0.75 |  |  | 0% | [53 empty] | 15 | [18 empty] | 0.00016273 | 0.008314
0 | 602 | Lighting | [6 empty] | 0 | [14 empty] | 0 | 0 | 0 | 0 | 0 |  | 0 |  | 0 |  |  | #VALUE! | [9 empty] | 1 | [30 empty] | 194.7 |  |  | 0 | [21 empty] | 0.00073 |  |  | 0.23 | 0.75 |  |  | 0% | [53 empty] | 15 | [18 empty] | 0.00016273 | 0.008314
0 | 603 | Lighting | [6 empty] | 0 | [14 empty] | 0 | 0 | 0 | 0 | 0 |  | 0 |  | 0 |  |  | #VALUE! | [9 empty] | 1 | [30 empty] | 195.7 |  |  | 0 | [21 empty] | 0.00073 |  |  | 0.23 | 0.75 |  |  | 0% | [53 empty] | 15 | [18 empty] | 0.00016273 | 0.008314
0 | 604 | Lighting | [6 empty] | 0 | [14 empty] | 0 | 0 | 0 | 0 | 0 |  | 0 |  | 0 |  |  | #VALUE! | [9 empty] | 1 | [30 empty] | 196.7 |  |  | 0 | [21 empty] | 0.00073 |  |  | 0.23 | 0.75 |  |  | 0% | [53 empty] | 15 | [18 empty] | 0.00016273 | 0.008314
0 | 605 | Lighting | [6 empty] | 0 | [14 empty] | 0 | 0 | 0 | 0 | 0 |  | 0 |  | 0 |  |  | #VALUE! | [9 empty] | 1 | [30 empty] | 197.7 |  |  | 0 | [21 empty] | 0.00073 |  |  | 0.23 | 0.75 |  |  | 0% | [53 empty] | 15 | [18 empty] | 0.00016273 | 0.008314
0 | 606 | Lighting | [6 empty] | 0 | [14 empty] | 0 | 0 | 0 | 0 | 0 |  | 0 |  | 0 |  |  | #VALUE! | [9 empty] | 1 | [30 empty] | 198.7 |  |  | 0 | [21 empty] | 0.00073 |  |  | 0.23 | 0.75 |  |  | 0% | [53 empty] | 15 | [18 empty] | 0.00016273 | 0.008314
0 | 607 | Lighting | [6 empty] | 0 | [14 empty] | 0 | 0 | 0 | 0 | 0 |  | 0 |  | 0 |  |  | #VALUE! | [9 empty] | 1 | [30 empty] | 199.7 |  |  | 0 | [21 empty] | 0.00073 |  |  | 0.23 | 0.75 |  |  | 0% | [53 empty] | 15 | [18 empty] | 0.00016273 | 0.008314
0 | 608 | Lighting | [6 empty] | 0 | [14 empty] | 0 | 0 | 0 | 0 | 0 |  | 0 |  | 0 |  |  | #VALUE! | [9 empty] | 1 | [30 empty] | 200.7 |  |  | 0 | [21 empty] | 0.00073 |  |  | 0.23 | 0.75 |  |  | 0% | [53 empty] | 15 | [18 empty] | 0.00016273 | 0.008314
0 | 609 | Lighting | [6 empty] | 0 | [14 empty] | 0 | 0 | 0 | 0 | 0 |  | 0 |  | 0 |  |  | #VALUE! | [9 empty] | 1 | [30 empty] | 201.7 |  |  | 0 | [21 empty] | 0.00073 |  |  | 0.23 | 0.75 |  |  | 0% | [53 empty] | 15 | [18 empty] | 0.00016273 | 0.008314
0 | 610 | Lighting | [6 empty] | 0 | [14 empty] | 0 | 0 | 0 | 0 | 0 |  | 0 |  | 0 |  |  | #VALUE! | [9 empty] | 1 | [30 empty] | 202.7 |  |  | 0 | [21 empty] | 0.00073 |  |  | 0.23 | 0.75 |  |  | 0% | [53 empty] | 15 | [18 empty] | 0.00016273 | 0.008314
0 | 611 | Lighting | [6 empty] | 0 | [14 empty] | 0 | 0 | 0 | 0 | 0 |  | 0 |  | 0 |  |  | #VALUE! | [9 empty] | 1 | [30 empty] | 203.7 |  |  | 0 | [21 empty] | 0.00073 |  |  | 0.23 | 0.75 |  |  | 0% | [53 empty] | 15 | [18 empty] | 0.00016273 | 0.008314
0 | 612 | Lighting | [6 empty] | 0 | [14 empty] | 0 | 0 | 0 | 0 | 0 |  | 0 |  | 0 |  |  | #VALUE! | [9 empty] | 1 | [30 empty] | 204.7 |  |  | 0 | [21 empty] | 0.00073 |  |  | 0.23 | 0.75 |  |  | 0% | [53 empty] | 15 | [18 empty] | 0.00016273 | 0.008314
0 | 613 | Lighting | [6 empty] | 0 | [14 empty] | 0 | 0 | 0 | 0 | 0 |  | 0 |  | 0 |  |  | #VALUE! | [9 empty] | 1 | [30 empty] | 205.7 |  |  | 0 | [21 empty] | 0.00073 |  |  | 0.23 | 0.75 |  |  | 0% | [53 empty] | 15 | [18 empty] | 0.00016273 | 0.008314
0 | 614 | Lighting | [6 empty] | 0 | [14 empty] | 0 | 0 | 0 | 0 | 0 |  | 0 |  | 0 |  |  | #VALUE! | [9 empty] | 1 | [30 empty] | 206.7 |  |  | 0 | [21 empty] | 0.00073 |  |  | 0.23 | 0.75 |  |  | 0% | [53 empty] | 15 | [18 empty] | 0.00016273 | 0.008314
0 | 615 | Lighting | [6 empty] | 0 | [14 empty] | 0 | 0 | 0 | 0 | 0 |  | 0 |  | 0 |  |  | #VALUE! | [9 empty] | 1 | [30 empty] | 207.7 |  |  | 0 | [21 empty] | 0.00073 |  |  | 0.23 | 0.75 |  |  | 0% | [53 empty] | 15 | [18 empty] | 0.00016273 | 0.008314
0 | 616 | Lighting | [6 empty] | 0 | [14 empty] | 0 | 0 | 0 | 0 | 0 |  | 0 |  | 0 |  |  | #VALUE! | [9 empty] | 1 | [30 empty] | 208.7 |  |  | 0 | [21 empty] | 0.00073 |  |  | 0.23 | 0.75 |  |  | 0% | [53 empty] | 15 | [18 empty] | 0.00016273 | 0.008314
0 | 617 | Lighting | [6 empty] | 0 | [14 empty] | 0 | 0 | 0 | 0 | 0 |  | 0 |  | 0 |  |  | #VALUE! | [9 empty] | 1 | [30 empty] | 209.7 |  |  | 0 | [21 empty] | 0.00073 |  |  | 0.23 | 0.75 |  |  | 0% | [53 empty] | 15 | [18 empty] | 0.00016273 | 0.008314
0 | 618 | Lighting | [6 empty] | 0 | [14 empty] | 0 | 0 | 0 | 0 | 0 |  | 0 |  | 0 |  |  | #VALUE! | [9 empty] | 1 | [30 empty] | 210.7 |  |  | 0 | [21 empty] | 0.00073 |  |  | 0.23 | 0.75 |  |  | 0% | [53 empty] | 15 | [18 empty] | 0.00016273 | 0.008314
0 | 619 | Lighting | [6 empty] | 0 | [14 empty] | 0 | 0 | 0 | 0 | 0 |  | 0 |  | 0 |  |  | #VALUE! | [9 empty] | 1 | [30 empty] | 211.7 |  |  | 0 | [21 empty] | 0.00073 |  |  | 0.23 | 0.75 |  |  | 0% | [53 empty] | 15 | [18 empty] | 0.00016273 | 0.008314
0 | 620 | Lighting | [6 empty] | 0 | [14 empty] | 0 | 0 | 0 | 0 | 0 |  | 0 |  | 0 |  |  | #VALUE! | [9 empty] | 1 | [30 empty] | 212.7 |  |  | 0 | [21 empty] | 0.00073 |  |  | 0.23 | 0.75 |  |  | 0% | [53 empty] | 15 | [18 empty] | 0.00016273 | 0.008314
0 | 621 | Lighting | [6 empty] | 0 | [14 empty] | 0 | 0 | 0 | 0 | 0 |  | 0 |  | 0 |  |  | #VALUE! | [9 empty] | 1 | [30 empty] | 213.7 |  |  | 0 | [21 empty] | 0.00073 |  |  | 0.23 | 0.75 |  |  | 0% | [53 empty] | 15 | [18 empty] | 0.00016273 | 0.008314
0 | 622 | Lighting | [6 empty] | 0 | [14 empty] | 0 | 0 | 0 | 0 | 0 |  | 0 |  | 0 |  |  | #VALUE! | [9 empty] | 1 | [30 empty] | 214.7 |  |  | 0 | [21 empty] | 0.00073 |  |  | 0.23 | 0.75 |  |  | 0% | [53 empty] | 15 | [18 empty] | 0.00016273 | 0.008314
0 | 623 | Lighting | [6 empty] | 0 | [14 empty] | 0 | 0 | 0 | 0 | 0 |  | 0 |  | 0 |  |  | #VALUE! | [9 empty] | 1 | [30 empty] | 215.7 |  |  | 0 | [21 empty] | 0.00073 |  |  | 0.23 | 0.75 |  |  | 0% | [53 empty] | 15 | [18 empty] | 0.00016273 | 0.008314
0 | 624 | Lighting | [6 empty] | 0 | [14 empty] | 0 | 0 | 0 | 0 | 0 |  | 0 |  | 0 |  |  | #VALUE! | [9 empty] | 1 | [30 empty] | 216.7 |  |  | 0 | [21 empty] | 0.00073 |  |  | 0.23 | 0.75 |  |  | 0% | [53 empty] | 15 | [18 empty] | 0.00016273 | 0.008314
0 | 625 | Lighting | [6 empty] | 0 | [14 empty] | 0 | 0 | 0 | 0 | 0 |  | 0 |  | 0 |  |  | #VALUE! | [9 empty] | 1 | [30 empty] | 217.7 |  |  | 0 | [21 empty] | 0.00073 |  |  | 0.23 | 0.75 |  |  | 0% | [53 empty] | 15 | [18 empty] | 0.00016273 | 0.008314
0 | 626 | Lighting | [6 empty] | 0 | [14 empty] | 0 | 0 | 0 | 0 | 0 |  | 0 |  | 0 |  |  | #VALUE! | [9 empty] | 1 | [30 empty] | 218.7 |  |  | 0 | [21 empty] | 0.00073 |  |  | 0.23 | 0.75 |  |  | 0% | [53 empty] | 15 | [18 empty] | 0.00016273 | 0.008314
0 | 627 | Lighting | [6 empty] | 0 | [14 empty] | 0 | 0 | 0 | 0 | 0 |  | 0 |  | 0 |  |  | #VALUE! | [9 empty] | 1 | [30 empty] | 219.7 |  |  | 0 | [21 empty] | 0.00073 |  |  | 0.23 | 0.75 |  |  | 0% | [53 empty] | 15 | [18 empty] | 0.00016273 | 0.008314
0 | 628 | Lighting | [6 empty] | 0 | [14 empty] | 0 | 0 | 0 | 0 | 0 |  | 0 |  | 0 |  |  | #VALUE! | [9 empty] | 1 | [30 empty] | 220.7 |  |  | 0 | [21 empty] | 0.00073 |  |  | 0.23 | 0.75 |  |  | 0% | [53 empty] | 15 | [18 empty] | 0.00016273 | 0.008314
0 | 629 | Lighting | [6 empty] | 0 | [14 empty] | 0 | 0 | 0 | 0 | 0 |  | 0 |  | 0 |  |  | #VALUE! | [9 empty] | 1 | [30 empty] | 221.7 |  |  | 0 | [21 empty] | 0.00073 |  |  | 0.23 | 0.75 |  |  | 0% | [53 empty] | 15 | [18 empty] | 0.00016273 | 0.008314
0 | 630 | Lighting | [6 empty] | 0 | [14 empty] | 0 | 0 | 0 | 0 | 0 |  | 0 |  | 0 |  |  | #VALUE! | [9 empty] | 1 | [30 empty] | 222.7 |  |  | 0 | [21 empty] | 0.00073 |  |  | 0.23 | 0.75 |  |  | 0% | [53 empty] | 15 | [18 empty] | 0.00016273 | 0.008314
0 | 631 | Lighting | [6 empty] | 0 | [14 empty] | 0 | 0 | 0 | 0 | 0 |  | 0 |  | 0 |  |  | #VALUE! | [9 empty] | 1 | [30 empty] | 223.7 |  |  | 0 | [21 empty] | 0.00073 |  |  | 0.23 | 0.75 |  |  | 0% | [53 empty] | 15 | [18 empty] | 0.00016273 | 0.008314
0 | 632 | Lighting | [6 empty] | 0 | [14 empty] | 0 | 0 | 0 | 0 | 0 |  | 0 |  | 0 |  |  | #VALUE! | [9 empty] | 1 | [30 empty] | 224.7 |  |  | 0 | [21 empty] | 0.00073 |  |  | 0.23 | 0.75 |  |  | 0% | [53 empty] | 15 | [18 empty] | 0.00016273 | 0.008314
0 | 633 | Lighting | [6 empty] | 0 | [14 empty] | 0 | 0 | 0 | 0 | 0 |  | 0 |  | 0 |  |  | #VALUE! | [9 empty] | 1 | [30 empty] | 225.7 |  |  | 0 | [21 empty] | 0.00073 |  |  | 0.23 | 0.75 |  |  | 0% | [53 empty] | 15 | [18 empty] | 0.00016273 | 0.008314
0 | 634 | Lighting | [6 empty] | 0 | [14 empty] | 0 | 0 | 0 | 0 | 0 |  | 0 |  | 0 |  |  | #VALUE! | [9 empty] | 1 | [30 empty] | 226.7 |  |  | 0 | [21 empty] | 0.00073 |  |  | 0.23 | 0.75 |  |  | 0% | [53 empty] | 15 | [18 empty] | 0.00016273 | 0.008314
0 | 635 | Lighting | [6 empty] | 0 | [14 empty] | 0 | 0 | 0 | 0 | 0 |  | 0 |  | 0 |  |  | #VALUE! | [9 empty] | 1 | [30 empty] | 227.7 |  |  | 0 | [21 empty] | 0.00073 |  |  | 0.23 | 0.75 |  |  | 0% | [53 empty] | 15 | [18 empty] | 0.00016273 | 0.008314
0 | 636 | Lighting | [6 empty] | 0 | [14 empty] | 0 | 0 | 0 | 0 | 0 |  | 0 |  | 0 |  |  | #VALUE! | [9 empty] | 1 | [30 empty] | 228.7 |  |  | 0 | [21 empty] | 0.00073 |  |  | 0.23 | 0.75 |  |  | 0% | [53 empty] | 15 | [18 empty] | 0.00016273 | 0.008314
0 | 637 | Lighting | [6 empty] | 0 | [14 empty] | 0 | 0 | 0 | 0 | 0 |  | 0 |  | 0 |  |  | #VALUE! | [9 empty] | 1 | [30 empty] | 229.7 |  |  | 0 | [21 empty] | 0.00073 |  |  | 0.23 | 0.75 |  |  | 0% | [53 empty] | 15 | [18 empty] | 0.00016273 | 0.008314
0 | 638 | Lighting | [6 empty] | 0 | [14 empty] | 0 | 0 | 0 | 0 | 0 |  | 0 |  | 0 |  |  | #VALUE! | [9 empty] | 1 | [30 empty] | 230.7 |  |  | 0 | [21 empty] | 0.00073 |  |  | 0.23 | 0.75 |  |  | 0% | [53 empty] | 15 | [18 empty] | 0.00016273 | 0.008314
0 | 639 | Lighting | [6 empty] | 0 | [14 empty] | 0 | 0 | 0 | 0 | 0 |  | 0 |  | 0 |  |  | #VALUE! | [9 empty] | 1 | [30 empty] | 231.7 |  |  | 0 | [21 empty] | 0.00073 |  |  | 0.23 | 0.75 |  |  | 0% | [53 empty] | 15 | [18 empty] | 0.00016273 | 0.008314
0 | 640 | Lighting | [6 empty] | 0 | [14 empty] | 0 | 0 | 0 | 0 | 0 |  | 0 |  | 0 |  |  | #VALUE! | [9 empty] | 1 | [30 empty] | 232.7 |  |  | 0 | [21 empty] | 0.00073 |  |  | 0.23 | 0.75 |  |  | 0% | [53 empty] | 15 | [18 empty] | 0.00016273 | 0.008314
0 | 641 | Lighting | [6 empty] | 0 | [14 empty] | 0 | 0 | 0 | 0 | 0 |  | 0 |  | 0 |  |  | #VALUE! | [9 empty] | 1 | [30 empty] | 233.7 |  |  | 0 | [21 empty] | 0.00073 |  |  | 0.23 | 0.75 |  |  | 0% | [53 empty] | 15 | [18 empty] | 0.00016273 | 0.008314
0 | 642 | Lighting | [6 empty] | 0 | [14 empty] | 0 | 0 | 0 | 0 | 0 |  | 0 |  | 0 |  |  | #VALUE! | [9 empty] | 1 | [30 empty] | 234.7 |  |  | 0 | [21 empty] | 0.00073 |  |  | 0.23 | 0.75 |  |  | 0% | [53 empty] | 15 | [18 empty] | 0.00016273 | 0.008314
0 | 643 | Lighting | [6 empty] | 0 | [14 empty] | 0 | 0 | 0 | 0 | 0 |  | 0 |  | 0 |  |  | #VALUE! | [9 empty] | 1 | [30 empty] | 235.7 |  |  | 0 | [21 empty] | 0.00073 |  |  | 0.23 | 0.75 |  |  | 0% | [53 empty] | 15 | [18 empty] | 0.00016273 | 0.008314
0 | 644 | Lighting | [6 empty] | 0 | [14 empty] | 0 | 0 | 0 | 0 | 0 |  | 0 |  | 0 |  |  | #VALUE! | [9 empty] | 1 | [30 empty] | 236.7 |  |  | 0 | [21 empty] | 0.00073 |  |  | 0.23 | 0.75 |  |  | 0% | [53 empty] | 15 | [18 empty] | 0.00016273 | 0.008314
0 | 645 | Lighting | [6 empty] | 0 | [14 empty] | 0 | 0 | 0 | 0 | 0 |  | 0 |  | 0 |  |  | #VALUE! | [9 empty] | 1 | [30 empty] | 237.7 |  |  | 0 | [21 empty] | 0.00073 |  |  | 0.23 | 0.75 |  |  | 0% | [53 empty] | 15 | [18 empty] | 0.00016273 | 0.008314
0 | 646 | Lighting | [6 empty] | 0 | [14 empty] | 0 | 0 | 0 | 0 | 0 |  | 0 |  | 0 |  |  | #VALUE! | [9 empty] | 1 | [30 empty] | 238.7 |  |  | 0 | [21 empty] | 0.00073 |  |  | 0.23 | 0.75 |  |  | 0% | [53 empty] | 15 | [18 empty] | 0.00016273 | 0.008314
0 | 647 | Lighting | [6 empty] | 0 | [14 empty] | 0 | 0 | 0 | 0 | 0 |  | 0 |  | 0 |  |  | #VALUE! | [9 empty] | 1 | [30 empty] | 239.7 |  |  | 0 | [21 empty] | 0.00073 |  |  | 0.23 | 0.75 |  |  | 0% | [53 empty] | 15 | [18 empty] | 0.00016273 | 0.008314
0 | 648 | Lighting | [6 empty] | 0 | [14 empty] | 0 | 0 | 0 | 0 | 0 |  | 0 |  | 0 |  |  | #VALUE! | [9 empty] | 1 | [30 empty] | 240.7 |  |  | 0 | [21 empty] | 0.00073 |  |  | 0.23 | 0.75 |  |  | 0% | [53 empty] | 15 | [18 empty] | 0.00016273 | 0.008314
0 | 649 | Lighting | [6 empty] | 0 | [14 empty] | 0 | 0 | 0 | 0 | 0 |  | 0 |  | 0 |  |  | #VALUE! | [9 empty] | 1 | [30 empty] | 241.7 |  |  | 0 | [21 empty] | 0.00073 |  |  | 0.23 | 0.75 |  |  | 0% | [53 empty] | 15 | [18 empty] | 0.00016273 | 0.008314
0 | 650 | Lighting | [6 empty] | 0 | [14 empty] | 0 | 0 | 0 | 0 | 0 |  | 0 |  | 0 |  |  | #VALUE! | [9 empty] | 1 | [30 empty] | 242.7 |  |  | 0 | [21 empty] | 0.00073 |  |  | 0.23 | 0.75 |  |  | 0% | [53 empty] | 15 | [18 empty] | 0.00016273 | 0.008314
0 | 651 | Lighting | [6 empty] | 0 | [14 empty] | 0 | 0 | 0 | 0 | 0 |  | 0 |  | 0 |  |  | #VALUE! | [9 empty] | 1 | [30 empty] | 243.7 |  |  | 0 | [21 empty] | 0.00073 |  |  | 0.23 | 0.75 |  |  | 0% | [53 empty] | 15 | [18 empty] | 0.00016273 | 0.008314
0 | 652 | Lighting | [6 empty] | 0 | [14 empty] | 0 | 0 | 0 | 0 | 0 |  | 0 |  | 0 |  |  | #VALUE! | [9 empty] | 1 | [30 empty] | 244.7 |  |  | 0 | [21 empty] | 0.00073 |  |  | 0.23 | 0.75 |  |  | 0% | [53 empty] | 15 | [18 empty] | 0.00016273 | 0.008314
0 | 653 | Lighting | [6 empty] | 0 | [14 empty] | 0 | 0 | 0 | 0 | 0 |  | 0 |  | 0 |  |  | #VALUE! | [9 empty] | 1 | [30 empty] | 245.7 |  |  | 0 | [21 empty] | 0.00073 |  |  | 0.23 | 0.75 |  |  | 0% | [53 empty] | 15 | [18 empty] | 0.00016273 | 0.008314
0 | 654 | Lighting | [6 empty] | 0 | [14 empty] | 0 | 0 | 0 | 0 | 0 |  | 0 |  | 0 |  |  | #VALUE! | [9 empty] | 1 | [30 empty] | 246.7 |  |  | 0 | [21 empty] | 0.00073 |  |  | 0.23 | 0.75 |  |  | 0% | [53 empty] | 15 | [18 empty] | 0.00016273 | 0.008314
0 | 655 | Lighting | [6 empty] | 0 | [14 empty] | 0 | 0 | 0 | 0 | 0 |  | 0 |  | 0 |  |  | #VALUE! | [9 empty] | 1 | [30 empty] | 247.7 |  |  | 0 | [21 empty] | 0.00073 |  |  | 0.23 | 0.75 |  |  | 0% | [53 empty] | 15 | [18 empty] | 0.00016273 | 0.008314
0 | 656 | Lighting | [6 empty] | 0 | [14 empty] | 0 | 0 | 0 | 0 | 0 |  | 0 |  | 0 |  |  | #VALUE! | [9 empty] | 1 | [30 empty] | 248.7 |  |  | 0 | [21 empty] | 0.00073 |  |  | 0.23 | 0.75 |  |  | 0% | [53 empty] | 15 | [18 empty] | 0.00016273 | 0.008314
0 | 657 | Lighting | [6 empty] | 0 | [14 empty] | 0 | 0 | 0 | 0 | 0 |  | 0 |  | 0 |  |  | #VALUE! | [9 empty] | 1 | [30 empty] | 249.7 |  |  | 0 | [21 empty] | 0.00073 |  |  | 0.23 | 0.75 |  |  | 0% | [53 empty] | 15 | [18 empty] | 0.00016273 | 0.008314
0 | 658 | Lighting Controls | [6 empty] | 0 | [35 empty] | 1 |  | 0 |  | 0 |  |  |  |  | 0 | [24 empty] | 0 | [21 empty] | 0.00073 |  |  | 0.23 | 0.75 |  |  | 0% | [45 empty] | 0 | [26 empty] | 0.00016273 | 0.008314
0 | 659 | Lighting Controls | [6 empty] | 0 | [35 empty] | 1 |  | 0 |  | 0 |  |  |  |  | 0 | [24 empty] | 0 | [21 empty] | 0.00073 |  |  | 0.23 | 0.75 |  |  | 0% | [45 empty] | 0 | [26 empty] | 0.00016273 | 0.008314
0 | 660 | Lighting Controls | [6 empty] | 0 | [35 empty] | 1 |  | 0 |  | 0 |  |  |  |  | 0 | [24 empty] | 0 | [21 empty] | 0.00073 |  |  | 0.23 | 0.75 |  |  | 0% | [45 empty] | 0 | [26 empty] | 0.00016273 | 0.008314
0 | 661 | Lighting Controls | [6 empty] | 0 | [35 empty] | 1 |  | 0 |  | 0 |  |  |  |  | 0 | [24 empty] | 0 | [21 empty] | 0.00073 |  |  | 0.23 | 0.75 |  |  | 0% | [45 empty] | 0 | [26 empty] | 0.00016273 | 0.008314
0 | 662 | Lighting Controls | [6 empty] | 0 | [35 empty] | 1 |  | 0 |  | 0 |  |  |  |  | 0 | [24 empty] | 0 | [21 empty] | 0.00073 |  |  | 0.23 | 0.75 |  |  | 0% | [45 empty] | 0 | [26 empty] | 0.00016273 | 0.008314
0 | 663 | Lighting Controls | [6 empty] | 0 | [35 empty] | 1 |  | 0 |  | 0 |  |  |  |  | 0 | [24 empty] | 0 | [21 empty] | 0.00073 |  |  | 0.23 | 0.75 |  |  | 0% | [45 empty] | 0 | [26 empty] | 0.00016273 | 0.008314
0 | 664 | Lighting Controls | [6 empty] | 0 | [35 empty] | 1 |  | 0 |  | 0 |  |  |  |  | 0 | [24 empty] | 0 | [21 empty] | 0.00073 |  |  | 0.23 | 0.75 |  |  | 0% | [45 empty] | 0 | [26 empty] | 0.00016273 | 0.008314
0 | 665 | Lighting Controls | [6 empty] | 0 | [35 empty] | 1 |  | 0 |  | 0 |  |  |  |  | 0 | [24 empty] | 0 | [21 empty] | 0.00073 |  |  | 0.23 | 0.75 |  |  | 0% | [45 empty] | 0 | [26 empty] | 0.00016273 | 0.008314
0 | 666 | Lighting Controls | [6 empty] | 0 | [35 empty] | 1 |  | 0 |  | 0 |  |  |  |  | 0 | [24 empty] | 0 | [21 empty] | 0.00073 |  |  | 0.23 | 0.75 |  |  | 0% | [45 empty] | 0 | [26 empty] | 0.00016273 | 0.008314
0 | 667 | Lighting Controls | [6 empty] | 0 | [35 empty] | 1 |  | 0 |  | 0 |  |  |  |  | 0 | [24 empty] | 0 | [21 empty] | 0.00073 |  |  | 0.23 | 0.75 |  |  | 0% | [45 empty] | 0 | [26 empty] | 0.00016273 | 0.008314
0 | 668 | Lighting Controls | [6 empty] | 0 | [35 empty] | 1 |  | 0 |  | 0 |  |  |  |  | 0 | [24 empty] | 0 | [21 empty] | 0.00073 |  |  | 0.23 | 0.75 |  |  | 0% | [45 empty] | 0 | [26 empty] | 0.00016273 | 0.008314
0 | 669 | Lighting Controls | [6 empty] | 0 | [35 empty] | 1 |  | 0 |  | 0 |  |  |  |  | 0 | [24 empty] | 0 | [21 empty] | 0.00073 |  |  | 0.23 | 0.75 |  |  | 0% | [45 empty] | 0 | [26 empty] | 0.00016273 | 0.008314
0 | 670 | Lighting Controls | [6 empty] | 0 | [35 empty] | 1 |  | 0 |  | 0 |  |  |  |  | 0 | [24 empty] | 0 | [21 empty] | 0.00073 |  |  | 0.23 | 0.75 |  |  | 0% | [45 empty] | 0 | [26 empty] | 0.00016273 | 0.008314
0 | 671 | Lighting Controls | [6 empty] | 0 | [35 empty] | 1 |  | 0 |  | 0 |  |  |  |  | 0 | [24 empty] | 0 | [21 empty] | 0.00073 |  |  | 0.23 | 0.75 |  |  | 0% | [45 empty] | 0 | [26 empty] | 0.00016273 | 0.008314
0 | 672 | Lighting Controls | [6 empty] | 0 | [35 empty] | 1 |  | 0 |  | 0 |  |  |  |  | 0 | [24 empty] | 0 | [21 empty] | 0.00073 |  |  | 0.23 | 0.75 |  |  | 0% | [45 empty] | 0 | [26 empty] | 0.00016273 | 0.008314
0 | 673 | Lighting Controls | [6 empty] | 0 | [35 empty] | 1 |  | 0 |  | 0 |  |  |  |  | 0 | [24 empty] | 0 | [21 empty] | 0.00073 |  |  | 0.23 | 0.75 |  |  | 0% | [45 empty] | 0 | [26 empty] | 0.00016273 | 0.008314
0 | 674 | Lighting Controls | [6 empty] | 0 | [35 empty] | 1 |  | 0 |  | 0 |  |  |  |  | 0 | [24 empty] | 0 | [21 empty] | 0.00073 |  |  | 0.23 | 0.75 |  |  | 0% | [45 empty] | 0 | [26 empty] | 0.00016273 | 0.008314
0 | 675 | Lighting Controls | [6 empty] | 0 | [35 empty] | 1 |  | 0 |  | 0 |  |  |  |  | 0 | [24 empty] | 0 | [21 empty] | 0.00073 |  |  | 0.23 | 0.75 |  |  | 0% | [45 empty] | 0 | [26 empty] | 0.00016273 | 0.008314
0 | 676 | Lighting Controls | [6 empty] | 0 | [35 empty] | 1 |  | 0 |  | 0 |  |  |  |  | 0 | [24 empty] | 0 | [21 empty] | 0.00073 |  |  | 0.23 | 0.75 |  |  | 0% | [45 empty] | 0 | [26 empty] | 0.00016273 | 0.008314
0 | 677 | Lighting Controls | [6 empty] | 0 | [35 empty] | 1 |  | 0 |  | 0 |  |  |  |  | 0 | [24 empty] | 0 | [21 empty] | 0.00073 |  |  | 0.23 | 0.75 |  |  | 0% | [45 empty] | 0 | [26 empty] | 0.00016273 | 0.008314
0 | 678 | Lighting Controls | [6 empty] | 0 | [35 empty] | 1 |  | 0 |  | 0 |  |  |  |  | 0 | [24 empty] | 0 | [21 empty] | 0.00073 |  |  | 0.23 | 0.75 |  |  | 0% | [45 empty] | 0 | [26 empty] | 0.00016273 | 0.008314
0 | 679 | Lighting Controls | [6 empty] | 0 | [35 empty] | 1 |  | 0 |  | 0 |  |  |  |  | 0 | [24 empty] | 0 | [21 empty] | 0.00073 |  |  | 0.23 | 0.75 |  |  | 0% | [45 empty] | 0 | [26 empty] | 0.00016273 | 0.008314
0 | 680 | Lighting Controls | [6 empty] | 0 | [35 empty] | 1 |  | 0 |  | 0 |  |  |  |  | 0 | [24 empty] | 0 | [21 empty] | 0.00073 |  |  | 0.23 | 0.75 |  |  | 0% | [45 empty] | 0 | [26 empty] | 0.00016273 | 0.008314
0 | 681 | Lighting Controls | [6 empty] | 0 | [35 empty] | 1 |  | 0 |  | 0 |  |  |  |  | 0 | [24 empty] | 0 | [21 empty] | 0.00073 |  |  | 0.23 | 0.75 |  |  | 0% | [45 empty] | 0 | [26 empty] | 0.00016273 | 0.008314
0 | 682 | Lighting Controls | [6 empty] | 0 | [35 empty] | 1 |  | 0 |  | 0 |  |  |  |  | 0 | [24 empty] | 0 | [21 empty] | 0.00073 |  |  | 0.23 | 0.75 |  |  | 0% | [45 empty] | 0 | [26 empty] | 0.00016273 | 0.008314
0 | 683 | Lighting Controls | [6 empty] | 0 | [35 empty] | 1 |  | 0 |  | 0 |  |  |  |  | 0 | [24 empty] | 0 | [21 empty] | 0.00073 |  |  | 0.23 | 0.75 |  |  | 0% | [45 empty] | 0 | [26 empty] | 0.00016273 | 0.008314
0 | 684 | Lighting Controls | [6 empty] | 0 | [35 empty] | 1 |  | 0 |  | 0 |  |  |  |  | 0 | [24 empty] | 0 | [21 empty] | 0.00073 |  |  | 0.23 | 0.75 |  |  | 0% | [45 empty] | 0 | [26 empty] | 0.00016273 | 0.008314
0 | 685 | Lighting Controls | [6 empty] | 0 | [35 empty] | 1 |  | 0 |  | 0 |  |  |  |  | 0 | [24 empty] | 0 | [21 empty] | 0.00073 |  |  | 0.23 | 0.75 |  |  | 0% | [45 empty] | 0 | [26 empty] | 0.00016273 | 0.008314
0 | 686 | Lighting Controls | [6 empty] | 0 | [35 empty] | 1 |  | 0 |  | 0 |  |  |  |  | 0 | [24 empty] | 0 | [21 empty] | 0.00073 |  |  | 0.23 | 0.75 |  |  | 0% | [45 empty] | 0 | [26 empty] | 0.00016273 | 0.008314
0 | 687 | Lighting Controls | [6 empty] | 0 | [35 empty] | 1 |  | 0 |  | 0 |  |  |  |  | 0 | [24 empty] | 0 | [21 empty] | 0.00073 |  |  | 0.23 | 0.75 |  |  | 0% | [45 empty] | 0 | [26 empty] | 0.00016273 | 0.008314
0 | 688 | Lighting Controls | [6 empty] | 0 | [35 empty] | 1 |  | 0 |  | 0 |  |  |  |  | 0 | [24 empty] | 0 | [21 empty] | 0.00073 |  |  | 0.23 | 0.75 |  |  | 0% | [45 empty] | 0 | [26 empty] | 0.00016273 | 0.008314
0 | 689 | Lighting Controls | [6 empty] | 0 | [35 empty] | 1 |  | 0 |  | 0 |  |  |  |  | 0 | [24 empty] | 0 | [21 empty] | 0.00073 |  |  | 0.23 | 0.75 |  |  | 0% | [45 empty] | 0 | [26 empty] | 0.00016273 | 0.008314
0 | 690 | Lighting Controls | [6 empty] | 0 | [35 empty] | 1 |  | 0 |  | 0 |  |  |  |  | 0 | [24 empty] | 0 | [21 empty] | 0.00073 |  |  | 0.23 | 0.75 |  |  | 0% | [45 empty] | 0 | [26 empty] | 0.00016273 | 0.008314
0 | 691 | Lighting Controls | [6 empty] | 0 | [35 empty] | 1 |  | 0 |  | 0 |  |  |  |  | 0 | [24 empty] | 0 | [21 empty] | 0.00073 |  |  | 0.23 | 0.75 |  |  | 0% | [45 empty] | 0 | [26 empty] | 0.00016273 | 0.008314
0 | 692 | Lighting Controls | [6 empty] | 0 | [35 empty] | 1 |  | 0 |  | 0 |  |  |  |  | 0 | [24 empty] | 0 | [21 empty] | 0.00073 |  |  | 0.23 | 0.75 |  |  | 0% | [45 empty] | 0 | [26 empty] | 0.00016273 | 0.008314
0 | 693 | Lighting Controls | [6 empty] | 0 | [35 empty] | 1 |  | 0 |  | 0 |  |  |  |  | 0 | [24 empty] | 0 | [21 empty] | 0.00073 |  |  | 0.23 | 0.75 |  |  | 0% | [45 empty] | 0 | [26 empty] | 0.00016273 | 0.008314
0 | 694 | Lighting Controls | [6 empty] | 0 | [35 empty] | 1 |  | 0 |  | 0 |  |  |  |  | 0 | [24 empty] | 0 | [21 empty] | 0.00073 |  |  | 0.23 | 0.75 |  |  | 0% | [45 empty] | 0 | [26 empty] | 0.00016273 | 0.008314
0 | 695 | Lighting Controls | [6 empty] | 0 | [35 empty] | 1 |  | 0 |  | 0 |  |  |  |  | 0 | [24 empty] | 0 | [21 empty] | 0.00073 |  |  | 0.23 | 0.75 |  |  | 0% | [45 empty] | 0 | [26 empty] | 0.00016273 | 0.008314
0 | 696 | Lighting Controls | [6 empty] | 0 | [35 empty] | 1 |  | 0 |  | 0 |  |  |  |  | 0 | [24 empty] | 0 | [21 empty] | 0.00073 |  |  | 0.23 | 0.75 |  |  | 0% | [45 empty] | 0 | [26 empty] | 0.00016273 | 0.008314
0 | 697 | Lighting Controls | [6 empty] | 0 | [35 empty] | 1 |  | 0 |  | 0 |  |  |  |  | 0 | [24 empty] | 0 | [21 empty] | 0.00073 |  |  | 0.23 | 0.75 |  |  | 0% | [45 empty] | 0 | [26 empty] | 0.00016273 | 0.008314
0 | 698 | Lighting Controls | [6 empty] | 0 | [35 empty] | 1 |  | 0 |  | 0 |  |  |  |  | 0 | [24 empty] | 0 | [21 empty] | 0.00073 |  |  | 0.23 | 0.75 |  |  | 0% | [45 empty] | 0 | [26 empty] | 0.00016273 | 0.008314
0 | 699 | Lighting Controls | [6 empty] | 0 | [35 empty] | 1 |  | 0 |  | 0 |  |  |  |  | 0 | [24 empty] | 0 | [21 empty] | 0.00073 |  |  | 0.23 | 0.75 |  |  | 0% | [45 empty] | 0 | [26 empty] | 0.00016273 | 0.008314
0 | 700 | Lighting Controls | [6 empty] | 0 | [35 empty] | 1 |  | 0 |  | 0 |  |  |  |  | 0 | [24 empty] | 0 | [21 empty] | 0.00073 |  |  | 0.23 | 0.75 |  |  | 0% | [45 empty] | 0 | [26 empty] | 0.00016273 | 0.008314
0 | 701 | Lighting Controls | [6 empty] | 0 | [35 empty] | 1 |  | 0 |  | 0 |  |  |  |  | 0 | [24 empty] | 0 | [21 empty] | 0.00073 |  |  | 0.23 | 0.75 |  |  | 0% | [45 empty] | 0 | [26 empty] | 0.00016273 | 0.008314
0 | 702 | Lighting Controls | [6 empty] | 0 | [35 empty] | 1 |  | 0 |  | 0 |  |  |  |  | 0 | [24 empty] | 0 | [21 empty] | 0.00073 |  |  | 0.23 | 0.75 |  |  | 0% | [45 empty] | 0 | [26 empty] | 0.00016273 | 0.008314
0 | 703 | Lighting Controls | [6 empty] | 0 | [35 empty] | 1 |  | 0 |  | 0 |  |  |  |  | 0 | [24 empty] | 0 | [21 empty] | 0.00073 |  |  | 0.23 | 0.75 |  |  | 0% | [45 empty] | 0 | [26 empty] | 0.00016273 | 0.008314
0 | 704 | Lighting Controls | [6 empty] | 0 | [35 empty] | 1 |  | 0 |  | 0 |  |  |  |  | 0 | [24 empty] | 0 | [21 empty] | 0.00073 |  |  | 0.23 | 0.75 |  |  | 0% | [45 empty] | 0 | [26 empty] | 0.00016273 | 0.008314
0 | 705 | Lighting Controls | [6 empty] | 0 | [35 empty] | 1 |  | 0 |  | 0 |  |  |  |  | 0 | [24 empty] | 0 | [21 empty] | 0.00073 |  |  | 0.23 | 0.75 |  |  | 0% | [45 empty] | 0 | [26 empty] | 0.00016273 | 0.008314
0 | 706 | Lighting Controls | [6 empty] | 0 | [35 empty] | 1 |  | 0 |  | 0 |  |  |  |  | 0 | [24 empty] | 0 | [21 empty] | 0.00073 |  |  | 0.23 | 0.75 |  |  | 0% | [45 empty] | 0 | [26 empty] | 0.00016273 | 0.008314
0 | 707 | Lighting Controls | [6 empty] | 0 | [35 empty] | 1 |  | 0 |  | 0 |  |  |  |  | 0 | [24 empty] | 0 | [21 empty] | 0.00073 |  |  | 0.23 | 0.75 |  |  | 0% | [45 empty] | 0 | [26 empty] | 0.00016273 | 0.008314
0 | 708 | Lighting Controls | [6 empty] | 0 | [35 empty] | 1 |  | 0 |  | 0 |  |  |  |  | 0 | [24 empty] | 0 | [21 empty] | 0.00073 |  |  | 0.23 | 0.75 |  |  | 0% | [45 empty] | 0 | [26 empty] | 0.00016273 | 0.008314
0 | 709 | Lighting Controls | [6 empty] | 0 | [35 empty] | 1 |  | 0 |  | 0 |  |  |  |  | 0 | [24 empty] | 0 | [21 empty] | 0.00073 |  |  | 0.23 | 0.75 |  |  | 0% | [45 empty] | 0 | [26 empty] | 0.00016273 | 0.008314
0 | 710 | Lighting Controls | [6 empty] | 0 | [35 empty] | 1 |  | 0 |  | 0 |  |  |  |  | 0 | [24 empty] | 0 | [21 empty] | 0.00073 |  |  | 0.23 | 0.75 |  |  | 0% | [45 empty] | 0 | [26 empty] | 0.00016273 | 0.008314
0 | 711 | Lighting Controls | [6 empty] | 0 | [35 empty] | 1 |  | 0 |  | 0 |  |  |  |  | 0 | [24 empty] | 0 | [21 empty] | 0.00073 |  |  | 0.23 | 0.75 |  |  | 0% | [45 empty] | 0 | [26 empty] | 0.00016273 | 0.008314
0 | 712 | Lighting Controls | [6 empty] | 0 | [35 empty] | 1 |  | 0 |  | 0 |  |  |  |  | 0 | [24 empty] | 0 | [21 empty] | 0.00073 |  |  | 0.23 | 0.75 |  |  | 0% | [45 empty] | 0 | [26 empty] | 0.00016273 | 0.008314
0 | 713 | Lighting Controls | [6 empty] | 0 | [35 empty] | 1 |  | 0 |  | 0 |  |  |  |  | 0 | [24 empty] | 0 | [21 empty] | 0.00073 |  |  | 0.23 | 0.75 |  |  | 0% | [45 empty] | 0 | [26 empty] | 0.00016273 | 0.008314
0 | 714 | Lighting Controls | [6 empty] | 0 | [35 empty] | 1 |  | 0 |  | 0 |  |  |  |  | 0 | [24 empty] | 0 | [21 empty] | 0.00073 |  |  | 0.23 | 0.75 |  |  | 0% | [45 empty] | 0 | [26 empty] | 0.00016273 | 0.008314
0 | 715 | Lighting Controls | [6 empty] | 0 | [35 empty] | 1 |  | 0 |  | 0 |  |  |  |  | 0 | [24 empty] | 0 | [21 empty] | 0.00073 |  |  | 0.23 | 0.75 |  |  | 0% | [45 empty] | 0 | [26 empty] | 0.00016273 | 0.008314
0 | 716 | Lighting Controls | [6 empty] | 0 | [35 empty] | 1 |  | 0 |  | 0 |  |  |  |  | 0 | [24 empty] | 0 | [21 empty] | 0.00073 |  |  | 0.23 | 0.75 |  |  | 0% | [45 empty] | 0 | [26 empty] | 0.00016273 | 0.008314
0 | 717 | Lighting Controls | [6 empty] | 0 | [35 empty] | 1 |  | 0 |  | 0 |  |  |  |  | 0 | [24 empty] | 0 | [21 empty] | 0.00073 |  |  | 0.23 | 0.75 |  |  | 0% | [45 empty] | 0 | [26 empty] | 0.00016273 | 0.008314
0 | 718 | Lighting Controls | [6 empty] | 0 | [35 empty] | 1 |  | 0 |  | 0 |  |  |  |  | 0 | [24 empty] | 0 | [21 empty] | 0.00073 |  |  | 0.23 | 0.75 |  |  | 0% | [45 empty] | 0 | [26 empty] | 0.00016273 | 0.008314
0 | 719 | Lighting Controls | [6 empty] | 0 | [35 empty] | 1 |  | 0 |  | 0 |  |  |  |  | 0 | [24 empty] | 0 | [21 empty] | 0.00073 |  |  | 0.23 | 0.75 |  |  | 0% | [45 empty] | 0 | [26 empty] | 0.00016273 | 0.008314
0 | 720 | Lighting Controls | [6 empty] | 0 | [35 empty] | 1 |  | 0 |  | 0 |  |  |  |  | 0 | [24 empty] | 0 | [21 empty] | 0.00073 |  |  | 0.23 | 0.75 |  |  | 0% | [45 empty] | 0 | [26 empty] | 0.00016273 | 0.008314
0 | 721 | Lighting Controls | [6 empty] | 0 | [35 empty] | 1 |  | 0 |  | 0 |  |  |  |  | 0 | [24 empty] | 0 | [21 empty] | 0.00073 |  |  | 0.23 | 0.75 |  |  | 0% | [45 empty] | 0 | [26 empty] | 0.00016273 | 0.008314
0 | 722 | Lighting Controls | [6 empty] | 0 | [35 empty] | 1 |  | 0 |  | 0 |  |  |  |  | 0 | [24 empty] | 0 | [21 empty] | 0.00073 |  |  | 0.23 | 0.75 |  |  | 0% | [45 empty] | 0 | [26 empty] | 0.00016273 | 0.008314
0 | 723 | Lighting Controls | [6 empty] | 0 | [35 empty] | 1 |  | 0 |  | 0 |  |  |  |  | 0 | [24 empty] | 0 | [21 empty] | 0.00073 |  |  | 0.23 | 0.75 |  |  | 0% | [45 empty] | 0 | [26 empty] | 0.00016273 | 0.008314
0 | 724 | Lighting Controls | [6 empty] | 0 | [35 empty] | 1 |  | 0 |  | 0 |  |  |  |  | 0 | [24 empty] | 0 | [21 empty] | 0.00073 |  |  | 0.23 | 0.75 |  |  | 0% | [45 empty] | 0 | [26 empty] | 0.00016273 | 0.008314
0 | 725 | Lighting Controls | [6 empty] | 0 | [35 empty] | 1 |  | 0 |  | 0 |  |  |  |  | 0 | [24 empty] | 0 | [21 empty] | 0.00073 |  |  | 0.23 | 0.75 |  |  | 0% | [45 empty] | 0 | [26 empty] | 0.00016273 | 0.008314
0 | 726 | Lighting Controls | [6 empty] | 0 | [35 empty] | 1 |  | 0 |  | 0 |  |  |  |  | 0 | [24 empty] | 0 | [21 empty] | 0.00073 |  |  | 0.23 | 0.75 |  |  | 0% | [45 empty] | 0 | [26 empty] | 0.00016273 | 0.008314
0 | 727 | Lighting Controls | [6 empty] | 0 | [35 empty] | 1 |  | 0 |  | 0 |  |  |  |  | 0 | [24 empty] | 0 | [21 empty] | 0.00073 |  |  | 0.23 | 0.75 |  |  | 0% | [45 empty] | 0 | [26 empty] | 0.00016273 | 0.008314
0 | 728 | Lighting Controls | [6 empty] | 0 | [35 empty] | 1 |  | 0 |  | 0 |  |  |  |  | 0 | [24 empty] | 0 | [21 empty] | 0.00073 |  |  | 0.23 | 0.75 |  |  | 0% | [45 empty] | 0 | [26 empty] | 0.00016273 | 0.008314
0 | 729 | Lighting Controls | [6 empty] | 0 | [35 empty] | 1 |  | 0 |  | 0 |  |  |  |  | 0 | [24 empty] | 0 | [21 empty] | 0.00073 |  |  | 0.23 | 0.75 |  |  | 0% | [45 empty] | 0 | [26 empty] | 0.00016273 | 0.008314
0 | 730 | Lighting Controls | [6 empty] | 0 | [35 empty] | 1 |  | 0 |  | 0 |  |  |  |  | 0 | [24 empty] | 0 | [21 empty] | 0.00073 |  |  | 0.23 | 0.75 |  |  | 0% | [45 empty] | 0 | [26 empty] | 0.00016273 | 0.008314
0 | 731 | Lighting Controls | [6 empty] | 0 | [35 empty] | 1 |  | 0 |  | 0 |  |  |  |  | 0 | [24 empty] | 0 | [21 empty] | 0.00073 |  |  | 0.23 | 0.75 |  |  | 0% | [45 empty] | 0 | [26 empty] | 0.00016273 | 0.008314
0 | 732 | Lighting Controls | [6 empty] | 0 | [35 empty] | 1 |  | 0 |  | 0 |  |  |  |  | 0 | [24 empty] | 0 | [21 empty] | 0.00073 |  |  | 0.23 | 0.75 |  |  | 0% | [45 empty] | 0 | [26 empty] | 0.00016273 | 0.008314
0 | 733 | Lighting Controls | [6 empty] | 0 | [35 empty] | 1 |  | 0 |  | 0 |  |  |  |  | 0 | [24 empty] | 0 | [21 empty] | 0.00073 |  |  | 0.23 | 0.75 |  |  | 0% | [45 empty] | 0 | [26 empty] | 0.00016273 | 0.008314
0 | 734 | Lighting Controls | [6 empty] | 0 | [35 empty] | 1 |  | 0 |  | 0 |  |  |  |  | 0 | [24 empty] | 0 | [21 empty] | 0.00073 |  |  | 0.23 | 0.75 |  |  | 0% | [45 empty] | 0 | [26 empty] | 0.00016273 | 0.008314
0 | 735 | Lighting Controls | [6 empty] | 0 | [35 empty] | 1 |  | 0 |  | 0 |  |  |  |  | 0 | [24 empty] | 0 | [21 empty] | 0.00073 |  |  | 0.23 | 0.75 |  |  | 0% | [45 empty] | 0 | [26 empty] | 0.00016273 | 0.008314
0 | 736 | Lighting Controls | [6 empty] | 0 | [35 empty] | 1 |  | 0 |  | 0 |  |  |  |  | 0 | [24 empty] | 0 | [21 empty] | 0.00073 |  |  | 0.23 | 0.75 |  |  | 0% | [45 empty] | 0 | [26 empty] | 0.00016273 | 0.008314
0 | 737 | Lighting Controls | [6 empty] | 0 | [35 empty] | 1 |  | 0 |  | 0 |  |  |  |  | 0 | [24 empty] | 0 | [21 empty] | 0.00073 |  |  | 0.23 | 0.75 |  |  | 0% | [45 empty] | 0 | [26 empty] | 0.00016273 | 0.008314
0 | 738 | Lighting Controls | [6 empty] | 0 | [35 empty] | 1 |  | 0 |  | 0 |  |  |  |  | 0 | [24 empty] | 0 | [21 empty] | 0.00073 |  |  | 0.23 | 0.75 |  |  | 0% | [45 empty] | 0 | [26 empty] | 0.00016273 | 0.008314
0 | 739 | Lighting Controls | [6 empty] | 0 | [35 empty] | 1 |  | 0 |  | 0 |  |  |  |  | 0 | [24 empty] | 0 | [21 empty] | 0.00073 |  |  | 0.23 | 0.75 |  |  | 0% | [45 empty] | 0 | [26 empty] | 0.00016273 | 0.008314
0 | 740 | Lighting Controls | [6 empty] | 0 | [35 empty] | 1 |  | 0 |  | 0 |  |  |  |  | 0 | [24 empty] | 0 | [21 empty] | 0.00073 |  |  | 0.23 | 0.75 |  |  | 0% | [45 empty] | 0 | [26 empty] | 0.00016273 | 0.008314
0 | 741 | Lighting Controls | [6 empty] | 0 | [35 empty] | 1 |  | 0 |  | 0 |  |  |  |  | 0 | [24 empty] | 0 | [21 empty] | 0.00073 |  |  | 0.23 | 0.75 |  |  | 0% | [45 empty] | 0 | [26 empty] | 0.00016273 | 0.008314
0 | 742 | Lighting Controls | [6 empty] | 0 | [35 empty] | 1 |  | 0 |  | 0 |  |  |  |  | 0 | [24 empty] | 0 | [21 empty] | 0.00073 |  |  | 0.23 | 0.75 |  |  | 0% | [45 empty] | 0 | [26 empty] | 0.00016273 | 0.008314
0 | 743 | Lighting Controls | [6 empty] | 0 | [35 empty] | 1 |  | 0 |  | 0 |  |  |  |  | 0 | [24 empty] | 0 | [21 empty] | 0.00073 |  |  | 0.23 | 0.75 |  |  | 0% | [45 empty] | 0 | [26 empty] | 0.00016273 | 0.008314
0 | 744 | Lighting Controls | [6 empty] | 0 | [35 empty] | 1 |  | 0 |  | 0 |  |  |  |  | 0 | [24 empty] | 0 | [21 empty] | 0.00073 |  |  | 0.23 | 0.75 |  |  | 0% | [45 empty] | 0 | [26 empty] | 0.00016273 | 0.008314
0 | 745 | Lighting Controls | [6 empty] | 0 | [35 empty] | 1 |  | 0 |  | 0 |  |  |  |  | 0 | [24 empty] | 0 | [21 empty] | 0.00073 |  |  | 0.23 | 0.75 |  |  | 0% | [45 empty] | 0 | [26 empty] | 0.00016273 | 0.008314
0 | 746 | Lighting Controls | [6 empty] | 0 | [35 empty] | 1 |  | 0 |  | 0 |  |  |  |  | 0 | [24 empty] | 0 | [21 empty] | 0.00073 |  |  | 0.23 | 0.75 |  |  | 0% | [45 empty] | 0 | [26 empty] | 0.00016273 | 0.008314
0 | 747 | Lighting Controls | [6 empty] | 0 | [35 empty] | 1 |  | 0 |  | 0 |  |  |  |  | 0 | [24 empty] | 0 | [21 empty] | 0.00073 |  |  | 0.23 | 0.75 |  |  | 0% | [45 empty] | 0 | [26 empty] | 0.00016273 | 0.008314
0 | 748 | Lighting Controls | [6 empty] | 0 | [35 empty] | 1 |  | 0 |  | 0 |  |  |  |  | 0 | [24 empty] | 0 | [21 empty] | 0.00073 |  |  | 0.23 | 0.75 |  |  | 0% | [45 empty] | 0 | [26 empty] | 0.00016273 | 0.008314
0 | 749 | Lighting Controls | [6 empty] | 0 | [35 empty] | 1 |  | 0 |  | 0 |  |  |  |  | 0 | [24 empty] | 0 | [21 empty] | 0.00073 |  |  | 0.23 | 0.75 |  |  | 0% | [45 empty] | 0 | [26 empty] | 0.00016273 | 0.008314
0 | 750 | Lighting Controls | [6 empty] | 0 | [35 empty] | 1 |  | 0 |  | 0 |  |  |  |  | 0 | [24 empty] | 0 | [21 empty] | 0.00073 |  |  | 0.23 | 0.75 |  |  | 0% | [45 empty] | 0 | [26 empty] | 0.00016273 | 0.008314
0 | 751 | Lighting Controls | [6 empty] | 0 | [35 empty] | 1 |  | 0 |  | 0 |  |  |  |  | 0 | [24 empty] | 0 | [21 empty] | 0.00073 |  |  | 0.23 | 0.75 |  |  | 0% | [45 empty] | 0 | [26 empty] | 0.00016273 | 0.008314
0 | 752 | Lighting Controls | [6 empty] | 0 | [35 empty] | 1 |  | 0 |  | 0 |  |  |  |  | 0 | [24 empty] | 0 | [21 empty] | 0.00073 |  |  | 0.23 | 0.75 |  |  | 0% | [45 empty] | 0 | [26 empty] | 0.00016273 | 0.008314
0 | 753 | Lighting Controls | [6 empty] | 0 | [35 empty] | 1 |  | 0 |  | 0 |  |  |  |  | 0 | [24 empty] | 0 | [21 empty] | 0.00073 |  |  | 0.23 | 0.75 |  |  | 0% | [45 empty] | 0 | [26 empty] | 0.00016273 | 0.008314
0 | 754 | Lighting Controls | [6 empty] | 0 | [35 empty] | 1 |  | 0 |  | 0 |  |  |  |  | 0 | [24 empty] | 0 | [21 empty] | 0.00073 |  |  | 0.23 | 0.75 |  |  | 0% | [45 empty] | 0 | [26 empty] | 0.00016273 | 0.008314
0 | 755 | Lighting Controls | [6 empty] | 0 | [35 empty] | 1 |  | 0 |  | 0 |  |  |  |  | 0 | [24 empty] | 0 | [21 empty] | 0.00073 |  |  | 0.23 | 0.75 |  |  | 0% | [45 empty] | 0 | [26 empty] | 0.00016273 | 0.008314
0 | 756 | Lighting Controls | [6 empty] | 0 | [35 empty] | 1 |  | 0 |  | 0 |  |  |  |  | 0 | [24 empty] | 0 | [21 empty] | 0.00073 |  |  | 0.23 | 0.75 |  |  | 0% | [45 empty] | 0 | [26 empty] | 0.00016273 | 0.008314
0 | 757 | Lighting Controls | [6 empty] | 0 | [35 empty] | 1 |  | 0 |  | 0 |  |  |  |  | 0 | [24 empty] | 0 | [21 empty] | 0.00073 |  |  | 0.23 | 0.75 |  |  | 0% | [45 empty] | 0 | [26 empty] | 0.00016273 | 0.008314
0 | 758 | Lighting Controls | [6 empty] | 0 | [35 empty] | 1 |  | 0 |  | 0 |  |  |  |  | 0 | [24 empty] | 0 | [21 empty] | 0.00073 |  |  | 0.23 | 0.75 |  |  | 0% | [45 empty] | 0 | [26 empty] | 0.00016273 | 0.008314
0 | 759 | Lighting Controls | [6 empty] | 0 | [35 empty] | 1 |  | 0 |  | 0 |  |  |  |  | 0 | [24 empty] | 0 | [21 empty] | 0.00073 |  |  | 0.23 | 0.75 |  |  | 0% | [45 empty] | 0 | [26 empty] | 0.00016273 | 0.008314
0 | 760 | Lighting Controls | [6 empty] | 0 | [35 empty] | 1 |  | 0 |  | 0 |  |  |  |  | 0 | [24 empty] | 0 | [21 empty] | 0.00073 |  |  | 0.23 | 0.75 |  |  | 0% | [45 empty] | 0 | [26 empty] | 0.00016273 | 0.008314
0 | 761 | Lighting Controls | [6 empty] | 0 | [35 empty] | 1 |  | 0 |  | 0 |  |  |  |  | 0 | [24 empty] | 0 | [21 empty] | 0.00073 |  |  | 0.23 | 0.75 |  |  | 0% | [45 empty] | 0 | [26 empty] | 0.00016273 | 0.008314
0 | 762 | Lighting Controls | [6 empty] | 0 | [35 empty] | 1 |  | 0 |  | 0 |  |  |  |  | 0 | [24 empty] | 0 | [21 empty] | 0.00073 |  |  | 0.23 | 0.75 |  |  | 0% | [45 empty] | 0 | [26 empty] | 0.00016273 | 0.008314
0 | 763 | Lighting Controls | [6 empty] | 0 | [35 empty] | 1 |  | 0 |  | 0 |  |  |  |  | 0 | [24 empty] | 0 | [21 empty] | 0.00073 |  |  | 0.23 | 0.75 |  |  | 0% | [45 empty] | 0 | [26 empty] | 0.00016273 | 0.008314
0 | 764 | Lighting Controls | [6 empty] | 0 | [35 empty] | 1 |  | 0 |  | 0 |  |  |  |  | 0 | [24 empty] | 0 | [21 empty] | 0.00073 |  |  | 0.23 | 0.75 |  |  | 0% | [45 empty] | 0 | [26 empty] | 0.00016273 | 0.008314
0 | 765 | Lighting Controls | [6 empty] | 0 | [35 empty] | 1 |  | 0 |  | 0 |  |  |  |  | 0 | [24 empty] | 0 | [21 empty] | 0.00073 |  |  | 0.23 | 0.75 |  |  | 0% | [45 empty] | 0 | [26 empty] | 0.00016273 | 0.008314
0 | 766 | Lighting Controls | [6 empty] | 0 | [35 empty] | 1 |  | 0 |  | 0 |  |  |  |  | 0 | [24 empty] | 0 | [21 empty] | 0.00073 |  |  | 0.23 | 0.75 |  |  | 0% | [45 empty] | 0 | [26 empty] | 0.00016273 | 0.008314
0 | 767 | Lighting Controls | [6 empty] | 0 | [35 empty] | 1 |  | 0 |  | 0 |  |  |  |  | 0 | [24 empty] | 0 | [21 empty] | 0.00073 |  |  | 0.23 | 0.75 |  |  | 0% | [45 empty] | 0 | [26 empty] | 0.00016273 | 0.008314
0 | 768 | Lighting Controls | [6 empty] | 0 | [35 empty] | 1 |  | 0 |  | 0 |  |  |  |  | 0 | [24 empty] | 0 | [21 empty] | 0.00073 |  |  | 0.23 | 0.75 |  |  | 0% | [45 empty] | 0 | [26 empty] | 0.00016273 | 0.008314
0 | 769 | Lighting Controls | [6 empty] | 0 | [35 empty] | 1 |  | 0 |  | 0 |  |  |  |  | 0 | [24 empty] | 0 | [21 empty] | 0.00073 |  |  | 0.23 | 0.75 |  |  | 0% | [45 empty] | 0 | [26 empty] | 0.00016273 | 0.008314
0 | 770 | Lighting Controls | [6 empty] | 0 | [35 empty] | 1 |  | 0 |  | 0 |  |  |  |  | 0 | [24 empty] | 0 | [21 empty] | 0.00073 |  |  | 0.23 | 0.75 |  |  | 0% | [45 empty] | 0 | [26 empty] | 0.00016273 | 0.008314
0 | 771 | Lighting Controls | [6 empty] | 0 | [35 empty] | 1 |  | 0 |  | 0 |  |  |  |  | 0 | [24 empty] | 0 | [21 empty] | 0.00073 |  |  | 0.23 | 0.75 |  |  | 0% | [45 empty] | 0 | [26 empty] | 0.00016273 | 0.008314
0 | 772 | Lighting Controls | [6 empty] | 0 | [35 empty] | 1 |  | 0 |  | 0 |  |  |  |  | 0 | [24 empty] | 0 | [21 empty] | 0.00073 |  |  | 0.23 | 0.75 |  |  | 0% | [45 empty] | 0 | [26 empty] | 0.00016273 | 0.008314
0 | 773 | Lighting Controls | [6 empty] | 0 | [35 empty] | 1 |  | 0 |  | 0 |  |  |  |  | 0 | [24 empty] | 0 | [21 empty] | 0.00073 |  |  | 0.23 | 0.75 |  |  | 0% | [45 empty] | 0 | [26 empty] | 0.00016273 | 0.008314
0 | 774 | Lighting Controls | [6 empty] | 0 | [35 empty] | 1 |  | 0 |  | 0 |  |  |  |  | 0 | [24 empty] | 0 | [21 empty] | 0.00073 |  |  | 0.23 | 0.75 |  |  | 0% | [45 empty] | 0 | [26 empty] | 0.00016273 | 0.008314
0 | 775 | Lighting Controls | [6 empty] | 0 | [35 empty] | 1 |  | 0 |  | 0 |  |  |  |  | 0 | [24 empty] | 0 | [21 empty] | 0.00073 |  |  | 0.23 | 0.75 |  |  | 0% | [45 empty] | 0 | [26 empty] | 0.00016273 | 0.008314
0 | 776 | Lighting Controls | [6 empty] | 0 | [35 empty] | 1 |  | 0 |  | 0 |  |  |  |  | 0 | [24 empty] | 0 | [21 empty] | 0.00073 |  |  | 0.23 | 0.75 |  |  | 0% | [45 empty] | 0 | [26 empty] | 0.00016273 | 0.008314
0 | 777 | Lighting Controls | [6 empty] | 0 | [35 empty] | 1 |  | 0 |  | 0 |  |  |  |  | 0 | [24 empty] | 0 | [21 empty] | 0.00073 |  |  | 0.23 | 0.75 |  |  | 0% | [45 empty] | 0 | [26 empty] | 0.00016273 | 0.008314
0 | 778 | Lighting Controls | [6 empty] | 0 | [35 empty] | 1 |  | 0 |  | 0 |  |  |  |  | 0 | [24 empty] | 0 | [21 empty] | 0.00073 |  |  | 0.23 | 0.75 |  |  | 0% | [45 empty] | 0 | [26 empty] | 0.00016273 | 0.008314
0 | 779 | Lighting Controls | [6 empty] | 0 | [35 empty] | 1 |  | 0 |  | 0 |  |  |  |  | 0 | [24 empty] | 0 | [21 empty] | 0.00073 |  |  | 0.23 | 0.75 |  |  | 0% | [45 empty] | 0 | [26 empty] | 0.00016273 | 0.008314
0 | 780 | Lighting Controls | [6 empty] | 0 | [35 empty] | 1 |  | 0 |  | 0 |  |  |  |  | 0 | [24 empty] | 0 | [21 empty] | 0.00073 |  |  | 0.23 | 0.75 |  |  | 0% | [45 empty] | 0 | [26 empty] | 0.00016273 | 0.008314
0 | 781 | Lighting Controls | [6 empty] | 0 | [35 empty] | 1 |  | 0 |  | 0 |  |  |  |  | 0 | [24 empty] | 0 | [21 empty] | 0.00073 |  |  | 0.23 | 0.75 |  |  | 0% | [45 empty] | 0 | [26 empty] | 0.00016273 | 0.008314
0 | 782 | Lighting Controls | [6 empty] | 0 | [35 empty] | 1 |  | 0 |  | 0 |  |  |  |  | 0 | [24 empty] | 0 | [21 empty] | 0.00073 |  |  | 0.23 | 0.75 |  |  | 0% | [45 empty] | 0 | [26 empty] | 0.00016273 | 0.008314
0 | 783 | Lighting Controls | [6 empty] | 0 | [35 empty] | 1 |  | 0 |  | 0 |  |  |  |  | 0 | [24 empty] | 0 | [21 empty] | 0.00073 |  |  | 0.23 | 0.75 |  |  | 0% | [45 empty] | 0 | [26 empty] | 0.00016273 | 0.008314
0 | 784 | Lighting Controls | [6 empty] | 0 | [35 empty] | 1 |  | 0 |  | 0 |  |  |  |  | 0 | [24 empty] | 0 | [21 empty] | 0.00073 |  |  | 0.23 | 0.75 |  |  | 0% | [45 empty] | 0 | [26 empty] | 0.00016273 | 0.008314
0 | 785 | Lighting Controls | [6 empty] | 0 | [35 empty] | 1 |  | 0 |  | 0 |  |  |  |  | 0 | [24 empty] | 0 | [21 empty] | 0.00073 |  |  | 0.23 | 0.75 |  |  | 0% | [45 empty] | 0 | [26 empty] | 0.00016273 | 0.008314
0 | 786 | Lighting Controls | [6 empty] | 0 | [35 empty] | 1 |  | 0 |  | 0 |  |  |  |  | 0 | [24 empty] | 0 | [21 empty] | 0.00073 |  |  | 0.23 | 0.75 |  |  | 0% | [45 empty] | 0 | [26 empty] | 0.00016273 | 0.008314
0 | 787 | Lighting Controls | [6 empty] | 0 | [35 empty] | 1 |  | 0 |  | 0 |  |  |  |  | 0 | [24 empty] | 0 | [21 empty] | 0.00073 |  |  | 0.23 | 0.75 |  |  | 0% | [45 empty] | 0 | [26 empty] | 0.00016273 | 0.008314
0 | 788 | Lighting Controls | [6 empty] | 0 | [35 empty] | 1 |  | 0 |  | 0 |  |  |  |  | 0 | [24 empty] | 0 | [21 empty] | 0.00073 |  |  | 0.23 | 0.75 |  |  | 0% | [45 empty] | 0 | [26 empty] | 0.00016273 | 0.008314
0 | 789 | Lighting Controls | [6 empty] | 0 | [35 empty] | 1 |  | 0 |  | 0 |  |  |  |  | 0 | [24 empty] | 0 | [21 empty] | 0.00073 |  |  | 0.23 | 0.75 |  |  | 0% | [45 empty] | 0 | [26 empty] | 0.00016273 | 0.008314
0 | 790 | Lighting Controls | [6 empty] | 0 | [35 empty] | 1 |  | 0 |  | 0 |  |  |  |  | 0 | [24 empty] | 0 | [21 empty] | 0.00073 |  |  | 0.23 | 0.75 |  |  | 0% | [45 empty] | 0 | [26 empty] | 0.00016273 | 0.008314
0 | 791 | Lighting Controls | [6 empty] | 0 | [35 empty] | 1 |  | 0 |  | 0 |  |  |  |  | 0 | [24 empty] | 0 | [21 empty] | 0.00073 |  |  | 0.23 | 0.75 |  |  | 0% | [45 empty] | 0 | [26 empty] | 0.00016273 | 0.008314
0 | 792 | Lighting Controls | [6 empty] | 0 | [35 empty] | 1 |  | 0 |  | 0 |  |  |  |  | 0 | [24 empty] | 0 | [21 empty] | 0.00073 |  |  | 0.23 | 0.75 |  |  | 0% | [45 empty] | 0 | [26 empty] | 0.00016273 | 0.008314
0 | 793 | Lighting Controls | [6 empty] | 0 | [35 empty] | 1 |  | 0 |  | 0 |  |  |  |  | 0 | [24 empty] | 0 | [21 empty] | 0.00073 |  |  | 0.23 | 0.75 |  |  | 0% | [45 empty] | 0 | [26 empty] | 0.00016273 | 0.008314
0 | 794 | Lighting Controls | [6 empty] | 0 | [35 empty] | 1 |  | 0 |  | 0 |  |  |  |  | 0 | [24 empty] | 0 | [21 empty] | 0.00073 |  |  | 0.23 | 0.75 |  |  | 0% | [45 empty] | 0 | [26 empty] | 0.00016273 | 0.008314
0 | 795 | Lighting Controls | [6 empty] | 0 | [35 empty] | 1 |  | 0 |  | 0 |  |  |  |  | 0 | [24 empty] | 0 | [21 empty] | 0.00073 |  |  | 0.23 | 0.75 |  |  | 0% | [45 empty] | 0 | [26 empty] | 0.00016273 | 0.008314
0 | 796 | Lighting Controls | [6 empty] | 0 | [35 empty] | 1 |  | 0 |  | 0 |  |  |  |  | 0 | [24 empty] | 0 | [21 empty] | 0.00073 |  |  | 0.23 | 0.75 |  |  | 0% | [45 empty] | 0 | [26 empty] | 0.00016273 | 0.008314
0 | 797 | Lighting Controls | [6 empty] | 0 | [35 empty] | 1 |  | 0 |  | 0 |  |  |  |  | 0 | [24 empty] | 0 | [21 empty] | 0.00073 |  |  | 0.23 | 0.75 |  |  | 0% | [45 empty] | 0 | [26 empty] | 0.00016273 | 0.008314
0 | 798 | Lighting Controls | [6 empty] | 0 | [35 empty] | 1 |  | 0 |  | 0 |  |  |  |  | 0 | [24 empty] | 0 | [21 empty] | 0.00073 |  |  | 0.23 | 0.75 |  |  | 0% | [45 empty] | 0 | [26 empty] | 0.00016273 | 0.008314
0 | 799 | Lighting Controls | [6 empty] | 0 | [35 empty] | 1 |  | 0 |  | 0 |  |  |  |  | 0 | [24 empty] | 0 | [21 empty] | 0.00073 |  |  | 0.23 | 0.75 |  |  | 0% | [45 empty] | 0 | [26 empty] | 0.00016273 | 0.008314
0 | 800 | Lighting Controls | [6 empty] | 0 | [35 empty] | 1 |  | 0 |  | 0 |  |  |  |  | 0 | [24 empty] | 0 | [21 empty] | 0.00073 |  |  | 0.23 | 0.75 |  |  | 0% | [45 empty] | 0 | [26 empty] | 0.00016273 | 0.008314
0 | 801 | Lighting Controls | [6 empty] | 0 | [35 empty] | 1 |  | 0 |  | 0 |  |  |  |  | 0 | [24 empty] | 0 | [21 empty] | 0.00073 |  |  | 0.23 | 0.75 |  |  | 0% | [45 empty] | 0 | [26 empty] | 0.00016273 | 0.008314
0 | 802 | Lighting Controls | [6 empty] | 0 | [35 empty] | 1 |  | 0 |  | 0 |  |  |  |  | 0 | [24 empty] | 0 | [21 empty] | 0.00073 |  |  | 0.23 | 0.75 |  |  | 0% | [45 empty] | 0 | [26 empty] | 0.00016273 | 0.008314
0 | 803 | Lighting Controls | [6 empty] | 0 | [35 empty] | 1 |  | 0 |  | 0 |  |  |  |  | 0 | [24 empty] | 0 | [21 empty] | 0.00073 |  |  | 0.23 | 0.75 |  |  | 0% | [45 empty] | 0 | [26 empty] | 0.00016273 | 0.008314
0 | 804 | Lighting Controls | [6 empty] | 0 | [35 empty] | 1 |  | 0 |  | 0 |  |  |  |  | 0 | [24 empty] | 0 | [21 empty] | 0.00073 |  |  | 0.23 | 0.75 |  |  | 0% | [45 empty] | 0 | [26 empty] | 0.00016273 | 0.008314
0 | 805 | Lighting Controls | [6 empty] | 0 | [35 empty] | 1 |  | 0 |  | 0 |  |  |  |  | 0 | [24 empty] | 0 | [21 empty] | 0.00073 |  |  | 0.23 | 0.75 |  |  | 0% | [45 empty] | 0 | [26 empty] | 0.00016273 | 0.008314
0 | 806 | Lighting Controls | [6 empty] | 0 | [35 empty] | 1 |  | 0 |  | 0 |  |  |  |  | 0 | [24 empty] | 0 | [21 empty] | 0.00073 |  |  | 0.23 | 0.75 |  |  | 0% | [45 empty] | 0 | [26 empty] | 0.00016273 | 0.008314
0 | 807 | Lighting Controls | [6 empty] | 0 | [35 empty] | 1 |  | 0 |  | 0 |  |  |  |  | 0 | [24 empty] | 0 | [21 empty] | 0.00073 |  |  | 0.23 | 0.75 |  |  | 0% | [45 empty] | 0 | [26 empty] | 0.00016273 | 0.008314
0 | 808 | Lighting Controls | [6 empty] | 0 | [35 empty] | 1 |  | 0 |  | 0 |  |  |  |  | 0 | [24 empty] | 0 | [21 empty] | 0.00073 |  |  | 0.23 | 0.75 |  |  | 0% | [45 empty] | 0 | [26 empty] | 0.00016273 | 0.008314
0 | 809 | Lighting Controls | [6 empty] | 0 | [35 empty] | 1 |  | 0 |  | 0 |  |  |  |  | 0 | [24 empty] | 0 | [21 empty] | 0.00073 |  |  | 0.23 | 0.75 |  |  | 0% | [45 empty] | 0 | [26 empty] | 0.00016273 | 0.008314
0 | 810 | Lighting Controls | [6 empty] | 0 | [35 empty] | 1 |  | 0 |  | 0 |  |  |  |  | 0 | [24 empty] | 0 | [21 empty] | 0.00073 |  |  | 0.23 | 0.75 |  |  | 0% | [45 empty] | 0 | [26 empty] | 0.00016273 | 0.008314
0 | 811 | Lighting Controls | [6 empty] | 0 | [35 empty] | 1 |  | 0 |  | 0 |  |  |  |  | 0 | [24 empty] | 0 | [21 empty] | 0.00073 |  |  | 0.23 | 0.75 |  |  | 0% | [45 empty] | 0 | [26 empty] | 0.00016273 | 0.008314
0 | 812 | Lighting Controls | [6 empty] | 0 | [35 empty] | 1 |  | 0 |  | 0 |  |  |  |  | 0 | [24 empty] | 0 | [21 empty] | 0.00073 |  |  | 0.23 | 0.75 |  |  | 0% | [45 empty] | 0 | [26 empty] | 0.00016273 | 0.008314
0 | 813 | Lighting Controls | [6 empty] | 0 | [35 empty] | 1 |  | 0 |  | 0 |  |  |  |  | 0 | [24 empty] | 0 | [21 empty] | 0.00073 |  |  | 0.23 | 0.75 |  |  | 0% | [45 empty] | 0 | [26 empty] | 0.00016273 | 0.008314
0 | 814 | Lighting Controls | [6 empty] | 0 | [35 empty] | 1 |  | 0 |  | 0 |  |  |  |  | 0 | [24 empty] | 0 | [21 empty] | 0.00073 |  |  | 0.23 | 0.75 |  |  | 0% | [45 empty] | 0 | [26 empty] | 0.00016273 | 0.008314
0 | 815 | Lighting Controls | [6 empty] | 0 | [35 empty] | 1 |  | 0 |  | 0 |  |  |  |  | 0 | [24 empty] | 0 | [21 empty] | 0.00073 |  |  | 0.23 | 0.75 |  |  | 0% | [45 empty] | 0 | [26 empty] | 0.00016273 | 0.008314
0 | 816 | Lighting Controls | [6 empty] | 0 | [35 empty] | 1 |  | 0 |  | 0 |  |  |  |  | 0 | [24 empty] | 0 | [21 empty] | 0.00073 |  |  | 0.23 | 0.75 |  |  | 0% | [45 empty] | 0 | [26 empty] | 0.00016273 | 0.008314
0 | 817 | Lighting Controls | [6 empty] | 0 | [35 empty] | 1 |  | 0 |  | 0 |  |  |  |  | 0 | [24 empty] | 0 | [21 empty] | 0.00073 |  |  | 0.23 | 0.75 |  |  | 0% | [45 empty] | 0 | [26 empty] | 0.00016273 | 0.008314
0 | 818 | Lighting Controls | [6 empty] | 0 | [35 empty] | 1 |  | 0 |  | 0 |  |  |  |  | 0 | [24 empty] | 0 | [21 empty] | 0.00073 |  |  | 0.23 | 0.75 |  |  | 0% | [45 empty] | 0 | [26 empty] | 0.00016273 | 0.008314
0 | 819 | Lighting Controls | [6 empty] | 0 | [35 empty] | 1 |  | 0 |  | 0 |  |  |  |  | 0 | [24 empty] | 0 | [21 empty] | 0.00073 |  |  | 0.23 | 0.75 |  |  | 0% | [45 empty] | 0 | [26 empty] | 0.00016273 | 0.008314
0 | 820 | Lighting Controls | [6 empty] | 0 | [35 empty] | 1 |  | 0 |  | 0 |  |  |  |  | 0 | [24 empty] | 0 | [21 empty] | 0.00073 |  |  | 0.23 | 0.75 |  |  | 0% | [45 empty] | 0 | [26 empty] | 0.00016273 | 0.008314
0 | 821 | Lighting Controls | [6 empty] | 0 | [35 empty] | 1 |  | 0 |  | 0 |  |  |  |  | 0 | [24 empty] | 0 | [21 empty] | 0.00073 |  |  | 0.23 | 0.75 |  |  | 0% | [45 empty] | 0 | [26 empty] | 0.00016273 | 0.008314
0 | 822 | Lighting Controls | [6 empty] | 0 | [35 empty] | 1 |  | 0 |  | 0 |  |  |  |  | 0 | [24 empty] | 0 | [21 empty] | 0.00073 |  |  | 0.23 | 0.75 |  |  | 0% | [45 empty] | 0 | [26 empty] | 0.00016273 | 0.008314
0 | 823 | Lighting Controls | [6 empty] | 0 | [35 empty] | 1 |  | 0 |  | 0 |  |  |  |  | 0 | [24 empty] | 0 | [21 empty] | 0.00073 |  |  | 0.23 | 0.75 |  |  | 0% | [45 empty] | 0 | [26 empty] | 0.00016273 | 0.008314
0 | 824 | Lighting Controls | [6 empty] | 0 | [35 empty] | 1 |  | 0 |  | 0 |  |  |  |  | 0 | [24 empty] | 0 | [21 empty] | 0.00073 |  |  | 0.23 | 0.75 |  |  | 0% | [45 empty] | 0 | [26 empty] | 0.00016273 | 0.008314
0 | 825 | Lighting Controls | [6 empty] | 0 | [35 empty] | 1 |  | 0 |  | 0 |  |  |  |  | 0 | [24 empty] | 0 | [21 empty] | 0.00073 |  |  | 0.23 | 0.75 |  |  | 0% | [45 empty] | 0 | [26 empty] | 0.00016273 | 0.008314
0 | 826 | Lighting Controls | [6 empty] | 0 | [35 empty] | 1 |  | 0 |  | 0 |  |  |  |  | 0 | [24 empty] | 0 | [21 empty] | 0.00073 |  |  | 0.23 | 0.75 |  |  | 0% | [45 empty] | 0 | [26 empty] | 0.00016273 | 0.008314
0 | 827 | Lighting Controls | [6 empty] | 0 | [35 empty] | 1 |  | 0 |  | 0 |  |  |  |  | 0 | [24 empty] | 0 | [21 empty] | 0.00073 |  |  | 0.23 | 0.75 |  |  | 0% | [45 empty] | 0 | [26 empty] | 0.00016273 | 0.008314
0 | 828 | Lighting Controls | [6 empty] | 0 | [35 empty] | 1 |  | 0 |  | 0 |  |  |  |  | 0 | [24 empty] | 0 | [21 empty] | 0.00073 |  |  | 0.23 | 0.75 |  |  | 0% | [45 empty] | 0 | [26 empty] | 0.00016273 | 0.008314
0 | 829 | Lighting Controls | [6 empty] | 0 | [35 empty] | 1 |  | 0 |  | 0 |  |  |  |  | 0 | [24 empty] | 0 | [21 empty] | 0.00073 |  |  | 0.23 | 0.75 |  |  | 0% | [45 empty] | 0 | [26 empty] | 0.00016273 | 0.008314
0 | 830 | Lighting Controls | [6 empty] | 0 | [35 empty] | 1 |  | 0 |  | 0 |  |  |  |  | 0 | [24 empty] | 0 | [21 empty] | 0.00073 |  |  | 0.23 | 0.75 |  |  | 0% | [45 empty] | 0 | [26 empty] | 0.00016273 | 0.008314
0 | 831 | Lighting Controls | [6 empty] | 0 | [35 empty] | 1 |  | 0 |  | 0 |  |  |  |  | 0 | [24 empty] | 0 | [21 empty] | 0.00073 |  |  | 0.23 | 0.75 |  |  | 0% | [45 empty] | 0 | [26 empty] | 0.00016273 | 0.008314
0 | 832 | Lighting Controls | [6 empty] | 0 | [35 empty] | 1 |  | 0 |  | 0 |  |  |  |  | 0 | [24 empty] | 0 | [21 empty] | 0.00073 |  |  | 0.23 | 0.75 |  |  | 0% | [45 empty] | 0 | [26 empty] | 0.00016273 | 0.008314
0 | 833 | Lighting Controls | [6 empty] | 0 | [35 empty] | 1 |  | 0 |  | 0 |  |  |  |  | 0 | [24 empty] | 0 | [21 empty] | 0.00073 |  |  | 0.23 | 0.75 |  |  | 0% | [45 empty] | 0 | [26 empty] | 0.00016273 | 0.008314
0 | 834 | Lighting Controls | [6 empty] | 0 | [35 empty] | 1 |  | 0 |  | 0 |  |  |  |  | 0 | [24 empty] | 0 | [21 empty] | 0.00073 |  |  | 0.23 | 0.75 |  |  | 0% | [45 empty] | 0 | [26 empty] | 0.00016273 | 0.008314
0 | 835 | Lighting Controls | [6 empty] | 0 | [35 empty] | 1 |  | 0 |  | 0 |  |  |  |  | 0 | [24 empty] | 0 | [21 empty] | 0.00073 |  |  | 0.23 | 0.75 |  |  | 0% | [45 empty] | 0 | [26 empty] | 0.00016273 | 0.008314
0 | 836 | Lighting Controls | [6 empty] | 0 | [35 empty] | 1 |  | 0 |  | 0 |  |  |  |  | 0 | [24 empty] | 0 | [21 empty] | 0.00073 |  |  | 0.23 | 0.75 |  |  | 0% | [45 empty] | 0 | [26 empty] | 0.00016273 | 0.008314
0 | 837 | Lighting Controls | [6 empty] | 0 | [35 empty] | 1 |  | 0 |  | 0 |  |  |  |  | 0 | [24 empty] | 0 | [21 empty] | 0.00073 |  |  | 0.23 | 0.75 |  |  | 0% | [45 empty] | 0 | [26 empty] | 0.00016273 | 0.008314
0 | 838 | Lighting Controls | [6 empty] | 0 | [35 empty] | 1 |  | 0 |  | 0 |  |  |  |  | 0 | [24 empty] | 0 | [21 empty] | 0.00073 |  |  | 0.23 | 0.75 |  |  | 0% | [45 empty] | 0 | [26 empty] | 0.00016273 | 0.008314
0 | 839 | Lighting Controls | [6 empty] | 0 | [35 empty] | 1 |  | 0 |  | 0 |  |  |  |  | 0 | [24 empty] | 0 | [21 empty] | 0.00073 |  |  | 0.23 | 0.75 |  |  | 0% | [45 empty] | 0 | [26 empty] | 0.00016273 | 0.008314
0 | 840 | Lighting Controls | [6 empty] | 0 | [35 empty] | 1 |  | 0 |  | 0 |  |  |  |  | 0 | [24 empty] | 0 | [21 empty] | 0.00073 |  |  | 0.23 | 0.75 |  |  | 0% | [45 empty] | 0 | [26 empty] | 0.00016273 | 0.008314
0 | 841 | Lighting Controls | [6 empty] | 0 | [35 empty] | 1 |  | 0 |  | 0 |  |  |  |  | 0 | [24 empty] | 0 | [21 empty] | 0.00073 |  |  | 0.23 | 0.75 |  |  | 0% | [45 empty] | 0 | [26 empty] | 0.00016273 | 0.008314
0 | 842 | Lighting Controls | [6 empty] | 0 | [35 empty] | 1 |  | 0 |  | 0 |  |  |  |  | 0 | [24 empty] | 0 | [21 empty] | 0.00073 |  |  | 0.23 | 0.75 |  |  | 0% | [45 empty] | 0 | [26 empty] | 0.00016273 | 0.008314
0 | 843 | Lighting Controls | [6 empty] | 0 | [35 empty] | 1 |  | 0 |  | 0 |  |  |  |  | 0 | [24 empty] | 0 | [21 empty] | 0.00073 |  |  | 0.23 | 0.75 |  |  | 0% | [45 empty] | 0 | [26 empty] | 0.00016273 | 0.008314
0 | 844 | Lighting Controls | [6 empty] | 0 | [35 empty] | 1 |  | 0 |  | 0 |  |  |  |  | 0 | [24 empty] | 0 | [21 empty] | 0.00073 |  |  | 0.23 | 0.75 |  |  | 0% | [45 empty] | 0 | [26 empty] | 0.00016273 | 0.008314
0 | 845 | Lighting Controls | [6 empty] | 0 | [35 empty] | 1 |  | 0 |  | 0 |  |  |  |  | 0 | [24 empty] | 0 | [21 empty] | 0.00073 |  |  | 0.23 | 0.75 |  |  | 0% | [45 empty] | 0 | [26 empty] | 0.00016273 | 0.008314
0 | 846 | Lighting Controls | [6 empty] | 0 | [35 empty] | 1 |  | 0 |  | 0 |  |  |  |  | 0 | [24 empty] | 0 | [21 empty] | 0.00073 |  |  | 0.23 | 0.75 |  |  | 0% | [45 empty] | 0 | [26 empty] | 0.00016273 | 0.008314
0 | 847 | Lighting Controls | [6 empty] | 0 | [35 empty] | 1 |  | 0 |  | 0 |  |  |  |  | 0 | [24 empty] | 0 | [21 empty] | 0.00073 |  |  | 0.23 | 0.75 |  |  | 0% | [45 empty] | 0 | [26 empty] | 0.00016273 | 0.008314
0 | 848 | Lighting Controls | [6 empty] | 0 | [35 empty] | 1 |  | 0 |  | 0 |  |  |  |  | 0 | [24 empty] | 0 | [21 empty] | 0.00073 |  |  | 0.23 | 0.75 |  |  | 0% | [45 empty] | 0 | [26 empty] | 0.00016273 | 0.008314
0 | 849 | Lighting Controls | [6 empty] | 0 | [35 empty] | 1 |  | 0 |  | 0 |  |  |  |  | 0 | [24 empty] | 0 | [21 empty] | 0.00073 |  |  | 0.23 | 0.75 |  |  | 0% | [45 empty] | 0 | [26 empty] | 0.00016273 | 0.008314
0 | 850 | Lighting Controls | [6 empty] | 0 | [35 empty] | 1 |  | 0 |  | 0 |  |  |  |  | 0 | [24 empty] | 0 | [21 empty] | 0.00073 |  |  | 0.23 | 0.75 |  |  | 0% | [45 empty] | 0 | [26 empty] | 0.00016273 | 0.008314
0 | 851 | Lighting Controls | [6 empty] | 0 | [35 empty] | 1 |  | 0 |  | 0 |  |  |  |  | 0 | [24 empty] | 0 | [21 empty] | 0.00073 |  |  | 0.23 | 0.75 |  |  | 0% | [45 empty] | 0 | [26 empty] | 0.00016273 | 0.008314
0 | 852 | Lighting Controls | [6 empty] | 0 | [35 empty] | 1 |  | 0 |  | 0 |  |  |  |  | 0 | [24 empty] | 0 | [21 empty] | 0.00073 |  |  | 0.23 | 0.75 |  |  | 0% | [45 empty] | 0 | [26 empty] | 0.00016273 | 0.008314
0 | 853 | Lighting Controls | [6 empty] | 0 | [35 empty] | 1 |  | 0 |  | 0 |  |  |  |  | 0 | [24 empty] | 0 | [21 empty] | 0.00073 |  |  | 0.23 | 0.75 |  |  | 0% | [45 empty] | 0 | [26 empty] | 0.00016273 | 0.008314
0 | 854 | Lighting Controls | [6 empty] | 0 | [35 empty] | 1 |  | 0 |  | 0 |  |  |  |  | 0 | [24 empty] | 0 | [21 empty] | 0.00073 |  |  | 0.23 | 0.75 |  |  | 0% | [45 empty] | 0 | [26 empty] | 0.00016273 | 0.008314
0 | 855 | Lighting Controls | [6 empty] | 0 | [35 empty] | 1 |  | 0 |  | 0 |  |  |  |  | 0 | [24 empty] | 0 | [21 empty] | 0.00073 |  |  | 0.23 | 0.75 |  |  | 0% | [45 empty] | 0 | [26 empty] | 0.00016273 | 0.008314
0 | 856 | Lighting Controls | [6 empty] | 0 | [35 empty] | 1 |  | 0 |  | 0 |  |  |  |  | 0 | [24 empty] | 0 | [21 empty] | 0.00073 |  |  | 0.23 | 0.75 |  |  | 0% | [45 empty] | 0 | [26 empty] | 0.00016273 | 0.008314
0 | 857 | Lighting Controls | [6 empty] | 0 | [35 empty] | 1 |  | 0 |  | 0 |  |  |  |  | 0 | [24 empty] | 0 | [21 empty] | 0.00073 |  |  | 0.23 | 0.75 |  |  | 0% | [45 empty] | 0 | [26 empty] | 0.00016273 | 0.008314
0 | 858 | Lighting Controls | [6 empty] | 0 | [35 empty] | 1 |  | 0 |  | 0 |  |  |  |  | 0 | [24 empty] | 0 | [21 empty] | 0.00073 |  |  | 0.23 | 0.75 |  |  | 0% | [45 empty] | 0 | [26 empty] | 0.00016273 | 0.008314
0 | 859 | Lighting Controls | [6 empty] | 0 | [35 empty] | 1 |  | 0 |  | 0 |  |  |  |  | 0 | [24 empty] | 0 | [21 empty] | 0.00073 |  |  | 0.23 | 0.75 |  |  | 0% | [45 empty] | 0 | [26 empty] | 0.00016273 | 0.008314
0 | 860 | Lighting Controls | [6 empty] | 0 | [35 empty] | 1 |  | 0 |  | 0 |  |  |  |  | 0 | [24 empty] | 0 | [21 empty] | 0.00073 |  |  | 0.23 | 0.75 |  |  | 0% | [45 empty] | 0 | [26 empty] | 0.00016273 | 0.008314
0 | 861 | Lighting Controls | [6 empty] | 0 | [35 empty] | 1 |  | 0 |  | 0 |  |  |  |  | 0 | [24 empty] | 0 | [21 empty] | 0.00073 |  |  | 0.23 | 0.75 |  |  | 0% | [45 empty] | 0 | [26 empty] | 0.00016273 | 0.008314
0 | 862 | Lighting Controls | [6 empty] | 0 | [35 empty] | 1 |  | 0 |  | 0 |  |  |  |  | 0 | [24 empty] | 0 | [21 empty] | 0.00073 |  |  | 0.23 | 0.75 |  |  | 0% | [45 empty] | 0 | [26 empty] | 0.00016273 | 0.008314
0 | 863 | Lighting Controls | [6 empty] | 0 | [35 empty] | 1 |  | 0 |  | 0 |  |  |  |  | 0 | [24 empty] | 0 | [21 empty] | 0.00073 |  |  | 0.23 | 0.75 |  |  | 0% | [45 empty] | 0 | [26 empty] | 0.00016273 | 0.008314
0 | 864 | Lighting Controls | [6 empty] | 0 | [35 empty] | 1 |  | 0 |  | 0 |  |  |  |  | 0 | [24 empty] | 0 | [21 empty] | 0.00073 |  |  | 0.23 | 0.75 |  |  | 0% | [45 empty] | 0 | [26 empty] | 0.00016273 | 0.008314
0 | 865 | Lighting Controls | [6 empty] | 0 | [35 empty] | 1 |  | 0 |  | 0 |  |  |  |  | 0 | [24 empty] | 0 | [21 empty] | 0.00073 |  |  | 0.23 | 0.75 |  |  | 0% | [45 empty] | 0 | [26 empty] | 0.00016273 | 0.008314
0 | 866 | Lighting Controls | [6 empty] | 0 | [35 empty] | 1 |  | 0 |  | 0 |  |  |  |  | 0 | [24 empty] | 0 | [21 empty] | 0.00073 |  |  | 0.23 | 0.75 |  |  | 0% | [45 empty] | 0 | [26 empty] | 0.00016273 | 0.008314
0 | 867 | Lighting Controls | [6 empty] | 0 | [35 empty] | 1 |  | 0 |  | 0 |  |  |  |  | 0 | [24 empty] | 0 | [21 empty] | 0.00073 |  |  | 0.23 | 0.75 |  |  | 0% | [45 empty] | 0 | [26 empty] | 0.00016273 | 0.008314
0 | 868 | Lighting Controls | [6 empty] | 0 | [35 empty] | 1 |  | 0 |  | 0 |  |  |  |  | 0 | [24 empty] | 0 | [21 empty] | 0.00073 |  |  | 0.23 | 0.75 |  |  | 0% | [45 empty] | 0 | [26 empty] | 0.00016273 | 0.008314
0 | 869 | Lighting Controls | [6 empty] | 0 | [35 empty] | 1 |  | 0 |  | 0 |  |  |  |  | 0 | [24 empty] | 0 | [21 empty] | 0.00073 |  |  | 0.23 | 0.75 |  |  | 0% | [45 empty] | 0 | [26 empty] | 0.00016273 | 0.008314
0 | 870 | Lighting Controls | [6 empty] | 0 | [35 empty] | 1 |  | 0 |  | 0 |  |  |  |  | 0 | [24 empty] | 0 | [21 empty] | 0.00073 |  |  | 0.23 | 0.75 |  |  | 0% | [45 empty] | 0 | [26 empty] | 0.00016273 | 0.008314
0 | 871 | Lighting Controls | [6 empty] | 0 | [35 empty] | 1 |  | 0 |  | 0 |  |  |  |  | 0 | [24 empty] | 0 | [21 empty] | 0.00073 |  |  | 0.23 | 0.75 |  |  | 0% | [45 empty] | 0 | [26 empty] | 0.00016273 | 0.008314
0 | 872 | Lighting Controls | [6 empty] | 0 | [35 empty] | 1 |  | 0 |  | 0 |  |  |  |  | 0 | [24 empty] | 0 | [21 empty] | 0.00073 |  |  | 0.23 | 0.75 |  |  | 0% | [45 empty] | 0 | [26 empty] | 0.00016273 | 0.008314
0 | 873 | Lighting Controls | [6 empty] | 0 | [35 empty] | 1 |  | 0 |  | 0 |  |  |  |  | 0 | [24 empty] | 0 | [21 empty] | 0.00073 |  |  | 0.23 | 0.75 |  |  | 0% | [45 empty] | 0 | [26 empty] | 0.00016273 | 0.008314
0 | 874 | Lighting Controls | [6 empty] | 0 | [35 empty] | 1 |  | 0 |  | 0 |  |  |  |  | 0 | [24 empty] | 0 | [21 empty] | 0.00073 |  |  | 0.23 | 0.75 |  |  | 0% | [45 empty] | 0 | [26 empty] | 0.00016273 | 0.008314
0 | 875 | Lighting Controls | [6 empty] | 0 | [35 empty] | 1 |  | 0 |  | 0 |  |  |  |  | 0 | [24 empty] | 0 | [21 empty] | 0.00073 |  |  | 0.23 | 0.75 |  |  | 0% | [45 empty] | 0 | [26 empty] | 0.00016273 | 0.008314
0 | 876 | Lighting Controls | [6 empty] | 0 | [35 empty] | 1 |  | 0 |  | 0 |  |  |  |  | 0 | [24 empty] | 0 | [21 empty] | 0.00073 |  |  | 0.23 | 0.75 |  |  | 0% | [45 empty] | 0 | [26 empty] | 0.00016273 | 0.008314
0 | 877 | Lighting Controls | [6 empty] | 0 | [35 empty] | 1 |  | 0 |  | 0 |  |  |  |  | 0 | [24 empty] | 0 | [21 empty] | 0.00073 |  |  | 0.23 | 0.75 |  |  | 0% | [45 empty] | 0 | [26 empty] | 0.00016273 | 0.008314
0 | 878 | Lighting Controls | [6 empty] | 0 | [35 empty] | 1 |  | 0 |  | 0 |  |  |  |  | 0 | [24 empty] | 0 | [21 empty] | 0.00073 |  |  | 0.23 | 0.75 |  |  | 0% | [45 empty] | 0 | [26 empty] | 0.00016273 | 0.008314
0 | 879 | Lighting Controls | [6 empty] | 0 | [35 empty] | 1 |  | 0 |  | 0 |  |  |  |  | 0 | [24 empty] | 0 | [21 empty] | 0.00073 |  |  | 0.23 | 0.75 |  |  | 0% | [45 empty] | 0 | [26 empty] | 0.00016273 | 0.008314
0 | 880 | Lighting Controls | [6 empty] | 0 | [35 empty] | 1 |  | 0 |  | 0 |  |  |  |  | 0 | [24 empty] | 0 | [21 empty] | 0.00073 |  |  | 0.23 | 0.75 |  |  | 0% | [45 empty] | 0 | [26 empty] | 0.00016273 | 0.008314
0 | 881 | Lighting Controls | [6 empty] | 0 | [35 empty] | 1 |  | 0 |  | 0 |  |  |  |  | 0 | [24 empty] | 0 | [21 empty] | 0.00073 |  |  | 0.23 | 0.75 |  |  | 0% | [45 empty] | 0 | [26 empty] | 0.00016273 | 0.008314
0 | 882 | Lighting Controls | [6 empty] | 0 | [35 empty] | 1 |  | 0 |  | 0 |  |  |  |  | 0 | [24 empty] | 0 | [21 empty] | 0.00073 |  |  | 0.23 | 0.75 |  |  | 0% | [45 empty] | 0 | [26 empty] | 0.00016273 | 0.008314
0 | 883 | Lighting Controls | [6 empty] | 0 | [35 empty] | 1 |  | 0 |  | 0 |  |  |  |  | 0 | [24 empty] | 0 | [21 empty] | 0.00073 |  |  | 0.23 | 0.75 |  |  | 0% | [45 empty] | 0 | [26 empty] | 0.00016273 | 0.008314
0 | 884 | Lighting Controls | [6 empty] | 0 | [35 empty] | 1 |  | 0 |  | 0 |  |  |  |  | 0 | [24 empty] | 0 | [21 empty] | 0.00073 |  |  | 0.23 | 0.75 |  |  | 0% | [45 empty] | 0 | [26 empty] | 0.00016273 | 0.008314
0 | 885 | Lighting Controls | [6 empty] | 0 | [35 empty] | 1 |  | 0 |  | 0 |  |  |  |  | 0 | [24 empty] | 0 | [21 empty] | 0.00073 |  |  | 0.23 | 0.75 |  |  | 0% | [45 empty] | 0 | [26 empty] | 0.00016273 | 0.008314
0 | 886 | Lighting Controls | [6 empty] | 0 | [35 empty] | 1 |  | 0 |  | 0 |  |  |  |  | 0 | [24 empty] | 0 | [21 empty] | 0.00073 |  |  | 0.23 | 0.75 |  |  | 0% | [45 empty] | 0 | [26 empty] | 0.00016273 | 0.008314
0 | 887 | Lighting Controls | [6 empty] | 0 | [35 empty] | 1 |  | 0 |  | 0 |  |  |  |  | 0 | [24 empty] | 0 | [21 empty] | 0.00073 |  |  | 0.23 | 0.75 |  |  | 0% | [45 empty] | 0 | [26 empty] | 0.00016273 | 0.008314
0 | 888 | Lighting Controls | [6 empty] | 0 | [35 empty] | 1 |  | 0 |  | 0 |  |  |  |  | 0 | [24 empty] | 0 | [21 empty] | 0.00073 |  |  | 0.23 | 0.75 |  |  | 0% | [45 empty] | 0 | [26 empty] | 0.00016273 | 0.008314
0 | 889 | Lighting Controls | [6 empty] | 0 | [35 empty] | 1 |  | 0 |  | 0 |  |  |  |  | 0 | [24 empty] | 0 | [21 empty] | 0.00073 |  |  | 0.23 | 0.75 |  |  | 0% | [45 empty] | 0 | [26 empty] | 0.00016273 | 0.008314
0 | 890 | Lighting Controls | [6 empty] | 0 | [35 empty] | 1 |  | 0 |  | 0 |  |  |  |  | 0 | [24 empty] | 0 | [21 empty] | 0.00073 |  |  | 0.23 | 0.75 |  |  | 0% | [45 empty] | 0 | [26 empty] | 0.00016273 | 0.008314
0 | 891 | Lighting Controls | [6 empty] | 0 | [35 empty] | 1 |  | 0 |  | 0 |  |  |  |  | 0 | [24 empty] | 0 | [21 empty] | 0.00073 |  |  | 0.23 | 0.75 |  |  | 0% | [45 empty] | 0 | [26 empty] | 0.00016273 | 0.008314
0 | 892 | Lighting Controls | [6 empty] | 0 | [35 empty] | 1 |  | 0 |  | 0 |  |  |  |  | 0 | [24 empty] | 0 | [21 empty] | 0.00073 |  |  | 0.23 | 0.75 |  |  | 0% | [45 empty] | 0 | [26 empty] | 0.00016273 | 0.008314
0 | 893 | Lighting Controls | [6 empty] | 0 | [35 empty] | 1 |  | 0 |  | 0 |  |  |  |  | 0 | [24 empty] | 0 | [21 empty] | 0.00073 |  |  | 0.23 | 0.75 |  |  | 0% | [45 empty] | 0 | [26 empty] | 0.00016273 | 0.008314
0 | 894 | Lighting Controls | [6 empty] | 0 | [35 empty] | 1 |  | 0 |  | 0 |  |  |  |  | 0 | [24 empty] | 0 | [21 empty] | 0.00073 |  |  | 0.23 | 0.75 |  |  | 0% | [45 empty] | 0 | [26 empty] | 0.00016273 | 0.008314
0 | 895 | Lighting Controls | [6 empty] | 0 | [35 empty] | 1 |  | 0 |  | 0 |  |  |  |  | 0 | [24 empty] | 0 | [21 empty] | 0.00073 |  |  | 0.23 | 0.75 |  |  | 0% | [45 empty] | 0 | [26 empty] | 0.00016273 | 0.008314
0 | 896 | Lighting Controls | [6 empty] | 0 | [35 empty] | 1 |  | 0 |  | 0 |  |  |  |  | 0 | [24 empty] | 0 | [21 empty] | 0.00073 |  |  | 0.23 | 0.75 |  |  | 0% | [45 empty] | 0 | [26 empty] | 0.00016273 | 0.008314
0 | 897 | Lighting Controls | [6 empty] | 0 | [35 empty] | 1 |  | 0 |  | 0 |  |  |  |  | 0 | [24 empty] | 0 | [21 empty] | 0.00073 |  |  | 0.23 | 0.75 |  |  | 0% | [45 empty] | 0 | [26 empty] | 0.00016273 | 0.008314
0 | 898 | Lighting Controls | [6 empty] | 0 | [35 empty] | 1 |  | 0 |  | 0 |  |  |  |  | 0 | [24 empty] | 0 | [21 empty] | 0.00073 |  |  | 0.23 | 0.75 |  |  | 0% | [45 empty] | 0 | [26 empty] | 0.00016273 | 0.008314
0 | 899 | Lighting Controls | [6 empty] | 0 | [35 empty] | 1 |  | 0 |  | 0 |  |  |  |  | 0 | [24 empty] | 0 | [21 empty] | 0.00073 |  |  | 0.23 | 0.75 |  |  | 0% | [45 empty] | 0 | [26 empty] | 0.00016273 | 0.008314
0 | 900 | Lighting Controls | [6 empty] | 0 | [35 empty] | 1 |  | 0 |  | 0 |  |  |  |  | 0 | [24 empty] | 0 | [21 empty] | 0.00073 |  |  | 0.23 | 0.75 |  |  | 0% | [45 empty] | 0 | [26 empty] | 0.00016273 | 0.008314
0 | 901 | Lighting Controls | [6 empty] | 0 | [35 empty] | 1 |  | 0 |  | 0 |  |  |  |  | 0 | [24 empty] | 0 | [21 empty] | 0.00073 |  |  | 0.23 | 0.75 |  |  | 0% | [45 empty] | 0 | [26 empty] | 0.00016273 | 0.008314
0 | 902 | Lighting Controls | [6 empty] | 0 | [35 empty] | 1 |  | 0 |  | 0 |  |  |  |  | 0 | [24 empty] | 0 | [21 empty] | 0.00073 |  |  | 0.23 | 0.75 |  |  | 0% | [45 empty] | 0 | [26 empty] | 0.00016273 | 0.008314
0 | 903 | Lighting Controls | [6 empty] | 0 | [35 empty] | 1 |  | 0 |  | 0 |  |  |  |  | 0 | [24 empty] | 0 | [21 empty] | 0.00073 |  |  | 0.23 | 0.75 |  |  | 0% | [45 empty] | 0 | [26 empty] | 0.00016273 | 0.008314
0 | 904 | Lighting Controls | [6 empty] | 0 | [35 empty] | 1 |  | 0 |  | 0 |  |  |  |  | 0 | [24 empty] | 0 | [21 empty] | 0.00073 |  |  | 0.23 | 0.75 |  |  | 0% | [45 empty] | 0 | [26 empty] | 0.00016273 | 0.008314
0 | 905 | Lighting Controls | [6 empty] | 0 | [35 empty] | 1 |  | 0 |  | 0 |  |  |  |  | 0 | [24 empty] | 0 | [21 empty] | 0.00073 |  |  | 0.23 | 0.75 |  |  | 0% | [45 empty] | 0 | [26 empty] | 0.00016273 | 0.008314
0 | 906 | Lighting Controls | [6 empty] | 0 | [35 empty] | 1 |  | 0 |  | 0 |  |  |  |  | 0 | [24 empty] | 0 | [21 empty] | 0.00073 |  |  | 0.23 | 0.75 |  |  | 0% | [45 empty] | 0 | [26 empty] | 0.00016273 | 0.008314
0 | 907 | Lighting Controls | [6 empty] | 0 | [35 empty] | 1 |  | 0 |  | 0 |  |  |  |  | 0 | [24 empty] | 0 | [21 empty] | 0.00073 |  |  | 0.23 | 0.75 |  |  | 0% | [45 empty] | 0 | [26 empty] | 0.00016273 | 0.008314
0 | 908 | Misc | DIY Advanced Power Strips | 99727 |  |  |  |  | 0 | [6 empty] | 0 | 0 | [7 empty] | 0 | 0 | [18 empty] | 1 | [57 empty] | 0 |  |  |  |  | 0% | [14 empty] | 0 | [30 empty] | 0 | [5 empty] | 0 | 0 | [19 empty] | 0.00016273 | 0.008314
0 | 909 | Misc | DIY Advanced Power Strips | 99727 |  |  |  |  | 0 | [6 empty] | 0 | 0 | [7 empty] | 0 | 0 | [18 empty] | 1 | [57 empty] | 0 |  |  |  |  | 0% | [14 empty] | 0 | [30 empty] | 0 | [5 empty] | 0 | 0 | [19 empty] | 0.00016273 | 0.008314
0 | 910 | Misc | DIY Advanced Power Strips | 99727 |  |  |  |  | 0 | [6 empty] | 0 | 0 | [7 empty] | 0 | 0 | [18 empty] | 1 | [57 empty] | 0 |  |  |  |  | 0% | [14 empty] | 0 | [30 empty] | 0 | [5 empty] | 0 | 0 | [19 empty] | 0.00016273 | 0.008314
0 | 911 | Misc | DIY Advanced Power Strips | 99727 |  |  |  |  | 0 | [6 empty] | 0 | 0 | [7 empty] | 0 | 0 | [18 empty] | 1 | [57 empty] | 0 |  |  |  |  | 0% | [14 empty] | 0 | [30 empty] | 0 | [5 empty] | 0 | 0 | [19 empty] | 0.00016273 | 0.008314
0 | 912 | Misc | DIY Advanced Power Strips | 99727 |  |  |  |  | 0 | [6 empty] | 0 | 0 | [7 empty] | 0 | 0 | [18 empty] | 1 | [57 empty] | 0 |  |  |  |  | 0% | [14 empty] | 0 | [30 empty] | 0 | [5 empty] | 0 | 0 | [19 empty] | 0.00016273 | 0.008314
0 | 913 | Misc | DIY Advanced Power Strips | 99727 |  |  |  |  | 0 | [6 empty] | 0 | 0 | [7 empty] | 0 | 0 | [18 empty] | 1 | [57 empty] | 0 |  |  |  |  | 0% | [14 empty] | 0 | [30 empty] | 0 | [5 empty] | 0 | 0 | [19 empty] | 0.00016273 | 0.008314
0 | 914 | Misc | DIY Advanced Power Strips | 99727 |  |  |  |  | 0 | [6 empty] | 0 | 0 | [7 empty] | 0 | 0 | [18 empty] | 1 | [57 empty] | 0 |  |  |  |  | 0% | [14 empty] | 0 | [30 empty] | 0 | [5 empty] | 0 | 0 | [19 empty] | 0.00016273 | 0.008314
0 | 915 | Misc | DIY Advanced Power Strips | 99727 |  |  |  |  | 0 | [6 empty] | 0 | 0 | [7 empty] | 0 | 0 | [18 empty] | 1 | [57 empty] | 0 |  |  |  |  | 0% | [14 empty] | 0 | [30 empty] | 0 | [5 empty] | 0 | 0 | [19 empty] | 0.00016273 | 0.008314
0 | 916 | Misc | DIY Advanced Power Strips | 99727 |  |  |  |  | 0 | [6 empty] | 0 | 0 | [7 empty] | 0 | 0 | [18 empty] | 1 | [57 empty] | 0 |  |  |  |  | 0% | [14 empty] | 0 | [30 empty] | 0 | [5 empty] | 0 | 0 | [19 empty] | 0.00016273 | 0.008314
0 | 917 | Misc | DIY Advanced Power Strips | 99727 |  |  |  |  | 0 | [6 empty] | 0 | 0 | [7 empty] | 0 | 0 | [18 empty] | 1 | [57 empty] | 0 |  |  |  |  | 0% | [14 empty] | 0 | [30 empty] | 0 | [5 empty] | 0 | 0 | [19 empty] | 0.00016273 | 0.008314
0 | 918 | Misc | DIY Low Flow Faucet Aerators | 99728 |  |  |  |  | 0 | [8 empty] | 0 | 0 | [5 empty] | 0 | 0 | [18 empty] | 1 | [62 empty] | 0% | [14 empty] | 0 | [30 empty] | 0 | [5 empty] | 0 | [6 empty] | 0 | [13 empty] | 0.00016273 | 0.008314
0 | 919 | Misc | DIY Low Flow Faucet Aerators | 99728 |  |  |  |  | 0 | [8 empty] | 0 | 0 | [5 empty] | 0 | 0 | [18 empty] | 1 | [62 empty] | 0% | [14 empty] | 0 | [30 empty] | 0 | [5 empty] | 0 | [6 empty] | 0 | [13 empty] | 0.00016273 | 0.008314
0 | 920 | Misc | DIY Low Flow Faucet Aerators | 99728 |  |  |  |  | 0 | [8 empty] | 0 | 0 | [5 empty] | 0 | 0 | [18 empty] | 1 | [62 empty] | 0% | [14 empty] | 0 | [30 empty] | 0 | [5 empty] | 0 | [6 empty] | 0 | [13 empty] | 0.00016273 | 0.008314
0 | 921 | Misc | DIY Low Flow Faucet Aerators | 99728 |  |  |  |  | 0 | [8 empty] | 0 | 0 | [5 empty] | 0 | 0 | [18 empty] | 1 | [62 empty] | 0% | [14 empty] | 0 | [30 empty] | 0 | [5 empty] | 0 | [6 empty] | 0 | [13 empty] | 0.00016273 | 0.008314
0 | 922 | Misc | DIY Low Flow Faucet Aerators | 99728 |  |  |  |  | 0 | [8 empty] | 0 | 0 | [5 empty] | 0 | 0 | [18 empty] | 1 | [62 empty] | 0% | [14 empty] | 0 | [30 empty] | 0 | [5 empty] | 0 | [6 empty] | 0 | [13 empty] | 0.00016273 | 0.008314
0 | 923 | Misc | DIY Low Flow Faucet Aerators | 99728 |  |  |  |  | 0 | [8 empty] | 0 | 0 | [5 empty] | 0 | 0 | [18 empty] | 1 | [62 empty] | 0% | [14 empty] | 0 | [30 empty] | 0 | [5 empty] | 0 | [6 empty] | 0 | [13 empty] | 0.00016273 | 0.008314
0 | 924 | Misc | DIY Low Flow Faucet Aerators | 99728 |  |  |  |  | 0 | [8 empty] | 0 | 0 | [5 empty] | 0 | 0 | [18 empty] | 1 | [62 empty] | 0% | [14 empty] | 0 | [30 empty] | 0 | [5 empty] | 0 | [6 empty] | 0 | [13 empty] | 0.00016273 | 0.008314
0 | 925 | Misc | DIY Low Flow Faucet Aerators | 99728 |  |  |  |  | 0 | [8 empty] | 0 | 0 | [5 empty] | 0 | 0 | [18 empty] | 1 | [62 empty] | 0% | [14 empty] | 0 | [30 empty] | 0 | [5 empty] | 0 | [6 empty] | 0 | [13 empty] | 0.00016273 | 0.008314
0 | 926 | Misc | DIY Low Flow Faucet Aerators | 99728 |  |  |  |  | 0 | [8 empty] | 0 | 0 | [5 empty] | 0 | 0 | [18 empty] | 1 | [62 empty] | 0% | [14 empty] | 0 | [30 empty] | 0 | [5 empty] | 0 | [6 empty] | 0 | [13 empty] | 0.00016273 | 0.008314
0 | 927 | Misc | DIY Low Flow Faucet Aerators | 99728 |  |  |  |  | 0 | [8 empty] | 0 | 0 | [5 empty] | 0 | 0 | [18 empty] | 1 | [62 empty] | 0% | [14 empty] | 0 | [30 empty] | 0 | [5 empty] | 0 | [6 empty] | 0 | [13 empty] | 0.00016273 | 0.008314
0 | 928 | Misc | DIY Electric Water Heater Pipe Insulation | 99729 |  |  |  |  | 0 | [6 empty] | 0 | 0 | [8 empty] | 0 | [18 empty] | 1 | [44 empty] | 0 | [12 empty] | 0 |  |  |  |  | 0% | [14 empty] | 0 |  | 0 | [28 empty] | 0 | [5 empty] | 0 | [7 empty] | 0 | 0 | [11 empty] | 0.00016273 | 0.008314
0 | 929 | Misc | DIY Electric Water Heater Pipe Insulation | 99729 |  |  |  |  | 0 | [6 empty] | 0 | 0 | [8 empty] | 0 | [18 empty] | 1 | [44 empty] | 0 | [12 empty] | 0 |  |  |  |  | 0% | [14 empty] | 0 |  | 0 | [28 empty] | 0 | [5 empty] | 0 | [7 empty] | 0 | 0 | [11 empty] | 0.00016273 | 0.008314
0 | 930 | Misc | DIY Electric Water Heater Pipe Insulation | 99729 |  |  |  |  | 0 | [6 empty] | 0 | 0 | [8 empty] | 0 | [18 empty] | 1 | [44 empty] | 0 | [12 empty] | 0 |  |  |  |  | 0% | [14 empty] | 0 |  | 0 | [28 empty] | 0 | [5 empty] | 0 | [7 empty] | 0 | 0 | [11 empty] | 0.00016273 | 0.008314
0 | 931 | Misc | DIY Electric Water Heater Pipe Insulation | 99729 |  |  |  |  | 0 | [6 empty] | 0 | 0 | [8 empty] | 0 | [18 empty] | 1 | [44 empty] | 0 | [12 empty] | 0 |  |  |  |  | 0% | [14 empty] | 0 |  | 0 | [28 empty] | 0 | [5 empty] | 0 | [7 empty] | 0 | 0 | [11 empty] | 0.00016273 | 0.008314
0 | 932 | Misc | DIY Electric Water Heater Pipe Insulation | 99729 |  |  |  |  | 0 | [6 empty] | 0 | 0 | [8 empty] | 0 | [18 empty] | 1 | [44 empty] | 0 | [12 empty] | 0 |  |  |  |  | 0% | [14 empty] | 0 |  | 0 | [28 empty] | 0 | [5 empty] | 0 | [7 empty] | 0 | 0 | [11 empty] | 0.00016273 | 0.008314
0 | 933 | Misc | DIY Electric Water Heater Pipe Insulation | 99729 |  |  |  |  | 0 | [6 empty] | 0 | 0 | [8 empty] | 0 | [18 empty] | 1 | [44 empty] | 0 | [12 empty] | 0 |  |  |  |  | 0% | [14 empty] | 0 |  | 0 | [28 empty] | 0 | [5 empty] | 0 | [7 empty] | 0 | 0 | [11 empty] | 0.00016273 | 0.008314
0 | 934 | Misc | DIY Electric Water Heater Pipe Insulation | 99729 |  |  |  |  | 0 | [6 empty] | 0 | 0 | [8 empty] | 0 | [18 empty] | 1 | [44 empty] | 0 | [12 empty] | 0 |  |  |  |  | 0% | [14 empty] | 0 |  | 0 | [28 empty] | 0 | [5 empty] | 0 | [7 empty] | 0 | 0 | [11 empty] | 0.00016273 | 0.008314
0 | 935 | Misc | DIY Electric Water Heater Pipe Insulation | 99729 |  |  |  |  | 0 | [6 empty] | 0 | 0 | [8 empty] | 0 | [18 empty] | 1 | [44 empty] | 0 | [12 empty] | 0 |  |  |  |  | 0% | [14 empty] | 0 |  | 0 | [28 empty] | 0 | [5 empty] | 0 | [7 empty] | 0 | 0 | [11 empty] | 0.00016273 | 0.008314
0 | 936 | Misc | DIY Electric Water Heater Pipe Insulation | 99729 |  |  |  |  | 0 | [6 empty] | 0 | 0 | [8 empty] | 0 | [18 empty] | 1 | [44 empty] | 0 | [12 empty] | 0 |  |  |  |  | 0% | [14 empty] | 0 |  | 0 | [28 empty] | 0 | [5 empty] | 0 | [7 empty] | 0 | 0 | [11 empty] | 0.00016273 | 0.008314
0 | 937 | Misc | DIY Electric Water Heater Pipe Insulation | 99729 |  |  |  |  | 0 | [6 empty] | 0 | 0 | [8 empty] | 0 | [18 empty] | 1 | [44 empty] | 0 | [12 empty] | 0 |  |  |  |  | 0% | [14 empty] | 0 |  | 0 | [28 empty] | 0 | [5 empty] | 0 | [7 empty] | 0 | 0 | [11 empty] | 0.00016273 | 0.008314
0 | 938 | Electrification | [6 empty] | 0 | [16 empty] | 0 | [18 empty] | 1 | [9 empty] | 0 |  | 0 | 0 | [10 empty] | 0 | 0 | 0 | 0 | [6 empty] | Heat Pumps, Air Cooled |  | 1 | [26 empty] | 0% | [7 empty] | 0 | [5 empty] | 0 | 0 | [30 empty] | 0 |  |  |  |  | 0 |  | 0 | 15 | [18 empty] | 0.00016273 | 0.008314
0 | 939 | Electrification | [6 empty] | 0 | [16 empty] | 0 | [18 empty] | 1 | [9 empty] | 0 |  | 0 | 0 | [10 empty] | 0 | 0 | 0 | 0 | [6 empty] | Heat Pumps, Air Cooled |  | 1 | [26 empty] | 0% | [7 empty] | 0 | [5 empty] | 0 | 0 | [30 empty] | 0 |  |  |  |  | 0 |  | 0 | 15 | [18 empty] | 0.00016273 | 0.008314
0 | 940 | Electrification | [6 empty] | 0 | [16 empty] | 0 | [18 empty] | 1 | [9 empty] | 0 |  | 0 | 0 | [10 empty] | 0 | 0 | 0 | 0 | [6 empty] | Heat Pumps, Air Cooled |  | 1 | [26 empty] | 0% | [7 empty] | 0 | [5 empty] | 0 | 0 | [30 empty] | 0 |  |  |  |  | 0 |  | 0 | 15 | [18 empty] | 0.00016273 | 0.008314
0 | 941 | Electrification | [6 empty] | 0 | [16 empty] | 0 | [18 empty] | 1 | [9 empty] | 0 |  | 0 | 0 | [10 empty] | 0 | 0 | 0 | 0 | [6 empty] | Heat Pumps, Air Cooled |  | 1 | [26 empty] | 0% | [7 empty] | 0 | [5 empty] | 0 | 0 | [30 empty] | 0 |  |  |  |  | 0 |  | 0 | 15 | [18 empty] | 0.00016273 | 0.008314
0 | 942 | Electrification | [6 empty] | 0 | [16 empty] | 0 | [18 empty] | 1 | [9 empty] | 0 |  | 0 | 0 | [10 empty] | 0 | 0 | 0 | 0 | [6 empty] | Heat Pumps, Air Cooled |  | 1 | [26 empty] | 0% | [7 empty] | 0 | [5 empty] | 0 | 0 | [30 empty] | 0 |  |  |  |  | 0 |  | 0 | 15 | [18 empty] | 0.00016273 | 0.008314
0 | 943 | Electrification | [6 empty] | 0 | [16 empty] | 0 | [18 empty] | 1 | [9 empty] | 0 |  | 0 | 0 | [10 empty] | 0 | 0 | 0 | 0 | [6 empty] | Heat Pumps, Air Cooled |  | 1 | [26 empty] | 0% | [7 empty] | 0 | [5 empty] | 0 | 0 | [30 empty] | 0 |  |  |  |  | 0 |  | 0 | 15 | [18 empty] | 0.00016273 | 0.008314
0 | 944 | Electrification | [6 empty] | 0 | [16 empty] | 0 | [18 empty] | 1 | [9 empty] | 0 |  | 0 | 0 | [10 empty] | 0 | 0 | 0 | 0 | [6 empty] | Heat Pumps, Air Cooled |  | 1 | [26 empty] | 0% | [7 empty] | 0 | [5 empty] | 0 | 0 | [30 empty] | 0 |  |  |  |  | 0 |  | 0 | 15 | [18 empty] | 0.00016273 | 0.008314
0 | 945 | Electrification | [6 empty] | 0 | [16 empty] | 0 | [18 empty] | 1 | [9 empty] | 0 |  | 0 | 0 | [10 empty] | 0 | 0 | 0 | 0 | [6 empty] | Heat Pumps, Air Cooled |  | 1 | [26 empty] | 0% | [7 empty] | 0 | [5 empty] | 0 | 0 | [30 empty] | 0 |  |  |  |  | 0 |  | 0 | 15 | [18 empty] | 0.00016273 | 0.008314
0 | 946 | Electrification | [6 empty] | 0 | [16 empty] | 0 | [18 empty] | 1 | [9 empty] | 0 |  | 0 | 0 | [10 empty] | 0 | 0 | 0 | 0 | [6 empty] | Heat Pumps, Air Cooled |  | 1 | [26 empty] | 0% | [7 empty] | 0 | [5 empty] | 0 | 0 | [30 empty] | 0 |  |  |  |  | 0 |  | 0 | 15 | [18 empty] | 0.00016273 | 0.008314
0 | 947 | Electrification | [6 empty] | 0 | [16 empty] | 0 | [18 empty] | 1 | [9 empty] | 0 |  | 0 | 0 | [10 empty] | 0 | 0 | 0 | 0 | [6 empty] | Heat Pumps, Air Cooled |  | 1 | [26 empty] | 0% | [7 empty] | 0 | [5 empty] | 0 | 0 | [30 empty] | 0 |  |  |  |  | 0 |  | 0 | 15 | [18 empty] | 0.00016273 | 0.008314
0 | 948 | Electrification | [6 empty] | 0 | [16 empty] | 0 | [18 empty] | 1 | [11 empty] | 0 | 0 |  |  | 14.3 | 10.5 | [6 empty] | 0 | 0 | 0 | 0 |  | 0 |  |  | 0 |  |  |  | 1 | [26 empty] | 0% | [7 empty] | 0 | [5 empty] | 0 | 0 | [30 empty] | 0 |  |  |  |  | 0 |  | 0 | 15 | [18 empty] | 0.00016273 | 0.008314
0 | 949 | Electrification | [6 empty] | 0 | [16 empty] | 0 | [18 empty] | 1 | [11 empty] | 0 | 0 |  |  | 14.3 | 10.5 | [6 empty] | 0 | 0 | 0 | 0 |  | 0 |  |  | 0 |  |  |  | 1 | [26 empty] | 0% | [7 empty] | 0 | [5 empty] | 0 | 0 | [30 empty] | 0 |  |  |  |  | 0 |  | 0 | 15 | [18 empty] | 0.00016273 | 0.008314
0 | 950 | Electrification | [6 empty] | 0 | [16 empty] | 0 | [18 empty] | 1 | [11 empty] | 0 | 0 |  |  | 14.3 | 10.5 | [6 empty] | 0 | 0 | 0 | 0 |  | 0 |  |  | 0 |  |  |  | 1 | [26 empty] | 0% | [7 empty] | 0 | [5 empty] | 0 | 0 | [30 empty] | 0 |  |  |  |  | 0 |  | 0 | 15 | [18 empty] | 0.00016273 | 0.008314
0 | 951 | Electrification | [6 empty] | 0 | [16 empty] | 0 | [18 empty] | 1 | [11 empty] | 0 | 0 |  |  | 14.3 | 10.5 | [6 empty] | 0 | 0 | 0 | 0 |  | 0 |  |  | 0 |  |  |  | 1 | [26 empty] | 0% | [7 empty] | 0 | [5 empty] | 0 | 0 | [30 empty] | 0 |  |  |  |  | 0 |  | 0 | 15 | [18 empty] | 0.00016273 | 0.008314
0 | 952 | Electrification | [6 empty] | 0 | [16 empty] | 0 | [18 empty] | 1 | [11 empty] | 0 | 0 |  |  | 14.3 | 10.5 | [6 empty] | 0 | 0 | 0 | 0 |  | 0 |  |  | 0 |  |  |  | 1 | [26 empty] | 0% | [7 empty] | 0 | [5 empty] | 0 | 0 | [30 empty] | 0 |  |  |  |  | 0 |  | 0 | 15 | [18 empty] | 0.00016273 | 0.008314
0 | 953 | Electrification | [6 empty] | 0 | [16 empty] | 0 | [18 empty] | 1 | [11 empty] | 0 | 0 |  |  | 14.3 | 10.5 | [6 empty] | 0 | 0 | 0 | 0 |  | 0 |  |  | 0 |  |  |  | 1 | [26 empty] | 0% | [7 empty] | 0 | [5 empty] | 0 | 0 | [30 empty] | 0 |  |  |  |  | 0 |  | 0 | 15 | [18 empty] | 0.00016273 | 0.008314
0 | 954 | Electrification | [6 empty] | 0 | [16 empty] | 0 | [18 empty] | 1 | [11 empty] | 0 | 0 |  |  | 14.3 | 10.5 | [6 empty] | 0 | 0 | 0 | 0 |  | 0 |  |  | 0 |  |  |  | 1 | [26 empty] | 0% | [7 empty] | 0 | [5 empty] | 0 | 0 | [30 empty] | 0 |  |  |  |  | 0 |  | 0 | 15 | [18 empty] | 0.00016273 | 0.008314
0 | 955 | Electrification | [6 empty] | 0 | [16 empty] | 0 | [18 empty] | 1 | [11 empty] | 0 | 0 |  |  | 14.3 | 10.5 | [6 empty] | 0 | 0 | 0 | 0 |  | 0 |  |  | 0 |  |  |  | 1 | [26 empty] | 0% | [7 empty] | 0 | [5 empty] | 0 | 0 | [30 empty] | 0 |  |  |  |  | 0 |  | 0 | 15 | [18 empty] | 0.00016273 | 0.008314
0 | 956 | Electrification | [6 empty] | 0 | [16 empty] | 0 | [18 empty] | 1 | [11 empty] | 0 | 0 |  |  | 14.3 | 10.5 | [6 empty] | 0 | 0 | 0 | 0 |  | 0 |  |  | 0 |  |  |  | 1 | [26 empty] | 0% | [7 empty] | 0 | [5 empty] | 0 | 0 | [30 empty] | 0 |  |  |  |  | 0 |  | 0 | 15 | [18 empty] | 0.00016273 | 0.008314
0 | 957 | Electrification | [6 empty] | 0 | [16 empty] | 0 | [18 empty] | 1 | [11 empty] | 0 | 0 |  |  | 14.3 | 10.5 | [6 empty] | 0 | 0 | 0 | 0 |  | 0 |  |  | 0 |  |  |  | 1 | [26 empty] | 0% | [7 empty] | 0 | [5 empty] | 0 | 0 | [30 empty] | 0 |  |  |  |  | 0 |  | 0 | 15 | [18 empty] | 0.00016273 | 0.008314
0 | 958 | Electrification | Heat Pump Water Heater (HPWH) - Electrification | 98565 |  |  |  |  | 0 | [16 empty] | 0 | [18 empty] | 1 | [35 empty] | 0 | [15 empty] | 0 | [10 empty] | 0% | [14 empty] | 0 | [30 empty] | 0 | [7 empty] | 10 | [18 empty] | 0.00016273 | 0.008314
0 | 959 | Electrification | Heat Pump Water Heater (HPWH) - Electrification | 98565 |  |  |  |  | 0 | [16 empty] | 0 | [18 empty] | 1 | [35 empty] | 0 | [15 empty] | 0 | [10 empty] | 0% | [14 empty] | 0 | [30 empty] | 0 | [7 empty] | 10 | [18 empty] | 0.00016273 | 0.008314
0 | 960 | Electrification | Heat Pump Water Heater (HPWH) - Electrification | 98565 |  |  |  |  | 0 | [16 empty] | 0 | [18 empty] | 1 | [35 empty] | 0 | [15 empty] | 0 | [10 empty] | 0% | [14 empty] | 0 | [30 empty] | 0 | [7 empty] | 10 | [18 empty] | 0.00016273 | 0.008314
0 | 961 | Electrification | Heat Pump Water Heater (HPWH) - Electrification | 98565 |  |  |  |  | 0 | [16 empty] | 0 | [18 empty] | 1 | [35 empty] | 0 | [15 empty] | 0 | [10 empty] | 0% | [14 empty] | 0 | [30 empty] | 0 | [7 empty] | 10 | [18 empty] | 0.00016273 | 0.008314
0 | 962 | Electrification | Heat Pump Water Heater (HPWH) - Electrification | 98565 |  |  |  |  | 0 | [16 empty] | 0 | [18 empty] | 1 | [35 empty] | 0 | [15 empty] | 0 | [10 empty] | 0% | [14 empty] | 0 | [30 empty] | 0 | [7 empty] | 10 | [18 empty] | 0.00016273 | 0.008314
0 | 963 | Electrification | Heat Pump Water Heater (HPWH) - Electrification | 98565 |  |  |  |  | 0 | [16 empty] | 0 | [18 empty] | 1 | [35 empty] | 0 | [15 empty] | 0 | [10 empty] | 0% | [14 empty] | 0 | [30 empty] | 0 | [7 empty] | 10 | [18 empty] | 0.00016273 | 0.008314
0 | 964 | Electrification | Heat Pump Water Heater (HPWH) - Electrification | 98565 |  |  |  |  | 0 | [16 empty] | 0 | [18 empty] | 1 | [35 empty] | 0 | [15 empty] | 0 | [10 empty] | 0% | [14 empty] | 0 | [30 empty] | 0 | [7 empty] | 10 | [18 empty] | 0.00016273 | 0.008314
0 | 965 | Electrification | Heat Pump Water Heater (HPWH) - Electrification | 98565 |  |  |  |  | 0 | [16 empty] | 0 | [18 empty] | 1 | [35 empty] | 0 | [15 empty] | 0 | [10 empty] | 0% | [14 empty] | 0 | [30 empty] | 0 | [7 empty] | 10 | [18 empty] | 0.00016273 | 0.008314
0 | 966 | Electrification | Heat Pump Water Heater (HPWH) - Electrification | 98565 |  |  |  |  | 0 | [16 empty] | 0 | [18 empty] | 1 | [35 empty] | 0 | [15 empty] | 0 | [10 empty] | 0% | [14 empty] | 0 | [30 empty] | 0 | [7 empty] | 10 | [18 empty] | 0.00016273 | 0.008314
0 | 967 | Electrification | Heat Pump Water Heater (HPWH) - Electrification | 98565 |  |  |  |  | 0 | [16 empty] | 0 | [18 empty] | 1 | [35 empty] | 0 | [15 empty] | 0 | [10 empty] | 0% | [14 empty] | 0 | [30 empty] | 0 | [7 empty] | 10 | [18 empty] | 0.00016273 | 0.008314
0 | 968 | Electrification | Forklift Batteries - Electrification TOS | 100082 |  |  |  |  | 0 | [8 empty] | 0 | 0 | [6 empty] | 0 | [11 empty] | 0 | [6 empty] | 1 | [35 empty] | 1 | [26 empty] | 0% | [14 empty] | 0 | [30 empty] | 0 | [6 empty] | Time of Sale | 15 | [18 empty] | 0.00016273 | 0.008314
0 | 969 | Electrification | Forklift Batteries - Electrification TOS | 100082 |  |  |  |  | 0 | [8 empty] | 0 | 0 | [6 empty] | 0 | [11 empty] | 0 | [6 empty] | 1 | [35 empty] | 1 | [26 empty] | 0% | [14 empty] | 0 | [30 empty] | 0 | [6 empty] | Time of Sale | 15 | [18 empty] | 0.00016273 | 0.008314
0 | 970 | Electrification | Forklift Batteries - Electrification TOS | 100082 |  |  |  |  | 0 | [8 empty] | 0 | 0 | [6 empty] | 0 | [11 empty] | 0 | [6 empty] | 1 | [35 empty] | 1 | [26 empty] | 0% | [14 empty] | 0 | [30 empty] | 0 | [6 empty] | Time of Sale | 15 | [18 empty] | 0.00016273 | 0.008314
0 | 971 | Electrification | Forklift Batteries - Electrification TOS | 100082 |  |  |  |  | 0 | [8 empty] | 0 | 0 | [6 empty] | 0 | [11 empty] | 0 | [6 empty] | 1 | [35 empty] | 1 | [26 empty] | 0% | [14 empty] | 0 | [30 empty] | 0 | [6 empty] | Time of Sale | 15 | [18 empty] | 0.00016273 | 0.008314
0 | 972 | Electrification | Forklift Batteries - Electrification TOS | 100082 |  |  |  |  | 0 | [8 empty] | 0 | 0 | [6 empty] | 0 | [11 empty] | 0 | [6 empty] | 1 | [35 empty] | 1 | [26 empty] | 0% | [14 empty] | 0 | [30 empty] | 0 | [6 empty] | Time of Sale | 15 | [18 empty] | 0.00016273 | 0.008314
0 | 973 | Electrification | Forklift Batteries - Electrification TOS | 100082 |  |  |  |  | 0 | [8 empty] | 0 | 0 | [6 empty] | 0 | [11 empty] | 0 | [6 empty] | 1 | [35 empty] | 1 | [26 empty] | 0% | [14 empty] | 0 | [30 empty] | 0 | [6 empty] | Time of Sale | 15 | [18 empty] | 0.00016273 | 0.008314
0 | 974 | Electrification | Forklift Batteries - Electrification TOS | 100082 |  |  |  |  | 0 | [8 empty] | 0 | 0 | [6 empty] | 0 | [11 empty] | 0 | [6 empty] | 1 | [35 empty] | 1 | [26 empty] | 0% | [14 empty] | 0 | [30 empty] | 0 | [6 empty] | Time of Sale | 15 | [18 empty] | 0.00016273 | 0.008314
0 | 975 | Electrification | Forklift Batteries - Electrification TOS | 100082 |  |  |  |  | 0 | [8 empty] | 0 | 0 | [6 empty] | 0 | [11 empty] | 0 | [6 empty] | 1 | [35 empty] | 1 | [26 empty] | 0% | [14 empty] | 0 | [30 empty] | 0 | [6 empty] | Time of Sale | 15 | [18 empty] | 0.00016273 | 0.008314
0 | 976 | Electrification | Forklift Batteries - Electrification TOS | 100082 |  |  |  |  | 0 | [8 empty] | 0 | 0 | [6 empty] | 0 | [11 empty] | 0 | [6 empty] | 1 | [35 empty] | 1 | [26 empty] | 0% | [14 empty] | 0 | [30 empty] | 0 | [6 empty] | Time of Sale | 15 | [18 empty] | 0.00016273 | 0.008314
0 | 977 | Electrification | Forklift Batteries - Electrification TOS | 100082 |  |  |  |  | 0 | [8 empty] | 0 | 0 | [6 empty] | 0 | [11 empty] | 0 | [6 empty] | 1 | [35 empty] | 1 | [26 empty] | 0% | [14 empty] | 0 | [30 empty] | 0 | [6 empty] | Time of Sale | 15 | [18 empty] | 0.00016273 | 0.008314
0 | 978 | Electrification | Heat Pump Pool Heater - Electrification | 98566 |  |  |  |  | 0 | [8 empty] | 0 | 0 | [6 empty] | 0 | [11 empty] | 0 | [6 empty] | 1 | [28 empty] | 0 | [6 empty] | 1 | [26 empty] | 0% | [14 empty] | 0 | [30 empty] | 0 | [7 empty] | 15 | [18 empty] | 0.00016273 | 0.008314
0 | 979 | Electrification | Heat Pump Pool Heater - Electrification | 98566 |  |  |  |  | 0 | [8 empty] | 0 | 0 | [6 empty] | 0 | [11 empty] | 0 | [6 empty] | 1 | [28 empty] | 0 | [6 empty] | 1 | [26 empty] | 0% | [14 empty] | 0 | [30 empty] | 0 | [7 empty] | 15 | [18 empty] | 0.00016273 | 0.008314
0 | 980 | Electrification | Heat Pump Pool Heater - Electrification | 98566 |  |  |  |  | 0 | [8 empty] | 0 | 0 | [6 empty] | 0 | [11 empty] | 0 | [6 empty] | 1 | [28 empty] | 0 | [6 empty] | 1 | [26 empty] | 0% | [14 empty] | 0 | [30 empty] | 0 | [7 empty] | 15 | [18 empty] | 0.00016273 | 0.008314
0 | 981 | Electrification | Heat Pump Pool Heater - Electrification | 98566 |  |  |  |  | 0 | [8 empty] | 0 | 0 | [6 empty] | 0 | [11 empty] | 0 | [6 empty] | 1 | [28 empty] | 0 | [6 empty] | 1 | [26 empty] | 0% | [14 empty] | 0 | [30 empty] | 0 | [7 empty] | 15 | [18 empty] | 0.00016273 | 0.008314
0 | 982 | Electrification | Heat Pump Pool Heater - Electrification | 98566 |  |  |  |  | 0 | [8 empty] | 0 | 0 | [6 empty] | 0 | [11 empty] | 0 | [6 empty] | 1 | [28 empty] | 0 | [6 empty] | 1 | [26 empty] | 0% | [14 empty] | 0 | [30 empty] | 0 | [7 empty] | 15 | [18 empty] | 0.00016273 | 0.008314
0 | 983 | Electrification | Heat Pump Pool Heater - Electrification | 98566 |  |  |  |  | 0 | [8 empty] | 0 | 0 | [6 empty] | 0 | [11 empty] | 0 | [6 empty] | 1 | [28 empty] | 0 | [6 empty] | 1 | [26 empty] | 0% | [14 empty] | 0 | [30 empty] | 0 | [7 empty] | 15 | [18 empty] | 0.00016273 | 0.008314
0 | 984 | Electrification | Heat Pump Pool Heater - Electrification | 98566 |  |  |  |  | 0 | [8 empty] | 0 | 0 | [6 empty] | 0 | [11 empty] | 0 | [6 empty] | 1 | [28 empty] | 0 | [6 empty] | 1 | [26 empty] | 0% | [14 empty] | 0 | [30 empty] | 0 | [7 empty] | 15 | [18 empty] | 0.00016273 | 0.008314
0 | 985 | Electrification | Heat Pump Pool Heater - Electrification | 98566 |  |  |  |  | 0 | [8 empty] | 0 | 0 | [6 empty] | 0 | [11 empty] | 0 | [6 empty] | 1 | [28 empty] | 0 | [6 empty] | 1 | [26 empty] | 0% | [14 empty] | 0 | [30 empty] | 0 | [7 empty] | 15 | [18 empty] | 0.00016273 | 0.008314
0 | 986 | Electrification | Heat Pump Pool Heater - Electrification | 98566 |  |  |  |  | 0 | [8 empty] | 0 | 0 | [6 empty] | 0 | [11 empty] | 0 | [6 empty] | 1 | [28 empty] | 0 | [6 empty] | 1 | [26 empty] | 0% | [14 empty] | 0 | [30 empty] | 0 | [7 empty] | 15 | [18 empty] | 0.00016273 | 0.008314
0 | 987 | Electrification | Heat Pump Pool Heater - Electrification | 98566 |  |  |  |  | 0 | [8 empty] | 0 | 0 | [6 empty] | 0 | [11 empty] | 0 | [6 empty] | 1 | [28 empty] | 0 | [6 empty] | 1 | [26 empty] | 0% | [14 empty] | 0 | [30 empty] | 0 | [7 empty] | 15 | [18 empty] | 0.00016273 | 0.008314
0 | 988 | Electrification | [6 empty] | 0 | [16 empty] | 0 | [11 empty] | 0 | [6 empty] | 1 | [11 empty] | 0 | 0 |  |  |  | 9.309 | [6 empty] | 0 | 0 | 0 | 0 |  | 0 | [6 empty] | 0 | [15 empty] | 2.718 | [10 empty] | 0% | [11 empty] | 0% |  | 0 | 0 | [30 empty] | 0 |  |  |  |  | 0 |  | 0 | 15 | [18 empty] | 0.00016273 | 0.008314
0 | 989 | Electrification | [6 empty] | 0 | [16 empty] | 0 | [11 empty] | 0 | [6 empty] | 1 | [11 empty] | 0 | 0 |  |  |  | 9.309 | [6 empty] | 0 | 0 | 0 | 0 |  | 0 | [6 empty] | 1 | [15 empty] | 2.718 | [10 empty] | 0% | [11 empty] | 0% |  | 0 | 0 | [30 empty] | 0 |  |  |  |  | 0 |  | 0 | 15 | [18 empty] | 0.00016273 | 0.008314
0 | 990 | Electrification | [6 empty] | 0 | [16 empty] | 0 | [11 empty] | 0 | [6 empty] | 1 | [11 empty] | 0 | 0 |  |  |  | 9.309 | [6 empty] | 0 | 0 | 0 | 0 |  | 0 | [6 empty] | 1 | [15 empty] | 2.718 | [10 empty] | 0% | [11 empty] | 0% |  | 0 | 0 | [30 empty] | 0 |  |  |  |  | 0 |  | 0 | 15 | [18 empty] | 0.00016273 | 0.008314
0 | 991 | Electrification | [6 empty] | 0 | [16 empty] | 0 | [11 empty] | 0 | [6 empty] | 1 | [11 empty] | 0 | 0 |  |  |  | 9.309 | [6 empty] | 0 | 0 | 0 | 0 |  | 0 | [6 empty] | 1 | [15 empty] | 2.718 | [10 empty] | 0% | [11 empty] | 0% |  | 0 | 0 | [30 empty] | 0 |  |  |  |  | 0 |  | 0 | 15 | [18 empty] | 0.00016273 | 0.008314
0 | 992 | Electrification | [6 empty] | 0 | [16 empty] | 0 | [11 empty] | 0 | [6 empty] | 1 | [11 empty] | 0 | 0 |  |  |  | 9.309 | [6 empty] | 0 | 0 | 0 | 0 |  | 0 | [6 empty] | 1 | [15 empty] | 2.718 | [10 empty] | 0% | [11 empty] | 0% |  | 0 | 0 | [30 empty] | 0 |  |  |  |  | 0 |  | 0 | 15 | [18 empty] | 0.00016273 | 0.008314
0 | 993 | Electrification | [6 empty] | 0 | [16 empty] | 0 | [11 empty] | 0 | [6 empty] | 1 | [11 empty] | 0 | 0 |  |  |  | 9.309 | [6 empty] | 0 | 0 | 0 | 0 |  | 0 | [6 empty] | 1 | [15 empty] | 2.718 | [10 empty] | 0% | [11 empty] | 0% |  | 0 | 0 | [30 empty] | 0 |  |  |  |  | 0 |  | 0 | 15 | [18 empty] | 0.00016273 | 0.008314
0 | 994 | Electrification | [6 empty] | 0 | [16 empty] | 0 | [11 empty] | 0 | [6 empty] | 1 | [11 empty] | 0 | 0 |  |  |  | 9.309 | [6 empty] | 0 | 0 | 0 | 0 |  | 0 | [6 empty] | 1 | [15 empty] | 2.718 | [10 empty] | 0% | [11 empty] | 0% |  | 0 | 0 | [30 empty] | 0 |  |  |  |  | 0 |  | 0 | 15 | [18 empty] | 0.00016273 | 0.008314
0 | 995 | Electrification | [6 empty] | 0 | [16 empty] | 0 | [11 empty] | 0 | [6 empty] | 1 | [11 empty] | 0 | 0 |  |  |  | 9.309 | [6 empty] | 0 | 0 | 0 | 0 |  | 0 | [6 empty] | 1 | [15 empty] | 2.718 | [10 empty] | 0% | [11 empty] | 0% |  | 0 | 0 | [30 empty] | 0 |  |  |  |  | 0 |  | 0 | 15 | [18 empty] | 0.00016273 | 0.008314
0 | 996 | Electrification | [6 empty] | 0 | [16 empty] | 0 | [11 empty] | 0 | [6 empty] | 1 | [11 empty] | 0 | 0 |  |  |  | 9.309 | [6 empty] | 0 | 0 | 0 | 0 |  | 0 | [6 empty] | 1 | [15 empty] | 2.718 | [10 empty] | 0% | [11 empty] | 0% |  | 0 | 0 | [30 empty] | 0 |  |  |  |  | 0 |  | 0 | 15 | [18 empty] | 0.00016273 | 0.008314
0 | 997 | Electrification | [6 empty] | 0 | [16 empty] | 0 | [11 empty] | 0 | [6 empty] | 1 | [11 empty] | 0 | 0 |  |  |  | 9.309 | [6 empty] | 0 | 0 | 0 | 0 |  | 0 | [6 empty] | 1 | [15 empty] | 2.718 | [10 empty] | 0% | [11 empty] | 0% |  | 0 | 0 | [30 empty] | 0 |  |  |  |  | 0 |  | 0 | 15 | [18 empty] | 0.00016273 | 0.008314
0 | 998 | Electrification | [6 empty] | 0 | [16 empty] | 0 | [11 empty] | 0 | [6 empty] | 1 | [11 empty] | 0 | 0 | [10 empty] | 0 | 0 | 0 | 0 |  | 0 | [6 empty] | 1 | [26 empty] | 0% | [13 empty] | 0 | 0 | [30 empty] | 0 |  |  |  |  | 0 |  | 0 | 15 | [18 empty] | 0.00016273 | 0.008314
0 | 999 | Electrification | [6 empty] | 0 | [16 empty] | 0 | [11 empty] | 0 | [6 empty] | 1 | [11 empty] | 0 | 0 | [10 empty] | 0 | 0 | 0 | 0 |  | 0 | [6 empty] | 1 | [26 empty] | 0% | [13 empty] | 0 | 0 | [30 empty] | 0 |  |  |  |  | 0 |  | 0 | 15 | [18 empty] | 0.00016273 | 0.008314
0 | 1000 | Electrification | [6 empty] | 0 | [16 empty] | 0 | [11 empty] | 0 | [6 empty] | 1 | [11 empty] | 0 | 0 | [10 empty] | 0 | 0 | 0 | 0 |  | 0 | [6 empty] | 1 | [26 empty] | 0% | [13 empty] | 0 | 0 | [30 empty] | 0 |  |  |  |  | 0 |  | 0 | 15 | [18 empty] | 0.00016273 | 0.008314
0 | 1001 | Electrification | [6 empty] | 0 | [16 empty] | 0 | [11 empty] | 0 | [6 empty] | 1 | [11 empty] | 0 | 0 | [10 empty] | 0 | 0 | 0 | 0 |  | 0 | [6 empty] | 1 | [26 empty] | 0% | [13 empty] | 0 | 0 | [30 empty] | 0 |  |  |  |  | 0 |  | 0 | 15 | [18 empty] | 0.00016273 | 0.008314
0 | 1002 | Electrification | [6 empty] | 0 | [16 empty] | 0 | [11 empty] | 0 | [6 empty] | 1 | [11 empty] | 0 | 0 | [10 empty] | 0 | 0 | 0 | 0 |  | 0 | [6 empty] | 1 | [26 empty] | 0% | [13 empty] | 0 | 0 | [30 empty] | 0 |  |  |  |  | 0 |  | 0 | 15 | [18 empty] | 0.00016273 | 0.008314
0 | 1003 | Electrification | [6 empty] | 0 | [16 empty] | 0 | [11 empty] | 0 | [6 empty] | 1 | [11 empty] | 0 | 0 | [10 empty] | 0 | 0 | 0 | 0 |  | 0 | [6 empty] | 1 | [26 empty] | 0% | [13 empty] | 0 | 0 | [30 empty] | 0 |  |  |  |  | 0 |  | 0 | 15 | [18 empty] | 0.00016273 | 0.008314
0 | 1004 | Electrification | [6 empty] | 0 | [16 empty] | 0 | [11 empty] | 0 | [6 empty] | 1 | [11 empty] | 0 | 0 | [10 empty] | 0 | 0 | 0 | 0 |  | 0 | [6 empty] | 1 | [26 empty] | 0% | [13 empty] | 0 | 0 | [30 empty] | 0 |  |  |  |  | 0 |  | 0 | 15 | [18 empty] | 0.00016273 | 0.008314
0 | 1005 | Electrification | [6 empty] | 0 | [16 empty] | 0 | [11 empty] | 0 | [6 empty] | 1 | [11 empty] | 0 | 0 | [10 empty] | 0 | 0 | 0 | 0 |  | 0 | [6 empty] | 1 | [26 empty] | 0% | [13 empty] | 0 | 0 | [30 empty] | 0 |  |  |  |  | 0 |  | 0 | 15 | [18 empty] | 0.00016273 | 0.008314
0 | 1006 | Electrification | [6 empty] | 0 | [16 empty] | 0 | [11 empty] | 0 | [6 empty] | 1 | [11 empty] | 0 | 0 | [10 empty] | 0 | 0 | 0 | 0 |  | 0 | [6 empty] | 1 | [26 empty] | 0% | [13 empty] | 0 | 0 | [30 empty] | 0 |  |  |  |  | 0 |  | 0 | 15 | [18 empty] | 0.00016273 | 0.008314
0 | 1007 | Electrification | [6 empty] | 0 | [16 empty] | 0 | [11 empty] | 0 | [6 empty] | 1 | [11 empty] | 0 | 0 | [10 empty] | 0 | 0 | 0 | 0 |  | 0 | [6 empty] | 1 | [26 empty] | 0% | [13 empty] | 0 | 0 | [30 empty] | 0 |  |  |  |  | 0 |  | 0 | 15 | [18 empty] | 0.00016273 | 0.008314
0 | 1008 | Electrification | [6 empty] | 0 | [16 empty] | 0 | [11 empty] | 0 | [6 empty] | 1 | [11 empty] | 0 | 0 | [10 empty] | 0 | 0 | 0 | 0 |  | 0 | [6 empty] | 1 |  |  | 0 | [23 empty] | 0% | [11 empty] | 0% |  | 0 | 0 | [30 empty] | 0 |  |  |  |  | 0 |  | 0 | 25 | [18 empty] | 0.00016273 | 0.008314
0 | 1009 | Electrification | [6 empty] | 0 | [16 empty] | 0 | [11 empty] | 0 | [6 empty] | 1 | [11 empty] | 0 | 0 | [10 empty] | 0 | 0 | 0 | 0 |  | 0 | [6 empty] | 1 |  |  | 0 | [23 empty] | 0% | [11 empty] | 0% |  | 0 | 0 | [30 empty] | 0 |  |  |  |  | 0 |  | 0 | 25 | [18 empty] | 0.00016273 | 0.008314
0 | 1010 | Electrification | [6 empty] | 0 | [16 empty] | 0 | [11 empty] | 0 | [6 empty] | 1 | [11 empty] | 0 | 0 | [10 empty] | 0 | 0 | 0 | 0 |  | 0 | [6 empty] | 1 |  |  | 0 | [23 empty] | 0% | [11 empty] | 0% |  | 0 | 0 | [30 empty] | 0 |  |  |  |  | 0 |  | 0 | 25 | [18 empty] | 0.00016273 | 0.008314
0 | 1011 | Electrification | [6 empty] | 0 | [16 empty] | 0 | [11 empty] | 0 | [6 empty] | 1 | [11 empty] | 0 | 0 | [10 empty] | 0 | 0 | 0 | 0 |  | 0 | [6 empty] | 1 |  |  | 0 | [23 empty] | 0% | [11 empty] | 0% |  | 0 | 0 | [30 empty] | 0 |  |  |  |  | 0 |  | 0 | 25 | [18 empty] | 0.00016273 | 0.008314
0 | 1012 | Electrification | [6 empty] | 0 | [16 empty] | 0 | [11 empty] | 0 | [6 empty] | 1 | [11 empty] | 0 | 0 | [10 empty] | 0 | 0 | 0 | 0 |  | 0 | [6 empty] | 1 |  |  | 0 | [23 empty] | 0% | [11 empty] | 0% |  | 0 | 0 | [30 empty] | 0 |  |  |  |  | 0 |  | 0 | 25 | [18 empty] | 0.00016273 | 0.008314
0 | 1013 | Electrification | [6 empty] | 0 | [16 empty] | 0 | [11 empty] | 0 | [6 empty] | 1 | [11 empty] | 0 | 0 | [10 empty] | 0 | 0 | 0 | 0 |  | 0 | [6 empty] | 1 |  |  | 0 | [23 empty] | 0% | [11 empty] | 0% |  | 0 | 0 | [30 empty] | 0 |  |  |  |  | 0 |  | 0 | 25 | [18 empty] | 0.00016273 | 0.008314
0 | 1014 | Electrification | [6 empty] | 0 | [16 empty] | 0 | [11 empty] | 0 | [6 empty] | 1 | [11 empty] | 0 | 0 | [10 empty] | 0 | 0 | 0 | 0 |  | 0 | [6 empty] | 1 |  |  | 0 | [23 empty] | 0% | [11 empty] | 0% |  | 0 | 0 | [30 empty] | 0 |  |  |  |  | 0 |  | 0 | 25 | [18 empty] | 0.00016273 | 0.008314
0 | 1015 | Electrification | [6 empty] | 0 | [16 empty] | 0 | [11 empty] | 0 | [6 empty] | 1 | [11 empty] | 0 | 0 | [10 empty] | 0 | 0 | 0 | 0 |  | 0 | [6 empty] | 1 |  |  | 0 | [23 empty] | 0% | [11 empty] | 0% |  | 0 | 0 | [30 empty] | 0 |  |  |  |  | 0 |  | 0 | 25 | [18 empty] | 0.00016273 | 0.008314
0 | 1016 | Electrification | [6 empty] | 0 | [16 empty] | 0 | [11 empty] | 0 | [6 empty] | 1 | [11 empty] | 0 | 0 | [10 empty] | 0 | 0 | 0 | 0 |  | 0 | [6 empty] | 1 |  |  | 0 | [23 empty] | 0% | [11 empty] | 0% |  | 0 | 0 | [30 empty] | 0 |  |  |  |  | 0 |  | 0 | 25 | [18 empty] | 0.00016273 | 0.008314
0 | 1017 | Electrification | [6 empty] | 0 | [16 empty] | 0 | [11 empty] | 0 | [6 empty] | 1 | [11 empty] | 0 | 0 | [10 empty] | 0 | 0 | 0 | 0 |  | 0 | [6 empty] | 1 |  |  | 0 | [23 empty] | 0% | [11 empty] | 0% |  | 0 | 0 | [30 empty] | 0 |  |  |  |  | 0 |  | 0 | 25 | [18 empty] | 0.00016273 | 0.008314
0 | 1018 | Refrigeration | Add Doors to Existing Refrigerated Display Case | 0 |  |  |  |  | 0 | [6 empty] | 0 | 0 | [27 empty] | 1 | [62 empty] | 0% | [72 empty] | 0.00016273 | 0.008314
0 | 1019 | Refrigeration | Add Doors to Existing Refrigerated Display Case | 0 |  |  |  |  | 0 | [6 empty] | 0 | 0 | [27 empty] | 1 | [62 empty] | 0% | [72 empty] | 0.00016273 | 0.008314
0 | 1020 | Refrigeration | Add Doors to Existing Refrigerated Display Case | 0 |  |  |  |  | 0 | [6 empty] | 0 | 0 | [27 empty] | 1 | [62 empty] | 0% | [72 empty] | 0.00016273 | 0.008314
0 | 1021 | Refrigeration | Add Doors to Existing Refrigerated Display Case | 0 |  |  |  |  | 0 | [6 empty] | 0 | 0 | [27 empty] | 1 | [62 empty] | 0% | [72 empty] | 0.00016273 | 0.008314
0 | 1022 | Refrigeration | Add Doors to Existing Refrigerated Display Case | 0 |  |  |  |  | 0 | [6 empty] | 0 | 0 | [27 empty] | 1 | [62 empty] | 0% | [72 empty] | 0.00016273 | 0.008314
0 | 1023 | Refrigeration | Add Doors to Existing Refrigerated Display Case | 0 |  |  |  |  | 0 | [6 empty] | 0 | 0 | [27 empty] | 1 | [62 empty] | 0% | [72 empty] | 0.00016273 | 0.008314
0 | 1024 | Refrigeration | Add Doors to Existing Refrigerated Display Case | 0 |  |  |  |  | 0 | [6 empty] | 0 | 0 | [27 empty] | 1 | [62 empty] | 0% | [72 empty] | 0.00016273 | 0.008314
0 | 1025 | Refrigeration | Add Doors to Existing Refrigerated Display Case | 0 |  |  |  |  | 0 | [6 empty] | 0 | 0 | [27 empty] | 1 | [62 empty] | 0% | [72 empty] | 0.00016273 | 0.008314
0 | 1026 | Refrigeration | Add Doors to Existing Refrigerated Display Case | 0 |  |  |  |  | 0 | [6 empty] | 0 | 0 | [27 empty] | 1 | [62 empty] | 0% | [72 empty] | 0.00016273 | 0.008314
0 | 1027 | Refrigeration | Add Doors to Existing Refrigerated Display Case | 0 |  |  |  |  | 0 | [6 empty] | 0 | 0 | [27 empty] | 1 | [62 empty] | 0% | [72 empty] | 0.00016273 | 0.008314
[181 empty] | 0.00016273 | 0.008314
Note on W84: [Threaded comment] Your version of Excel allows you to read this threaded comment; however, any edits to it will get removed if the file is opened in a newer version of Excel. Learn more: https://go.microsoft.com/fwlink/?linkid=870924 Comment: Is this summer or winter? Using as ARC Cfsummer. ETDF summer for else Reply: DD says “Normalized Electric Demand Savings (kW/ton)”, and is marked for this measure and chiller tune-up Reply: Let’s just delete the data from this field for ARC. That makes sense for chiller tune up but not ARC Reply: Oh if it’s the NEDS value then that actually makes sense since it’s in kW/ton. I’ll change that
Note on AM84: [Threaded comment] Your version of Excel allows you to read this threaded comment; however, any edits to it will get removed if the file is opened in a newer version of Excel. Learn more: https://go.microsoft.com/fwlink/?linkid=870924 Comment: Is this just demand divided by quantity? And summer or winter? Reply: Notes don’t make any sense in DD. Says “kw_foot”. Go ahead and go with what you have, just put in an IFERROR so you don’t get division errors
Note on CO84: [Threaded comment] Your version of Excel allows you to read this threaded comment; however, any edits to it will get removed if the file is opened in a newer version of Excel. Learn more: https://go.microsoft.com/fwlink/?linkid=870924 Comment: Cooling or heating? Assuming cooling Reply: Yes, cooling capacity
Note on EV84: [Threaded comment] Your version of Excel allows you to read this threaded comment; however, any edits to it will get removed if the file is opened in a newer version of Excel. Learn more: https://go.microsoft.com/fwlink/?linkid=870924 Comment: What units? Assuming kBTU/h Reply: Correct so Btu/h / 1000 looks like you got it
Note on AS94: [Threaded comment] Your version of Excel allows you to read this threaded comment; however, any edits to it will get removed if the file is opened in a newer version of Excel. Learn more: https://go.microsoft.com/fwlink/?linkid=870924 Comment: ETDF? Reply: I have no clue why anything but lighting would be asking for a coincidence factor. I’m assuming we just had it mapped wrong previously. Go ahead and delete the data from this field
Note on BH94: [Threaded comment] Your version of Excel allows you to read this threaded comment; however, any edits to it will get removed if the file is opened in a newer version of Excel. Learn more: https://go.microsoft.com/fwlink/?linkid=870924 Comment: This is just kBTUreq. Assuming that’s correct Reply: Yes, only thing is this field doesn’t allow anything past 2 decimals (Row 2) so edit the decimals in the calc or round it here
Note on CO94: [Threaded comment] Your version of Excel allows you to read this threaded comment; however, any edits to it will get removed if the file is opened in a newer version of Excel. Learn more: https://go.microsoft.com/fwlink/?linkid=870924 Comment: Not sure what this is? Tank size? Reply: This doesn’t show up in the data dictionary for this measure, go ahead and delete
Note on EV94: [Threaded comment] Your version of Excel allows you to read this threaded comment; however, any edits to it will get removed if the file is opened in a newer version of Excel. Learn more: https://go.microsoft.com/fwlink/?linkid=870924 Comment: Tank size again? Reply: This isn’t mapped for this measure, go ahead and delete the data. Looks like it’s used for smart therm and ARC so maybe just an HVAC thing that got accidentally carried over
Note on BL114: [Threaded comment] Your version of Excel allows you to read this threaded comment; however, any edits to it will get removed if the file is opened in a newer version of Excel. Learn more: https://go.microsoft.com/fwlink/?linkid=870924 Comment: What’s this column for? Reply: Old willdan field that doesn’t make sense anymore, let’s just leave it blank
Note on DE114: [Threaded comment] Your version of Excel allows you to read this threaded comment; however, any edits to it will get removed if the file is opened in a newer version of Excel. Learn more: https://go.microsoft.com/fwlink/?linkid=870924 Comment: Not sure where this value comes from. Estimated completion date? Reply: That makes sense. Not sure where they were pulling it from before. I just dragged it down for every measure.
Note on AR124: [Threaded comment] Your version of Excel allows you to read this threaded comment; however, any edits to it will get removed if the file is opened in a newer version of Excel. Learn more: https://go.microsoft.com/fwlink/?linkid=870924 Comment: Are this and the next column the same? Reply: Coincident vs coincidence
Note on DP124: [Threaded comment] Your version of Excel allows you to read this threaded comment; however, any edits to it will get removed if the file is opened in a newer version of Excel. Learn more: https://go.microsoft.com/fwlink/?linkid=870924 Comment: Not collecting this data anymore since there’s no gas savings Reply: Ok deleting the data here and calling it a day
Note on DQ124: [Threaded comment] Your version of Excel allows you to read this threaded comment; however, any edits to it will get removed if the file is opened in a newer version of Excel. Learn more: https://go.microsoft.com/fwlink/?linkid=870924 Comment: Not collecting this data anymore since there’s no gas savings Reply: deleting
Note on CB154: [Threaded comment] Your version of Excel allows you to read this threaded comment; however, any edits to it will get removed if the file is opened in a newer version of Excel. Learn more: https://go.microsoft.com/fwlink/?linkid=870924 Comment: No longer collecting this data Reply: deleting
Note on DS174: [Threaded comment] Your version of Excel allows you to read this threaded comment; however, any edits to it will get removed if the file is opened in a newer version of Excel. Learn more: https://go.microsoft.com/fwlink/?linkid=870924 Comment: No longer collecting this data Reply: Deleting
Note on DU184: [Threaded comment] Your version of Excel allows you to read this threaded comment; however, any edits to it will get removed if the file is opened in a newer version of Excel. Learn more: https://go.microsoft.com/fwlink/?linkid=870924 Comment: No longer collecting this data Reply: Deleting
Note on DY184: [Threaded comment] Your version of Excel allows you to read this threaded comment; however, any edits to it will get removed if the file is opened in a newer version of Excel. Learn more: https://go.microsoft.com/fwlink/?linkid=870924 Comment: What is this? Reply: DD says “Replacement Control Type” but it’s a number. See if you can find anything that aligns with that, if not, just delete Reply: Sounds like the same thing as column DW but not sure how it would be a number. Either way we’re not collecting that data anymore so I’ll delete it
Note on EA184: [Threaded comment] Your version of Excel allows you to read this threaded comment; however, any edits to it will get removed if the file is opened in a newer version of Excel. Learn more: https://go.microsoft.com/fwlink/?linkid=870924 Comment: Motor application? Reply: DD says “Fan options” so I think you have the right field yes
Note on BU194: [Threaded comment] Your version of Excel allows you to read this threaded comment; however, any edits to it will get removed if the file is opened in a newer version of Excel. Learn more: https://go.microsoft.com/fwlink/?linkid=870924 Comment: Assuming this is efficient. Doesn’t make sense to take existing and then baseline Reply: Yes, this is efficient efficiency - good call
Note on DR194: [Threaded comment] Your version of Excel allows you to read this threaded comment; however, any edits to it will get removed if the file is opened in a newer version of Excel. Learn more: https://go.microsoft.com/fwlink/?linkid=870924 Comment: Heating fuel source or heat recovery? Reply: Really odd, but “1” for electric heat and “0” if not electric heat according to the DD

## DSMT Import tool (hidden)
Potomac Edison SBDI Import tool v1.0 |  |  |  | Hide | Hide | Hide | Hide | Hide | Hide
The process to batch import appliance measures in DSMT using the DSMT Upload MLIs tool is described below. Please reach out to Core Engineering if you have any issues or questions.
[5 empty] | Program | Environment | Eligible Measure | Record Type ID
|  |  |  | Advanced Rooftop Controls (ARC) | Small Business Solutions-Direct Install | PROD | a2a8Y000006w7h0QAA | 0128Y000001Z1O6QAK
Import Instructions |  |  |  | Anti-Condensation Door Heater Controls | Small Business Solutions-Direct Install | PROD | a2a8Y000006w7jBQAQ | 0128Y000001Z1O6QAK
Measure Line Item Object |  |  |  | Auto Closers on Walk-in Freezers/Coolers | Small Business Solutions-Direct Install | PROD | a2a8Y000006w7g7QAA | 0128Y000001Z1O6QAK
Fill out the additional information below and import measures by completing the following steps. |  |  |  | Bathroom Exhaust Fan | Small Business Solutions-Direct Install | PROD
|  |  |  | Bonus | Small Business Solutions-Direct Install | PROD | a2a8Y000006w7qlQAA | 0128c000001amh0AAA
| Enrollment Application record ID: |  |  | C&I Heat Pump Water Heater | Small Business Solutions-Direct Install | PROD | a2a8Y000006w7jfQAA | 0128Y000001Z1O6QAK
| Application Premise record ID: |  |  | Central AC and HP Tune-Up | Small Business Solutions-Direct Install | PROD | a2a8Y000006w8hVQAQ | 0128Y000001Z1O6QAK
| DSMT Program: | Energy Solutions for Business-Building Operations | (Customer Information) | Chiller Tune-Up | Small Business Solutions-Direct Install | PROD | a2a8Y000006w7hAQAQ | 0128Y000001Z1O6QAK
| DSMT Environment: | PROD |  | Combination Oven – Electric | Small Business Solutions-Direct Install | PROD | a2a8Y000006w7jkQAA | 0128Y000001Z1O6QAK
|  |  |  | Convection Ovens Convection Oven – Electric | Small Business Solutions-Direct Install | PROD | a2a8Y000006w7jpQAA | 0128Y000001Z1O6QAK
|  |  |  | Daylight Dimming Control | Small Business Solutions-Direct Install | PROD | a2a8Y000006w7i3QAA | 0128Y000001Z1O6QAK
|  |  |  | Delamping | Small Business Solutions-Direct Install | PROD | a2a8Y000006w7hyQAA | 0128Y000001Z1O6QAK
|  |  |  | Demand Control Commerical Kitchen Ventilation | Small Business Solutions-Direct Install | PROD | a2a8Y000006w7k9QAA | 0128Y000001Z1O6QAK
|  |  |  | Demand Control Ventilation | Small Business Solutions-Direct Install | PROD | a2a8Y000006w7k4QAA | 0128Y000001Z1O6QAK
|  |  |  | Dishwasher | Small Business Solutions-Direct Install | PROD | a2a8Y000006w7iIQAQ | 0128Y000001Z1O6QAK
|  |  |  | DIY LED Four-Foot Linear Replacement Lamps | Small Business Solutions-Direct Install | PROD | a2a8Y000006w7hKQAQ | 0128Y000001Z1O6QAK
|  |  |  | Dual Enthalpy Economizer | Small Business Solutions-Direct Install | PROD | a2a8Y000006w7hjQAA | 0128Y000001Z1O6QAK
|  |  |  | Duct Sealing | Small Business Solutions-Direct Install | PROD | a2a8Y000006w7j6QAA | 0128Y000001Z1O6QAK
|  |  |  | Ductless Mini-Split Heat Pump (DMSHP) | Small Business Solutions-Direct Install | PROD | a2a8Y000006w7gDQAQ | 0128Y000001Z1O6QAK
1. | The enrollment application record ID can be found by navigating to the Enrollment Application in DSMT in your web browser and copying the alphanumeric ID at the end of the web address (after .com/). See example image below where the enrollment application record ID is "a2mf40000009Cgn". |  |  | EC Motors Retrofits | Small Business Solutions-Direct Install | PROD | a2a8Y000006w7jQQAQ | 0128Y000001Z1O6QAK
|  |  |  | Electric Chiller | Small Business Solutions-Direct Install | PROD | a2a8Y000006w7hUQAQ | 0128Y000001Z1O6QAK
|  |  |  | ENERGY STAR Integrated Screw Based SSL (LED) Lamp | Small Business Solutions-Direct Install | PROD | a2a8Y000006w7gbQAA | 0128Y000001Z1O6QAK
|  |  |  | Evaporator Coil Defrost Controls | Small Business Solutions-Direct Install | PROD | a2a8Y000006w7iSQAQ | 0128Y000001Z1O6QAK
|  |  |  | Exit Signs | Small Business Solutions-Direct Install | PROD | a2a8Y000006w7gqQAA | 0128Y000001Z1O6QAK
|  |  |  | Exterior LED Flood and Spot Luminaires | Small Business Solutions-Direct Install | PROD | a2a8Y000006w7glQAA | 0128Y000001Z1O6QAK
|  |  |  | Floating Head Pressure Controls | Small Business Solutions-Direct Install | PROD | a2a8Y000006w7iXQAQ | 0128Y000001Z1O6QAK
|  |  |  | Fryers Fryer – Electric | Small Business Solutions-Direct Install | PROD | a2a8Y000006w7jzQAA | 0128Y000001Z1O6QAK
|  |  |  | GNI Adder | Small Business Solutions-Direct Install | PROD | a2a8Y000006w7g2QAA | 0128Y000001Z1O6QAK
|  |  |  | Griddles Griddle – Electric | Small Business Solutions-Direct Install | PROD | a2a8Y000006w7juQAA | 0128Y000001Z1O6QAK
|  |  |  | Guest Room Occupancy Sensor | Small Business Solutions-Direct Install | PROD | a2a8Y000006w7gvQAA | 0128Y000001Z1O6QAK
|  |  |  | Ice Machine - Ice-Making Head Unit | Small Business Solutions-Direct Install | PROD | a2a8Y000006w7kOQAQ | 0128Y000001Z1O6QAK
|  |  |  | Ice Machine - Self-Contained Unit | Small Business Solutions-Direct Install | PROD | a2a8Y000006w7grQAA | 0128Y000001Z1O6QAK
2 | The application premise record ID can be found by navigating to the Application Premise in DSMT in your web browser and copying the alphanumeric ID at the end of the web address (after .com/). See example image below where the application premise record ID is "a0sf4000000p87O". |  |  | Ice Maker - Batch Type & Continuous Type | Small Business Solutions-Direct Install | PROD | a2a8Y000006w7iNQAQ | 0128Y000001Z1O6QAK
|  |  |  | Insulate Bare Suction Pipes – Cooler | Small Business Solutions-Direct Install | PROD | a2a8Y000006w7irQAA | 0128Y000001Z1O6QAK
|  |  |  | LED 1x4, 2x2, and 2x4 Luminaires and Retrofit Kits | Small Business Solutions-Direct Install | PROD | a2a8Y000006w7gCQAQ | 0128Y000001Z1O6QAK
|  |  |  | LED Four-Foot Linear Replacement Lamps | Small Business Solutions-Direct Install | PROD | a2a8Y000006w7gNQAQ | 0128Y000001Z1O6QAK
|  |  |  | LED High-Bay Luminaires and Retrofit Kits | Small Business Solutions-Direct Install | PROD | a2a8Y000006w7gHQAQ | 0128Y000001Z1O6QAK
|  |  |  | LED High-Intensity Discharge Screw Base | Small Business Solutions-Direct Install | PROD | a2a8Y000006w7heQAA | 0128Y000001Z1O6QAK
|  |  |  | LED Outdoor Pole/Arm- or Wall-Mounted Area and Roadway | Small Business Solutions-Direct Install | PROD | a2a8Y000006w84JQAQ | 0128Y000001Z1O6QAK
|  |  |  | LED Parking Canopy Luminaires and Retrofit Kits | Small Business Solutions-Direct Install | PROD | a2a8Y000006w7gRQAQ | 0128Y000001Z1O6QAK
|  |  |  | LED Refrigeration Case Lighting | Small Business Solutions-Direct Install | PROD | a2a8Y000006w7jVQAQ | 0128Y000001Z1O6QAK
|  |  |  | Networked Lighting Control | Small Business Solutions-Direct Install | PROD | a2a8Y000006w7i8QAA | 0128Y000001Z1O6QAK
|  |  |  | Occupancy Sensors | Small Business Solutions-Direct Install | PROD | a2a8Y000006w7j1QAA | 0128Y000001Z1O6QAK
|  |  |  | Reach-In Refrigerator/Freezer | Small Business Solutions-Direct Install | PROD | a2aRl000001VzJZIA0 | 0128Y000001Z1O6QAK
|  |  |  | Reach-In Refrigerator/Freezer | Small Business Solutions-Direct Install | PROD | a2aRl000001VzJZIA0 | 0128Y000001Z1O6QAK
Launching the Import Wizard in Salesforce |  |  |  | Refrigerated Case Night Covers | Small Business Solutions-Direct Install | PROD | a2a8Y000006w7jaQAA | 0128Y000001Z1O6QAK
1. | Login to Salesforce in the environment you will be testing. |  |  | Refrigeration Door Gasket Replacement | Small Business Solutions-Direct Install | PROD | a2a8Y000006w7h5QAA | 0128Y000001Z1O6QAK
2. | Navigate to Upload MLIs by clicking on the "+" sign in the top right corner of the page. |  |  | Refrigeration Evaporator Fan Controls | Small Business Solutions-Direct Install | PROD | a2a8Y000006w7icQAA | 0128Y000001Z1O6QAK
3. | Click on the "Choose File" button and select the CSV file you created. |  |  | Smart Thermostat | Small Business Solutions-Direct Install | PROD | a2a8Y000006w7jGQAQ | 0128Y000001Z1O6QAK
4. | Select the "Upload File" button. |  |  | Speciality Doors with Low or No Anti-Sweat Heat for Reach-In | Small Business Solutions-Direct Install | PROD | a2a8Y000006w7imQAA | 0128Y000001Z1O6QAK
5. | An email will be sent to your account once all MLIs are imported. Depending on how large the CSV file is, this may take anywhere between 1-3 hours. |  |  | SSL (LED) Recessed Downlight - W Replaceable Components | Small Business Solutions-Direct Install | PROD | a2a8Y000006w7iwQAA | 0128Y000001Z1O6QAK
|  |  |  | SSL (LED) Recessed Downlight - with inseparable parts | Small Business Solutions-Direct Install | PROD | a2a8Y000006w7ggQAA | 0128Y000001Z1O6QAK
|  |  |  | Steam Cookers Steam Cooker – Electric | Small Business Solutions-Direct Install | PROD | a2a8Y000006w7kEQAQ | 0128Y000001Z1O6QAK
Note: You can import multiple CSV files at once. One email will be sent out for each file. |  |  |  | Strip Curtains | Small Business Solutions-Direct Install | PROD | a2a8Y000006w7gSQAQ | 0128Y000001Z1O6QAK
|  |  |  | Switch Reluctance Motor | Small Business Solutions-Direct Install | PROD | a2a8Y000006w7hFQAQ | 0128Y000001Z1O6QAK
|  |  |  | Unitary HVAC Systems | Small Business Solutions-Direct Install | PROD | a2a8Y000006w7hoQAA | 0128Y000001Z1O6QAK
|  |  |  | Variable Frequency Drive (VFD) for HVAC | Small Business Solutions-Direct Install | PROD | a2a8Y000006w7htQAA | 0128Y000001Z1O6QAK
|  |  |  | Variable Refrigerant Flow (VRF) Heat Pump System | Small Business Solutions-Direct Install | PROD | a2a8Y000006w7ihQAA | 0128Y000001Z1O6QAK
|  |  |  | Variable Speed Refrigeration Compressor | Small Business Solutions-Direct Install | PROD | a2a8Y000006w7iDQAQ | 0128Y000001Z1O6QAK
|  |  |  | Vending Machine Control | Small Business Solutions-Direct Install | PROD | a2a8Y000006w7hZQAQ | 0128Y000001Z1O6QAK
|  |  |  | VFD on Compressed Air | Small Business Solutions-Direct Install | PROD | a2a8Y000006w7kJQAQ | 0128Y000001Z1O6QAK
|  |  |  | DIY Advanced Power Strips | Small Business Solutions-Direct Install | PROD | a2aRl000005KfXGIA0 | 0128Y000001Z1O6QAK
|  |  |  | DIY Low Flow Faucet Aerators | Small Business Solutions-Direct Install | PROD | a2aRl000005KfXFIA0 | 0128Y000001Z1O6QAK
|  |  |  | DIY Electric Water Heater Pipe Insulation | Small Business Solutions-Direct Install | PROD | a2aRl000005KfXEIA0 | 0128Y000001Z1O6QAK
|  |  |  | DIY Vending Machine Controls | Small Business Solutions-Direct Install | PROD | a2aRl000005KfXCIA0 | 0128Y000001Z1O6QAK
|  |  |  | DIY Suction Pipe Insulation | Small Business Solutions-Direct Install | PROD | a2aRl000005KfXDIA0 | 0128Y000001Z1O6QAK
|  |  |  | Advanced Rooftop Controls (ARC) | Small Business Solutions-Direct Install | UAT | a2aD5000000s0CIIAY | 012D5000000BRfEIAW
|  |  |  | Anti-Condensation Door Heater Controls | Small Business Solutions-Direct Install | UAT | a2aD5000000s0BgIAI | 012D5000000BRfEIAW
|  |  |  | Auto Closers on Walk-in Freezers/Coolers | Small Business Solutions-Direct Install | UAT | a2aD50000029KVnIAM | 012D5000000BRfEIAW
|  |  |  | Bathroom Exhaust Fan | Small Business Solutions-Direct Install | UAT
|  |  |  | Bonus | Small Business Solutions-Direct Install | UAT | a2aD50000029KYrIAM | 0120n0000001oCaAAI
|  |  |  | C&I Heat Pump Water Heater | Small Business Solutions-Direct Install | UAT | a2aD5000000s0BxIAI | 012D5000000BRfEIAW
|  |  |  | Central AC and HP Tune-Up | Small Business Solutions-Direct Install | UAT | a2aD5000000fBUrIAM | 012D5000000BRfEIAW
|  |  |  | Chiller Tune-Up | Small Business Solutions-Direct Install | UAT | a2aD5000000s0CKIAY | 012D5000000BRfEIAW
|  |  |  | Combination Oven – Electric | Small Business Solutions-Direct Install | UAT | a2aD5000000s0ByIAI | 012D5000000BRfEIAW
|  |  |  | Convection Ovens Convection Oven – Electric | Small Business Solutions-Direct Install | UAT | a2aD5000000s0BzIAI | 012D5000000BRfEIAW
|  |  |  | Daylight Dimming Control | Small Business Solutions-Direct Install | UAT | a2aD5000000s0BvIAI | 012D5000000BRfEIAW
|  |  |  | Delamping | Small Business Solutions-Direct Install | UAT | a2aD5000000s0BuIAI | 012D5000000BRfEIAW
|  |  |  | Demand Control Commerical Kitchen Ventilation | Small Business Solutions-Direct Install | UAT | a2aD5000000s0C3IAI | 012D5000000BRfEIAW
|  |  |  | Demand Control Ventilation | Small Business Solutions-Direct Install | UAT | a2aD5000000s0C2IAI | 012D5000000BRfEIAW
|  |  |  | Dishwasher | Small Business Solutions-Direct Install | UAT | a2aD5000000s0C9IAI | 012D5000000BRfEIAW
|  |  |  | DIY LED Four-Foot Linear Replacement Lamps | Small Business Solutions-Direct Install | UAT | a2aD5000000s0CNIAY | 012D5000000BRfEIAW
|  |  |  | Dual Enthalpy Economizer | Small Business Solutions-Direct Install | UAT | a2aD5000000s0BqIAI | 012D5000000BRfEIAW
|  |  |  | Duct Sealing | Small Business Solutions-Direct Install | UAT | a2aD5000000s0BfIAI | 012D5000000BRfEIAW
|  |  |  | Ductless Mini-Split Heat Pump (DMSHP) | Small Business Solutions-Direct Install | UAT | a2aD5000000s0BrIAI | 012D5000000BRfEIAW
|  |  |  | EC Motors Retrofits | Small Business Solutions-Direct Install | UAT | a2aD5000000s0BkIAI | 012D5000000BRfEIAW
|  |  |  | Electric Chiller | Small Business Solutions-Direct Install | UAT | a2aD5000000s0CPIAY | 012D5000000BRfEIAW
|  |  |  | ENERGY STAR Integrated Screw Based SSL (LED) Lamp | Small Business Solutions-Direct Install | UAT | a2aD5000000fBG1IAM | 012D5000000BRfEIAW
|  |  |  | Evaporator Coil Defrost Controls | Small Business Solutions-Direct Install | UAT | a2aD5000000s0CBIAY | 012D5000000BRfEIAW
|  |  |  | Exit Signs | Small Business Solutions-Direct Install | UAT | a2aD5000000s0BbIAI | 012D5000000BRfEIAW
|  |  |  | Exterior LED Flood and Spot Luminaires | Small Business Solutions-Direct Install | UAT | a2aD5000000s0BaIAI | 012D5000000BRfEIAW
|  |  |  | Floating Head Pressure Controls | Small Business Solutions-Direct Install | UAT | a2aD5000000s0CCIAY | 012D5000000BRfEIAW
|  |  |  | Fryers Fryer – Electric | Small Business Solutions-Direct Install | UAT | a2aD5000000s0C1IAI | 012D5000000BRfEIAW
|  |  |  | GNI Adder | Small Business Solutions-Direct Install | UAT | a2aD5000000s0FsIAI | 012D5000000BRrUIAW
|  |  |  | Griddles Griddle – Electric | Small Business Solutions-Direct Install | UAT | a2aD5000000s0C0IAI | 012D5000000BRfEIAW
|  |  |  | Guest Room Occupancy Sensor | Small Business Solutions-Direct Install | UAT | a2aD5000000s0CHIAY | 012D5000000BRfEIAW
|  |  |  | Ice Machine - Ice-Making Head Unit | Small Business Solutions-Direct Install | UAT | a2aD5000000s0C6IAI | 012D5000000BRfEIAW
|  |  |  | Ice Machine - Self-Contained Unit | Small Business Solutions-Direct Install | UAT | a2aD5000000s0C7IAI | 012D5000000BRfEIAW
|  |  |  | Ice Maker - Batch Type & Continuous Type | Small Business Solutions-Direct Install | UAT | a2aD5000000s0CAIAY | 012D5000000BRfEIAW
|  |  |  | Insulate Bare Suction Pipes – Cooler | Small Business Solutions-Direct Install | UAT | a2aD5000000s0CGIAY | 012D5000000BRfEIAW
|  |  |  | LED 1x4, 2x2, and 2x4 Luminaires and Retrofit Kits | Small Business Solutions-Direct Install | UAT | a2aD5000000s0BTIAY | 012D5000000BRfEIAW
|  |  |  | LED Four-Foot Linear Replacement Lamps | Small Business Solutions-Direct Install | UAT | a2aD5000000s0BcIAI | 012D5000000BRfEIAW
|  |  |  | LED High-Bay Luminaires and Retrofit Kits | Small Business Solutions-Direct Install | UAT | a2aD5000000s0BUIAY | 012D5000000BRfEIAW
|  |  |  | LED High-Intensity Discharge Screw Base | Small Business Solutions-Direct Install | UAT | a2aD5000000s0BpIAI | 012D5000000BRfEIAW
|  |  |  | LED Outdoor Pole/Arm- or Wall-Mounted Area and Roadway | Small Business Solutions-Direct Install | UAT | a2aD5000000s0BXIAY | 012D5000000BRfEIAW
|  |  |  | LED Parking Canopy Luminaires and Retrofit Kits | Small Business Solutions-Direct Install | UAT | a2aD5000000s0BWIAY | 012D5000000BRfEIAW
|  |  |  | LED Refrigeration Case Lighting | Small Business Solutions-Direct Install | UAT | a2aD5000000s0BlIAI | 012D5000000BRfEIAW
|  |  |  | Networked Lighting Control | Small Business Solutions-Direct Install | UAT | a2aD5000000s0BwIAI | 012D5000000BRfEIAW
|  |  |  | Occupancy Sensors | Small Business Solutions-Direct Install | UAT | a2aD5000000s0BeIAI | 012D5000000BRfEIAW
|  |  |  | Reach-In Refrigerator/Freezer | Small Business Solutions-Direct Install | UAT | a2aVC000000aZGzYAM | 012D5000000BRfEIAW
|  |  |  | Reach-In Refrigerator/Freezer | Small Business Solutions-Direct Install | UAT | a2aVC000000aZGzYAM | 012D5000000BRfEIAW
|  |  |  | Refrigerated Case Night Covers | Small Business Solutions-Direct Install | UAT | a2aD5000000s0BmIAI | 012D5000000BRfEIAW
|  |  |  | Refrigeration Door Gasket Replacement | Small Business Solutions-Direct Install | UAT | a2aD5000000s0CJIAY | 012D5000000BRfEIAW
|  |  |  | Refrigeration Evaporator Fan Controls | Small Business Solutions-Direct Install | UAT | a2aD5000000s0CDIAY | 012D5000000BRfEIAW
|  |  |  | Smart Thermostat | Small Business Solutions-Direct Install | UAT | a2aD5000000s0BiIAI | 012D5000000BRfEIAW
|  |  |  | Speciality Doors with Low or No Anti-Sweat Heat for Reach-In | Small Business Solutions-Direct Install | UAT | a2aD5000000s0CFIAY | 012D5000000BRfEIAW
|  |  |  | SSL (LED) Recessed Downlight - W Replaceable Components | Small Business Solutions-Direct Install | UAT | a2aD5000000s0BdIAI | 012D5000000BRfEIAW
|  |  |  | SSL (LED) Recessed Downlight - with inseparable parts | Small Business Solutions-Direct Install | UAT | a2aD5000000s0BZIAY | 012D5000000BRfEIAW
|  |  |  | Steam Cookers Steam Cooker – Electric | Small Business Solutions-Direct Install | UAT | a2aD5000000s0C4IAI | 012D5000000BRfEIAW
|  |  |  | Strip Curtains | Small Business Solutions-Direct Install | UAT | a2aD5000000s0BoIAI | 012D5000000BRfEIAW
|  |  |  | Switch Reluctance Motor | Small Business Solutions-Direct Install | UAT | a2aD5000000s0CLIAY | 012D5000000BRfEIAW
|  |  |  | Unitary HVAC Systems | Small Business Solutions-Direct Install | UAT | a2aD5000000s0BsIAI | 012D5000000BRfEIAW
|  |  |  | Variable Frequency Drive (VFD) for HVAC | Small Business Solutions-Direct Install | UAT | a2aD5000000s0BtIAI | 012D5000000BRfEIAW
|  |  |  | Variable Refrigerant Flow (VRF) Heat Pump System | Small Business Solutions-Direct Install | UAT | a2aD5000000s0CEIAY | 012D5000000BRfEIAW
|  |  |  | Variable Speed Refrigeration Compressor | Small Business Solutions-Direct Install | UAT | a2aD5000000s0C8IAI | 012D5000000BRfEIAW
|  |  |  | Vending Machine Control | Small Business Solutions-Direct Install | UAT | a2aD5000000s0BnIAI | 012D5000000BRfEIAW
|  |  |  | VFD on Compressed Air | Small Business Solutions-Direct Install | UAT | a2aD5000000s0C5IAI | 012D5000000BRfEIAW
|  |  |  | DIY Advanced Power Strips | Small Business Solutions-Direct Install | UAT | a2aVC000001FXeDYAW | 012D5000000BRfEIAW
|  |  |  | DIY Low Flow Faucet Aerators | Small Business Solutions-Direct Install | UAT | a2aVC000001FXcbYAG | 012D5000000BRfEIAW
|  |  |  | DIY Electric Water Heater Pipe Insulation | Small Business Solutions-Direct Install | UAT | a2aVC000001FXZNYA4 | 012D5000000BRfEIAW
|  |  |  | DIY Vending Machine Controls | Small Business Solutions-Direct Install | UAT | a2aVC000001FXW9YAO | 012D5000000BRfEIAW
|  |  |  | DIY Suction Pipe Insulation | Small Business Solutions-Direct Install | UAT | a2aVC000001FXRJYA4 | 012D5000000BRfEIAW
|  |  |  | Advanced Rooftop Controls (ARC) | Energy Solutions for Business-Building Operations | PROD | a2a8Y000006w7mA | 0128Y000001Z1O3QAK
|  |  |  | Anti-Condensation Door Heater Controls | Energy Solutions for Business-Building Operations | PROD | a2a8Y000006w7my | 0128Y000001Z1O3QAK
|  |  |  | Auto Closers on Walk-in Freezers/Coolers | Energy Solutions for Business-Building Operations | PROD | a2a8Y000006w7mU | 0128Y000001Z1O3QAK
|  |  |  | Bathroom Exhaust Fan | Energy Solutions for Business-Building Operations | PROD
|  |  |  | Bonus | Energy Solutions for Business-Building Operations | PROD | a2a8Y000006w7oV | 0128c000001amh0AAA
|  |  |  | C&I Heat Pump Water Heater | Energy Solutions for Business-Building Operations | PROD | a2a8Y000006w7lW | 0128Y000001Z1O3QAK
|  |  |  | Central AC and HP Tune-Up | Energy Solutions for Business-Building Operations | PROD | a2a8Y000006w8ha | 0128Y000001Z1O3QAK
|  |  |  | Chiller Tune-Up | Energy Solutions for Business-Building Operations | PROD | a2a8Y000006w7mK | 0128Y000001Z1O3QAK
|  |  |  | Combination Oven – Electric | Energy Solutions for Business-Building Operations | PROD | a2a8Y000006w7lb | 0128Y000001Z1O3QAK
|  |  |  | Convection Ovens Convection Oven – Electric | Energy Solutions for Business-Building Operations | PROD | a2a8Y000006w7lg | 0128Y000001Z1O3QAK
|  |  |  | Daylight Dimming Control | Energy Solutions for Business-Building Operations | PROD | a2a8Y000006w7lM | 0128Y000001Z1O3QAK
|  |  |  | Delamping | Energy Solutions for Business-Building Operations | PROD | a2a8Y000006w7lH | 0128Y000001Z1O3QAK
|  |  |  | Demand Control Commerical Kitchen Ventilation | Energy Solutions for Business-Building Operations | PROD | a2a8Y000006w7l8 | 0128Y000001Z1O3QAK
|  |  |  | Demand Control Ventilation | Energy Solutions for Business-Building Operations | PROD | a2a8Y000006w7lv | 0128Y000001Z1O3QAK
|  |  |  | Dishwasher | Energy Solutions for Business-Building Operations | PROD | a2a8Y000006w7gw | 0128Y000001Z1O3QAK
|  |  |  | DIY LED Four-Foot Linear Replacement Lamps | Energy Solutions for Business-Building Operations | PROD | N/A | N/A
|  |  |  | Dual Enthalpy Economizer | Energy Solutions for Business-Building Operations | PROD | a2a8Y000006w7kx | 0128Y000001Z1O3QAK
|  |  |  | Duct Sealing | Energy Solutions for Business-Building Operations | PROD | a2a8Y000006w7mt | 0128Y000001Z1O3QAK
|  |  |  | Ductless Mini-Split Heat Pump (DMSHP) | Energy Solutions for Business-Building Operations | PROD | a2a8Y000006w7l2 | 0128Y000001Z1O3QAK
|  |  |  | EC Motors Retrofits | Energy Solutions for Business-Building Operations | PROD | a2a8Y000006w7nI | 0128Y000001Z1O3QAK
|  |  |  | Electric Chiller | Energy Solutions for Business-Building Operations | PROD | a2a8Y000006w7l3 | 0128Y000001Z1O3QAK
|  |  |  | ENERGY STAR Integrated Screw Based SSL (LED) Lamp | Energy Solutions for Business-Building Operations | PROD | a2a8Y000006w7lI | 0128Y000001Z1O3QAK
|  |  |  | Evaporator Coil Defrost Controls | Energy Solutions for Business-Building Operations | PROD | a2a8Y000006w7o6 | 0128Y000001Z1O3QAK
|  |  |  | Exit Signs | Energy Solutions for Business-Building Operations | PROD | a2a8Y000006w7kP | 0128Y000001Z1O3QAK
|  |  |  | Exterior LED Flood and Spot Luminaires | Energy Solutions for Business-Building Operations | PROD | a2a8Y000006w7nc | 0128Y000001Z1O3QAK
|  |  |  | Floating Head Pressure Controls | Energy Solutions for Business-Building Operations | PROD | a2a8Y000006w7oB | 0128Y000001Z1O3QAK
|  |  |  | Fryers Fryer – Electric | Energy Solutions for Business-Building Operations | PROD | a2a8Y000006w7lq | 0128Y000001Z1O3QAK
|  |  |  | GNI Adder | Energy Solutions for Business-Building Operations | PROD | a2a8Y000006w7kd | 0128Y000001Z1PpQAK
|  |  |  | Griddles Griddle – Electric | Energy Solutions for Business-Building Operations | PROD | a2a8Y000006w7ll | 0128Y000001Z1O3QAK
|  |  |  | Guest Room Occupancy Sensor | Energy Solutions for Business-Building Operations | PROD | a2a8Y000006w7gI | 0128Y000001Z1O3QAK
|  |  |  | Ice Machine - Ice-Making Head Unit | Energy Solutions for Business-Building Operations | PROD | a2a8Y000006w7ky | 0128Y000001Z1O3QAK
|  |  |  | Ice Machine - Self-Contained Unit | Energy Solutions for Business-Building Operations | PROD | a2a8Y000006w7hu | 0128Y000001Z1O3QAK
|  |  |  | Ice Maker - Batch Type & Continuous Type | Energy Solutions for Business-Building Operations | PROD | a2a8Y000006w7o1 | 0128Y000001Z1O3QAK
|  |  |  | Insulate Bare Suction Pipes – Cooler | Energy Solutions for Business-Building Operations | PROD | a2a8Y000006w7oQ | 0128Y000001Z1O3QAK
|  |  |  | LED 1x4, 2x2, and 2x4 Luminaires and Retrofit Kits | Energy Solutions for Business-Building Operations | PROD | a2a8Y000006w7kF | 0128Y000001Z1O3QAK
|  |  |  | LED Four-Foot Linear Replacement Lamps | Energy Solutions for Business-Building Operations | PROD | a2a8Y000006w7nr | 0128Y000001Z1O3QAK
|  |  |  | LED High-Bay Luminaires and Retrofit Kits | Energy Solutions for Business-Building Operations | PROD | a2a8Y000006w7kZ | 0128Y000001Z1O3QAK
|  |  |  | LED High-Intensity Discharge Screw Base | Energy Solutions for Business-Building Operations | PROD | a2a8Y000006w7ks | 0128Y000001Z1O3QAK
|  |  |  | LED Outdoor Pole/Arm- or Wall-Mounted Area and Roadway | Energy Solutions for Business-Building Operations | PROD | a2a8Y000006w7iO | 0128Y000001Z1O3QAK
|  |  |  | LED Parking Canopy Luminaires and Retrofit Kits | Energy Solutions for Business-Building Operations | PROD | a2a8Y000006w7nS | 0128Y000001Z1O3QAK
|  |  |  | LED Refrigeration Case Lighting | Energy Solutions for Business-Building Operations | PROD | a2a8Y000006w7nh | 0128Y000001Z1O3QAK
|  |  |  | Networked Lighting Control | Energy Solutions for Business-Building Operations | PROD | a2a8Y000006w7lR | 0128Y000001Z1O3QAK
|  |  |  | Occupancy Sensors | Energy Solutions for Business-Building Operations | PROD | a2a8Y000006w7mo | 0128Y000001Z1O3QAK
|  |  |  | Reach-In Refrigerator/Freezer | Energy Solutions for Business-Building Operations | PROD | a2aRl000001VzOP | 0128Y000001Z1O3QAK
|  |  |  | Reach-In Refrigerator/Freezer | Energy Solutions for Business-Building Operations | PROD | a2aRl000001VzOP | 0128Y000001Z1O3QAK
|  |  |  | Refrigerated Case Night Covers | Energy Solutions for Business-Building Operations | PROD | a2a8Y000006w7nm | 0128Y000001Z1O3QAK
|  |  |  | Refrigeration Door Gasket Replacement | Energy Solutions for Business-Building Operations | PROD | a2a8Y000006w7mF | 0128Y000001Z1O3QAK
|  |  |  | Refrigeration Evaporator Fan Controls | Energy Solutions for Business-Building Operations | PROD | a2a8Y000006w7id | 0128Y000001Z1O3QAK
|  |  |  | Smart Thermostat | Energy Solutions for Business-Building Operations | PROD | a2a8Y000006w7n8 | 0128Y000001Z1O3QAK
|  |  |  | Speciality Doors with Low or No Anti-Sweat Heat for Reach-In | Energy Solutions for Business-Building Operations | PROD | a2a8Y000006w7oL | 0128Y000001Z1O3QAK
|  |  |  | SSL (LED) Recessed Downlight - W Replaceable Components | Energy Solutions for Business-Building Operations | PROD | a2a8Y000006w7mj | 0128Y000001Z1O3QAK
|  |  |  | SSL (LED) Recessed Downlight - with inseparable parts | Energy Solutions for Business-Building Operations | PROD | a2a8Y000006w7nX | 0128Y000001Z1O3QAK
|  |  |  | Steam Cookers Steam Cooker – Electric | Energy Solutions for Business-Building Operations | PROD | a2a8Y000006w7m0 | 0128Y000001Z1O3QAK
|  |  |  | Strip Curtains | Energy Solutions for Business-Building Operations | PROD | a2a8Y000006w7kn | 0128Y000001Z1O3QAK
|  |  |  | Switch Reluctance Motor | Energy Solutions for Business-Building Operations | PROD | a2a8Y000006w7mP | 0128Y000001Z1O3QAK
|  |  |  | Unitary HVAC Systems | Energy Solutions for Business-Building Operations | PROD | a2a8Y000006w7l7 | 0128Y000001Z1O3QAK
|  |  |  | Variable Frequency Drive (VFD) for HVAC | Energy Solutions for Business-Building Operations | PROD | a2a8Y000006w7lC | 0128Y000001Z1O3QAK
|  |  |  | Variable Refrigerant Flow (VRF) Heat Pump System | Energy Solutions for Business-Building Operations | PROD | a2a8Y000006w7oG | 0128Y000001Z1O3QAK
|  |  |  | Variable Speed Refrigeration Compressor | Energy Solutions for Business-Building Operations | PROD | a2a8Y000006w7nw | 0128Y000001Z1O3QAK
|  |  |  | Vending Machine Control | Energy Solutions for Business-Building Operations | PROD | a2a8Y000006w7ki | 0128Y000001Z1O3QAK
|  |  |  | VFD on Compressed Air | Energy Solutions for Business-Building Operations | PROD | a2a8Y000006w7m5 | 0128Y000001Z1O3QAK
|  |  |  | DIY Advanced Power Strips | Energy Solutions for Business-Building Operations | PROD | a2aRl000005KfXIIA0 | 0128Y000001Z1O3QAK
|  |  |  | DIY Low Flow Faucet Aerators | Energy Solutions for Business-Building Operations | PROD | a2aRl000005KfXJIA0 | 0128Y000001Z1O3QAK
|  |  |  | DIY Electric Water Heater Pipe Insulation | Energy Solutions for Business-Building Operations | PROD | a2aRl000005KfXKIA0 | 0128Y000001Z1O3QAK
|  |  |  | DIY Vending Machine Controls | Energy Solutions for Business-Building Operations | PROD | a2aRl000005KfXLIA0 | 0128Y000001Z1O3QAK
|  |  |  | DIY Suction Pipe Insulation | Energy Solutions for Business-Building Operations | PROD | a2aRl000005KfXMIA0 | 0128Y000001Z1O3QAK
|  |  |  | Advanced Rooftop Controls (ARC) | Energy Solutions for Business-Building Operations | UAT | a2aD5000000s0DyIAI | 012D5000000BRjkIAG
|  |  |  | Anti-Condensation Door Heater Controls | Energy Solutions for Business-Building Operations | UAT | a2aD5000000s0DMIAY | 012D5000000BRjkIAG
|  |  |  | Auto Closers on Walk-in Freezers/Coolers | Energy Solutions for Business-Building Operations | UAT | a2aD5000000s0E2IAI | 012D5000000BRjkIAG
|  |  |  | Bathroom Exhaust Fan | Energy Solutions for Business-Building Operations | UAT
|  |  |  | Bonus | Energy Solutions for Business-Building Operations | UAT | a2aD50000029K9PIAU | 0120n0000001oCaAAI
|  |  |  | C&I Heat Pump Water Heater | Energy Solutions for Business-Building Operations | UAT | a2aD5000000s0DdIAI | 012D5000000BRjkIAG
|  |  |  | Central AC and HP Tune-Up | Energy Solutions for Business-Building Operations | UAT | a2aD5000000fBUwIAM | 012D5000000BRjkIAG
|  |  |  | Chiller Tune-Up | Energy Solutions for Business-Building Operations | UAT | a2aD5000000s0E0IAI | 012D5000000BRjkIAG
|  |  |  | Combination Oven – Electric | Energy Solutions for Business-Building Operations | UAT | a2aD5000000s0DeIAI | 012D5000000BRjkIAG
|  |  |  | Convection Ovens Convection Oven – Electric | Energy Solutions for Business-Building Operations | UAT | a2aD5000000s0DfIAI | 012D5000000BRjkIAG
|  |  |  | Daylight Dimming Control | Energy Solutions for Business-Building Operations | UAT | a2aD5000000s0DbIAI | 012D5000000BRjkIAG
|  |  |  | Delamping | Energy Solutions for Business-Building Operations | UAT | a2aD5000000s0DaIAI | 012D5000000BRjkIAG